## IESA-Opt database
IESA - NL' energy system database TRANSFORM
By:
TNO Energy and Material Transition
Universiteit Utrecht (UU)
Planbureau voor de Leefomgeving (PBL)
Rijksuniveriteit Groningen (RUG)
Contact persons:
Kira West
Amir Fattahi
Generalities:
All the costs are expressed in 2019 euros [€_2019]. Please take this into consideration when updating data. For this pupose a conversion table is provided in data sources sheet. The red tabs contain data related to the definition of the activities, and their projected volumes within the scenario. The blue tabs contain the technologies, and their descriptions in terms of the required modelling parameters. The yellow tabs contain other parameters relevant for the functioning of the model and this excel file. The data contained in this excel file represents one scenario only. This means that each scenario explored must have its own excel data file.
Name of the scenario:
IESA TRANSFORM Scenario
Storyline of the scenario:

## Data Sources
List of data sources used to build and update the database | [5 empty] | Currency conversion
[6 empty] | Auxiliar for € adjustment |  | Data source
No. | Source name | Description | Year | Link to public source [if available] | Link to publication [if available] | Year of € | Equivalent in €_2019 | [ref No.]
1 | PBL's ENSYSI model database | Data collected from different sources by PBL to build ENSYSI. | 2015 | NA | EFFECTEN VAN DE ENERGIETRANSITIE OP DE REGIONALE ARBEIDSMARKT – EEN QUICKSCAN | 2010 | 0.88715 | [8]
2 | COMPETES model database | Data collected from different sources by PBL/ECN based on TYNDP (MAF 2016 & Sustainable Transition) | 2020 | NA | Capacity vs energy subsidies for promoting renewable investment: Benefits and costs for the EU power market | 2011 | 0.90685 | [8]
3 | TNO factsheets | Large scale alkalyne electrolyzer factsheet | 2019 | Electrolyzer factsheet | NA | 2012 | 0.93187 | [8]
4 | TNO factsheets | Data collected by Remko Detz into the set of factsheets | 2019 | DAC factsheet | NA | 2013 | 0.95254 | [8]
5 | TNO factsheets | Data collected by Remko Detz into the set of factsheets | 2019 | FT facsheet (not yet online) | NA | 2014 | 0.96061 | [8]
6 | TNO factsheets | Data collected by Remko Detz into the set of factsheets | 2019 | Methanol path factsheet (not yet online) | NA | 2015 | 0.95892 | [8]
7 | Cost of storage technologies | Publication (Zakeri and Syri, 2015) | 2015 | NA | Electrical energy storage systems: A comparative life cycle cost analysis | 2016 | 0.96132 | [8]
8 | Euro inflation tool | Source from where the euro adjustment parameters where obtained for different years | 2020 | inflationtool | NA | 2017 | 0.97188 | [8]
9 | OPERA model database | Data collected from different sources by ECN | 2015 | NA | FLEXNET Report OPERA section | 2018 | 0.98501 | [8]
10 | METIS T4 | Maximum clearing price in the APX day ahead electricity market accordingly with European Comission regulations | 2016 | NA | METIS T4 | 2019 | 1 | [8]
11 | POTENCIA Central Scenario NL | Assumptions used for the services activity volumes in the POTENCIA scenarios by JRC. This data was used to define the heat intensity of the service sectors as well as the drivers. The drivers were directly extracted from the CENTRAL SCENARIO NL database. And the intensities were combined with ENSYSI data to provide the water heating plus HDD function for the heat intensity. The reference HDD used for the reference parameters was of 2900 HDD. | 2019 | Database access | POTENCIA Scenario Report
12 | POTENCIA Central Scenario | Assumptions and data used for the Transport sectors in the POTENCIA scenario by JRC. We grouped some of the activities and proportionally adjusted the parameters from the POTENCIA database. Most of the data was extracted from the Annual Reports>Transport folder. Given the lack of data on capital costs, data was extracted from different sources and compared/callibrated to provide grouped annual costs similar to the reported by POTENCIA. | 2019 | Database access | POTENCIA Scenario Report
13 | Methodology to quantify transport emissions | Source to justify accounting only for LTO in aviation within national emissions. | 2019 |  | Methods for calculating the emissions of transport in the Netherlands
14 | LTO vs CCD emissions | Source to justify the proxies used for LTO and CCD emissions in aviation for Intra and Extra EU flights. It is not the perfect source, but it works for now. We are using it for the parameters regarding the share of international emmisions in aviation. | 2019 |  | Paper showing EEA data
15 | POTENCIA Central Scenario NL | Data extracted to define residential, industry and agriculture activity volumes in the reference scenario | 2019 | Database access | POTENCIA Scenario Report
16 | Change in HDD in EU countries | Publication (Spinioni et al, 2018) | 2018 | NA | Changes of heating and cooling degree-days in Europe from 1981 to 2100
17 | ENSPRESO Biomass | Projection on potentials for biomass availability and expected energy prices. Reference scenario. | 2019 | Database access | Bioenergy potentials for EU and neighbouring countries
18 | Climate and Energy Outlook 2019 | Use of the expected ETS prices developments (2020-2030). | 2019 | KEV table attachment | Climate and Energy Outlook 2019
19 | CBP ETS valuation projections | Long term projection scenarios on ETS price according with CBP. Mixed with KEV 19 available data on 2020-2030, to complement the long term 2050 picture. | 2016 |  | Valuation of CO2 emissions in CBA: implications of the scenario study Welfare, Prosperity and the Human Environment
20 | ENTSOG network | Information about interconnection nodes to the national gas network | 2019 | ENTSOG network map
21 | NLOG Gas production data | Data about the production of dutch gas fields. Complemented with the policy of closure of the Groningen field by 2022. | 2015 | NLOG data | SP Global Analysis on groningen field closure
22 | LNG Price estimation | Collection of sources for the estimation of the LNG gas price in Europe | 2019 |  | CSIS article gathering data from EUROSTAT and US Department of Energy
23 | TAQA Bergermeer Gas Storage | Operational and project costs data of the operational TAQA gas storage plant | 2015/2020 | TAQA Operational figures | TAQA Project
24 | Zuidwending Gas Buffer | Operational and project costs data of the operational Zuidwending gas storage plant | 2006/2020 | Public data | Project description
25 | NL GHG Inventory Report | GHG Emissions in the Netherlands from 1990 to 2017 extracted from the national inventory 2019 | 2019 |  | Publication with data in tables
26 | nonCO2 GHG emissions MACCs | Publication with the MACC curves evolution until 2100 for most important nonCO2 GHG emissions in the World. | 2019 | Public data | Publication
27 | HFC emissions projections | Publication with the expected development of HFC emissions in the world | 2009 |  | Publication
28 | Trends in cattle numbers | Historcal trends of cattle evolution in the Netherlands used as criteria to define the evolution of cattle related emissions. This database proposes that cattle numbers will decrease in the future. | 2019 | CBS data
29 | Trends in agricultural land use in the Netherlands | Thesis from VU exploring land use change in the Netherlands. This study is used to define the driver in N2O agricultural emmisions which assumes a 10% decrease in 2050. | 2012 |  | Thesis
30 | Low carbon electricity generation costs | Database from JRC on cost prametes of green electricity sources in Europe | 2017 | Database | Publication
31 | Compressor costs | Paper with pipeline compressor costs in the USA | 2018 |  | Publication
32 | CE Delft Scenarios | Grid for the future scenario report | 2017 |  | Publication
33 | TNO Scenarios | Scenarios for a climate neutral energy system (adapt and transform data) | 2020 | Data | Publication
34 | Nuclear generation data | Corrigendum from nuclear industry (Kan et al. paper) | 2020 |  | Publication
35 | Petrochemical sector | Petroleum products balance sheet; supply, consumption and stock | 2017 | Data
36 | CBS Energy Balance | Energy balance sheet; supply, transformation and consumption | 2019 | Data
37 | Steel production ECN-MIDDEN | 2050 Decarbonisation of the Dutch Steelmaking Industry (Note: Coke oven gas generation is added to the gas network in the balance used in IESA-Opt) | 2019 |  | Master Thesis
38 | Costs of steel productiom | Decarbonization options for the Dutch steel industry | 2019 |  | Publication
39 | Ammonia production MIDDEN | Decarbonization options for the Dutch fertilizer industry | 2019 |  | Publication
40 | Drivetrain cost share | Share in costs of transport drivetrain | 2014 |  | Publication
41 | TNO factsheets | Nuclear Gen III | 2018 | Data
42 | TNO factsheets | Nuclear SMR | 2018 | Data
43 | Manufacturing cost analysis of fuel cells | Hydrogen Fuel Cells technologies | 2017 |  | Publication
44 | TYNDP ENTSOE | ENSTSOE Scenarios for the TYNDP | 2020 | Data | Publication
45 | ENTSOE Hydropower | Data on capacities, profiles and operation on different hydropower technologies all over Europe | 2020 | Data
46 | TNO factsheets | Air-Source Heat Pump | 2019 | Data
47 | TNO factsheets | Ground-Source Heat Pump | 2019 | Data
48 | TNO factsheets | Nuclear Gen IV Hydrogen production | 2018 | Data
49 | IEA Net-Zeroby 2050 | Capacity factors, Financing rates, CAPEX (Nuclear Gen III, Wind offshore) | 2021 | Data
50 | KEV 2020 | Demand volumes, prices and other GHG | 2020 |  | Publication
51 | MIDDEN Steel | Industrial decarbonization report for steel | 2019 | Data | Publication
52 | MIDDEN Aluminum | Industrial decarbonization report for aluminum | 2019 | Data | Publication
53 | MIDDEN Zinc | Industrial decarbonization report for zinc | 2019 | Data | Publication
54 | MIDDEN Fertilizers | Industrial decarbonization report for fertilizers | 2019 | Data | Publication
55 | MIDDEN HVC | Industrial decarbonization report for HVCs | 2020 | Data | Publication
56 | MIDDEN Chlor-alkali | Industrial decarbonization report for chlor-alkali | 2021 | Data | Publication
57 | MIDDEN Ceramics | Industrial decarbonization report for ceramics | 2020 | Data | Publication
58 | MIDDEN Glass | Industrial decarbonization report for glass | 2019 | Data | Publication
59 | MIDDEN Paper cardboard | Industrial decarbonization report for paper and cardboard | 2019 | Data | Publication
60 | TNO factsheets | Syngas from RWGS | 2019 | Data
61 | TNO factsheets | Fischer Tropsch process | 2019 | Data
62 | TNO factsheets | Direct production of methanol from H2 and CO2 | 2019 | Data
63 | Costs of syngas SOEC | Article on valuation of electrolytic syngas | 2013 |  | Publication
64 | TNO factsheets | Methanol to olefins | 2021 | Data
65 | TNO factsheets | Pyrolysis oil from biomass | 2019 | Data
66 | Biomass gasification | Syngas production from biomass | 2020 |  | Publication
67 | Ethanol dehydration | New feedstock for plastic industry article (Biomass magazine) | 2020 |  | Publication
68 | Biomass polimerization | HWWI Research paper on biomass polimerization (PLA) | 2021 |  | Publication
69 | TNO factsheets | Alkaline electrolyzer | 2018 | Data
70 | TNO factsheets | PEM electrolyzer | 2019 | Data
71 | TNO factsheets | SOE electrolizer | 2020 | Data
72 | TNO factsheets | Plastic waste pyrolysis | 2020 | Data
73 | Biomass data EU | JRC bioenergy potentials for EU and neighboring countries | 2015 | Data | Publication
74 | Plastic Waste NL CE Delft | CE Delft report: Plastic use and processing of plastic waste in the Netherlands. | 2019 |  | Publication
75 | TNO factsheets | ANAEROBIC DIGESTION OF WET BIOMASS FOR HEAT GENERATION | 2018 | Data
76 | TNO factsheets | INDUSTRIAL NATURAL GAS CHP - GAS TURBINES WITH HEAT RECOVERY STEAM GENERATORS | 2020 | Data
77 | TNO factsheets | HYBRID HEAT PUMP HOUSEHOLDS | 2019 | Data
78 | TNO factsheets | AIR SOURCE HEAT PUMP | 2019 | Data
79 | TNO factsheets | Hydrogen (H2) boiler services sector | 2021 | Data
80 | TNO factsheets | ELECTRIC INDUSTRIAL BOILER | 2018 | Data
81 | TNO factsheets | HEAT PUMP - AIR TO WATER | 2020 | Data
82 | TNO factsheets | HEAT PUMP ‐ GROUNDWATER TO WATER | 2020 | Data
83 | MIDDEN database | Heat generation technologies | 2021 | Data
84 | MIDDEN database | Basic organic chemicals | 2020
85 | MIDDEN Polyolefins | Industrial decarbonization report for polyolefins | 2021 |  | Publication
86 | MIDDEN PET | Industrial decarbonization report for PTA & PET | 2021 |  | Publication
87 | MIDDEN waste incineration | Industrial decarbonization report for waste incineration | 2022 |  | Publication
88 | Jeswani et al. 2021 | Life cycle environmental impacts of chemical recycling via pyrolysis of mixed plastic waste in comparison with mechanical recycling and energy recovery, Science of the Total Environment, Vol. 769. | 2021 |  | Publication
89 | SDE++ Eindadvies 2022 | Eindadvies basisbedragen SDE++ 2022, PBL | 2022 |  | Publication
90 | Volk et al. 2021 | Techno-economic assessment and comparison of different plastic recycling pathways: A German case study, Journal of Industrial Ecology, 25(1): 1-20. | 2021 |  | Publication
91 | CE Delft Verkenning Chemische Recycling - Update 2019 | Report about chemical recycling techniques | 2018 |  | Publication
92 | Naviroj et al. 2019 | Chemical Recycling of Plastics by Dissolution, University of Pennsylvania | 2019 |  | Publication
93 | IERO report | Iron production by electrochemical reduction of its oxide for high CO2 mitigation (IERO), 2016, JRC | 2016 |  | Publication
94 | Levi & Cullen 2018 | Mapping Global Flows of Chemicals: From Fossil Fuel Feedstocks to Chemical Productions, Environmental Science & Technology, 52, 4, 1724-1734 | 2018 |  | Publication
95 | corRES profiles | Profiles were takne from JoostvStralen | 2024
96 | Cost of FT and MtJ | Scientific paper | 2024 |  | Publication
97 | Cost of biokerosene from HEFA | Scientific paper | 2018 |  | Publication
98 | Cost of SMR | Technical report | 2017 |  | Publication
99 | Cost of syngas from biomass | Technical report | 2021 |  | Publication
100 | Cost for methanol from syngas | Scientific paper | 2022 |  | Publication
C | Calculations | Calculations based on other data within the dataset | NA
I | IESA-Opt | EU Power System model runs | 2022
D | Dummy data | Used to design functionalities, usually based in educated guesses or quick google searches. This data is indicated with a red color in the database. | NA | NA | NA

## Activities
These markets are the activity levels that must be met by the model in each year. The activity balance of the technologies must be equal to these. | [17 empty] | Growth rate industry activity
|  | Evolution of driver in time | [6 empty] | Data source | [8 empty] | 0%
External drivers (not in AIMMS) | UoA | 2022 | 2025 | 2030 | 2035 | 2040 | 2045 | 2050 | [ref No.]
Population | [Mpp] | 17.59 | 18.347 | 18.757 | 18.977 | 19.063 | 19.042 | 18.958 | CBS statline (bevolking; kerncijfers), UN Population Division, World Population Prospects 2024
Gross Domestic Product | [M€_2022] | 1146886 | 1167902 | 1274004 | 1366385 | 1477170 | 1608711 | 1747307 | OECD Real GDP long-term forecast
Heat degree days | [HDD] | 2900 | 2850 | 2800 | 2710 | 2620 | 2530 | 2440 | [16]
|  | Evolution of volumes in time | [6 empty] | Maximum transformation | Dispatch resolution | Activity Type | Node | Target | Energy Label | Emission Factors | Share of neutrality | Data source
Activities | UoA | 2022 | 2025 | 2030 | 2035 | 2040 | 2045 | 2050 | [%/5years] | [type] | [type] | [type] | [y/n] | [type] | [Mton_CO2/PJ] | [%] | [ref No.]
Electricity demand - Residential | [PJ] | 80.1 | 79.94 | 79.67 | 79.4 | 79.14 | 78.87 | 78.6 |  | yearly | Driver | NL | 0 | NA | NA | NA
Houses - Residential Flats | [khouses] | 2900 | 2927 | 2972 | 3088 | 3140 | 3185 | 3230 |  | yearly | Driver | NL | 0 | NA | NA | NA
Houses - Residential Terrace | [khouses] | 2400 | 2411 | 2430 | 2525 | 2568 | 2605 | 2641 |  | yearly | Driver | NL | 0 | NA | NA | NA
Houses - Residential Dwellings | [khouses] | 2800 | 2816 | 2843 | 2954 | 3004 | 3047 | 3090 |  | yearly | Driver | NL | 0 | NA | NA | NA
Electricity demand - Services | [PJ] | 124.9 | 123.48 | 121.1 | 118.73 | 116.35 | 113.98 | 111.6 |  | yearly | Driver | NL | 0 | NA | NA | NA
Space - Services | [Mm2] | 430 | 431.5 | 434 | 449 | 465 | 480 | 496 |  | yearly | Driver | NL | 0 | NA | NA | NA
Electricity demand - Agricuture | [PJ] | 25.2 | 25.24 | 25.31 | 25.88 | 26.71 | 27.54 | 27.54 |  | yearly | Driver | NL | 0 | NA | NA | NA
Heat demand - Agriculture | [PJ] | 39.7 | 39.7 | 39.7 | 39.7 | 39.7 | 39.7 | 39.7 |  | yearly | Driver | NL | 0 | NA | NA | NA
Machinery - Agriculture | [PJ] | 14 | 14.38 | 15 | 15.1 | 15.19 | 15.19 | 15.19 |  | yearly | Driver | NL | 0 | NA | NA | NA
Steel production - Basic Metals Industry | [Mton_Steel] | 7.2 | 7.2 | 7.2 | 7.2 | 7.2 | 7.2 | 7.2 |  | yearly | Driver | NL | 0 | NA | NA | NA
Nitric Acid production - Fertilizers Industry | [Mton_AN] | 2.4 | 2.52 | 2.72 | 2.8 | 2.89 | 2.96 | 3.07 |  | yearly | Driver | NL | 0 | NA | NA | NA
Urea production - Fertilizers Industry | [Mton_Urea] | 1.8 | 1.89 | 2.05 | 2.1 | 2.16 | 2.22 | 2.3 |  | yearly | Driver | NL | 0 | NA | NA | NA
Other Ammonia based fertilizers - Fertilizers Industry | [Mton_NH3] | 1.2 | 1.26 | 1.36 | 1.4 | 1.44 | 1.48 | 1.53 |  | yearly | Driver | NL | 0 | NA | NA | NA
Ethylene production - Chemical Industry | [Mton_Ey] | 3 | 3.29 | 3.42 | 3.58 | 3.77 | 3.97 | 4.18 |  | yearly | Driver | NL | 0 | NA | NA | NA
Propylene production - Chemical Industry | [Mton_Py] | 1.41 | 1.53 | 1.6 | 1.67 | 1.76 | 1.85 | 1.95 |  | yearly | Driver | NL | 0 | NA | NA | NA
Butadiene production - Chemical Industry | [Mton_Butadiene] | 0.43 | 0.47 | 0.49 | 0.51 | 0.54 | 0.57 | 0.6 |  | yearly | Driver | NL | 0 | NA | NA | NA
BTX aromatics production - Chemical Industry | [Mton_BTX] | 3 | 3.51 | 4.37 | 4.57 | 4.82 | 5.08 | 5.34 |  | yearly | Driver | NL | 0 | NA | NA | NA
Chlorine production - Chemical Industry | [Mton_CL2] | 1 | 1.1 | 1.14 | 1.2 | 1.27 | 1.34 | 1.41 |  | yearly | Driver | NL | 0 | NA | NA | NA
Other ETS chemicals - Chemical Industry | [Idx_2020] | 1 | 1 | 1 | 1 | 1 | 1 | 1 |  | yearly | Driver | NL | 0 | NA | NA | NA
Glass production - ETS Industry | [Mton_Glass] | 0.92 | 0.94 | 0.97 | 1 | 1.02 | 1.05 | 1.07 |  | yearly | Driver | NL | 0 | NA | NA | NA
Ceramics production -ETS Industry | [Mton_Ceramics] | 2.8 | 2.83 | 2.95 | 3 | 3.05 | 3.05 | 3.06 |  | yearly | Driver | NL | 0 | NA | NA | NA
Paper production - ETS Industry | [Mton_Paper] | 1.015 | 1.01 | 1 | 0.99 | 0.98 | 0.97 | 0.96 |  | yearly | Driver | NL | 0 | NA | NA | NA
Board production - ETS Industry | [Mton_board] | 1.86 | 1.85 | 1.82 | 1.8 | 1.78 | 1.77 | 1.75 |  | yearly | Driver | NL | 0 | NA | NA | NA
Food production - non-ETS Industry | [Idx_2020] | 1 | 0.93 | 0.8 | 0.8 | 0.8 | 0.79 | 0.79 |  | yearly | Driver | NL | 0 | NA | NA | NA
Other ETS - Industry | [Idx_2020] | 1 | 0.99 | 0.98 | 0.97 | 0.96 | 0.95 | 0.94 |  | yearly | Driver | NL | 0 | NA | NA | NA
Other non-ETS - Industry | [Idx_2020] | 1 | 0.99 | 0.98 | 0.97 | 0.96 | 0.95 | 0.94 |  | yearly | Driver | NL | 0 | NA | NA | NA
Machinery - Industry | [PJ] | 25.4 | 25.44 | 25.5 | 23.9 | 23.14 | 21.87 | 20.84 |  | yearly | Driver | NL | 0 | NA | NA | NA
Waste Management | [Mton_Waste] | 8.76 | 8.74 | 8.7 | 8.66 | 8.62 | 8.58 | 8.54 |  | yearly | Driver | NL | 0 | NA | NA | NA
Motorcycles | [Gvkm] | 5.1 | 5.1 | 5.1 | 5.1 | 5.1 | 5.1 | 5.1 |  | yearly | Driver | NL | 0 | NA | NA | NA
Passenger Cars | [Gvkm] | 105 | 109.5 | 117 | 123 | 129 | 135 | 140 |  | yearly | Driver | NL | 0 | NA | NA | NA
Light-Duty Vehicles | [Gvkm] | 19 | 20.3 | 21.4 | 22.5 | 23.6 | 24.7 | 25.8 |  | yearly | Driver | NL | 0 | NA | NA | NA
Heavy-Duty Vehicles | [Gvkm] | 7.7 | 8.05 | 8.63 | 8.94 | 9.28 | 9.6 | 9.93 |  | yearly | Driver | NL | 0 | NA | NA | NA
Buses | [Mvkm] | 620 | 675 | 681 | 681 | 682 | 682 | 683 |  | yearly | Driver | NL | 0 | NA | NA | NA
Rail | [Mvkm] | 170 | 170 | 170 | 170 | 170 | 170 | 170 |  | yearly | Driver | NL | 0 | NA | NA | NA
Domestic Navigation | [Mvkm] | 55 | 55.49 | 56.31 | 57.14 | 57.96 | 58.78 | 59.6 |  | yearly | Driver | NL | 0 | NA | NA | NA
Other Transport | [PJ] | 32.6 | 30.5 | 27 | 23.65 | 23.29 | 22.66 | 22.86 |  | yearly | Driver | NL | 0 | NA | NA | NA
Bunker Aviation | [Mvkm] | 580 | 588 | 601 | 635 | 673 | 703 | 733 |  | yearly | Driver | NL | 0 | NA | NA | NA
Bunker Navigation | [Mvkm] | 110 | 110 | 110 | 110 | 110 | 110 | 110 |  | yearly | Driver | NL | 0 | NA | NA | NA
neGHG - Residential - CO2 | [Mton_CO2e] | 0.4 | 0.35 | 0.299 | 0.3 | 0.3 | 0.3 | 0.303 |  | yearly | Driver | NL | 0 | NA | NA | NA
neGHG - Services - CH4 | [Mton_CO2e] | 0.3 | 0.34 | 0.388 | 0.37 | 0.35 | 0.34 | 0.321 |  | yearly | Driver | NL | 0 | NA | NA | NA
neGHG - Agriculture - CO2 | [Mton_CO2e] | 0.3 | 0.26 | 0.213 | 0.2 | 0.19 | 0.18 | 0.166 |  | yearly | Driver | NL | 0 | NA | NA | NA
neGHG - Agriculture - CH4 | [Mton_CO2e] | 12.6 | 10.24 | 7.87 | 7.43 | 6.99 | 6.55 | 6.11 |  | yearly | Driver | NL | 0 | NA | NA | NA
neGHG - Agriculture - N2O | [Mton_CO2e] | 4.5 | 4.03 | 3.56 | 3.32 | 3.07 | 2.83 | 2.58 |  | yearly | Driver | NL | 0 | NA | NA | NA
neGHG - Industry - Chemical - CO2 | [Mton_CO2e] | 0.9 | 0.85 | 0.802 | 0.75 | 0.7 | 0.65 | 0.602 |  | yearly | Driver | NL | 0 | NA | NA | NA
neGHG - Industry - Other - CO2 | [Mton_CO2e] | 0.9 | 0.78 | 0.669 | 0.67 | 0.68 | 0.69 | 0.696 |  | yearly | Driver | NL | 0 | NA | NA | NA
neGHG - Industry - CH4 | [Mton_CO2e] | 2.6 | 2.62 | 2.64 | 2.32 | 2 | 1.68 | 1.35 |  | yearly | Driver | NL | 0 | NA | NA | NA
neGHG - Industry - N2O | [Mton_CO2e] | 1 | 0.69 | 0.381 | 0.38 | 0.37 | 0.36 | 0.359 |  | yearly | Driver | NL | 0 | NA | NA | NA
neGHG - Industry - F-gas | [Mton_CO2e] | 1.5 | 1.13 | 0.767 | 0.71 | 0.65 | 0.6 | 0.541 |  | yearly | Driver | NL | 0 | NA | NA | NA
neGHG - Transport - CH4 | [Mton_CO2e] | 0.08 | 0.07 | 0.06 | 0.05 | 0.04 | 0.03 | 0.011 |  | yearly | Driver | NL | 0 | NA | NA | NA
neGHG - Transport - N2O | [Mton_CO2e] | 1.1 | 0.64 | 0.175 | 0.15 | 0.13 | 0.11 | 0.084 |  | yearly | Driver | NL | 0 | NA | NA | NA
neGHG - Transport - F-gas | [Mton_CO2e] | 0.4 | 0.36 | 0.29 | 0.21 | 0.14 | 0.07 | 0 |  | yearly | Driver | NL | 0 | NA | NA | NA
neGHG - LULUCF | [Mton_CO2e] | 2.5 | 3.08 | 3.66 | 3.41 | 3.16 | 2.91 | 2.66 |  | yearly | Driver | NL | 0 | NA | NA | NA
Natural Gas Exports | [PJ] | 0 | 0 | 0 | 0 | 0 | 0 | 0 |  | yearly | Driver | EU | 0 | NA | 0.0566 | 0
Naphtha Exports | [PJ] | 0 | 0 | 0 | 0 | 0 | 0 | 0 |  | yearly | Driver | EU | 0 | NA | 0.071 | 0 | [36]
Road Fuel Exports | [PJ] | 0 | 0 | 0 | 0 | 0 | 0 | 0 |  | yearly | Driver | EU | 0 | NA | 0.073 | 0 | [36]
Kerosene Exports | [PJ] | 0 | 0 | 0 | 0 | 0 | 0 | 0 |  | yearly | Driver | EU | 0 | NA | 0.072 | 0 | [36]
Electricity demand - EU | [PJ] | 4260 | 4560 | 4860 | 5163.75 | 5467.5 | 5771.25 | 6075 |  | yearly | Driver | EU | 0 | NA | NA | NA | [2]
DRI | [Mton_DRI/y] | 0 | 0 | 0 | 0 | 0 | 0 | 0 |  | yearly | Material conversion | NL | 0 | Material | NA | NA
Steel scrap | [Mton_steelscrap] | 0 | 0 | 0 | 0 | 0 | 0 | 0 |  | yearly | Material conversion | NL | 0 | Material | NA | NA
Electricity EU | [PJ] | 0 | 0 | 0 | 0 | 0 | 0 | 0 |  | hourly-interconnected | Energy | EU | 0 | Electricity | NA | NA | [1]
Electricity NL - HVNS | [PJ] | 0 | 0 | 0 | 0 | 0 | 0 | 0 |  | hourly | Energy | NL | 0 | Electricity | NA | NA | [1]
Electricity NL - HV | [PJ] | 0 | 0 | 0 | 0 | 0 | 0 | 0 |  | hourly | Energy | NL | 0 | Electricity | NA | NA | [1]
Electricity NL - LV | [PJ] | 0 | 0 | 0 | 0 | 0 | 0 | 0 |  | hourly | Energy | NL | 0 | Electricity | NA | NA | [1]
Heat LT Houses C-G | [PJ] | 0 | 0 | 0 | 0 | 0 | 0 | 0 |  | hourly-indirect | Energy | NL | 0 | Heat | NA | NA | [1]
Heat LT Houses A+,A,B | [PJ] | 0 | 0 | 0 | 0 | 0 | 0 | 0 |  | hourly-indirect | Energy | NL | 0 | Heat | NA | NA | [1]
Heat LT Services | [PJ] | 0 | 0 | 0 | 0 | 0 | 0 | 0 |  | hourly-indirect | Energy | NL | 0 | Heat | NA | NA | [1]
Heat LT Network | [PJ] | 0 | 0 | 0 | 0 | 0 | 0 | 0 |  | hourly | Energy | NL | 0 | Heat | NA | NA | [1]
Heat LT Agriculture | [PJ] | 0 | 0 | 0 | 0 | 0 | 0 | 0 |  | hourly-indirect | Energy | NL | 0 | Heat | NA | NA | [1]
Heat HT Industry | [PJ] | 0 | 0 | 0 | 0 | 0 | 0 | 0 |  | hourly-indirect | Energy | NL | 0 | Heat | NA | NA | [1]
Heat LT Industry | [PJ] | 0 | 0 | 0 | 0 | 0 | 0 | 0 |  | hourly-indirect | Energy | NL | 0 | Heat | NA | NA | [1]
Furnace Heat Industry | [PJ] | 0 | 0 | 0 | 0 | 0 | 0 | 0 |  | hourly-indirect | Energy | NL | 0 | Heat | NA | NA | [1]
Blast Furnace Gas | [PJ] | 0 | 0 | 0 | 0 | 0 | 0 | 0 |  | yearly | Energy | NL | 0 | Coal | 0.2474 | 0 | [1]
LPG | [PJ] | 0 | 0 | 0 | 0 | 0 | 0 | 0 |  | yearly | Energy | NL | 0 | Oil Products | 0.0631 | 0 | [1]
Naphtha | [PJ] | 0 | 0 | 0 | 0 | 0 | 0 | 0 |  | yearly | Energy | NL | 0 | Oil Products | 0.071 | 0 | [1]
Road Fuel | [PJ] | 0 | 0 | 0 | 0 | 0 | 0 | 0 |  | yearly | Energy | NL | 0 | Oil Products | 0.073 | 0 | [1]
Kerosene | [PJ] | 0 | 0 | 0 | 0 | 0 | 0 | 0 |  | yearly | Energy | NL | 0 | Oil Products | 0.072 | 0 | [1]
Fuel Oil | [PJ] | 0 | 0 | 0 | 0 | 0 | 0 | 0 |  | yearly | Energy | NL | 0 | Oil Products | 0.077 | 0 | [1]
Other Oil Products | [PJ] | 0 | 0 | 0 | 0 | 0 | 0 | 0 |  | yearly | Energy | NL | 0 | Oil Products | 0.081 | 0 | [1]
Bio Naphtha | [PJ] | 0 | 0 | 0 | 0 | 0 | 0 | 0 |  | yearly | Energy | NL | 0 | Bio-fuels | 0.071 | 1 | [1]
Bio Ethanol | [PJ] | 0 | 0 | 0 | 0 | 0 | 0 | 0 |  | yearly | Energy | NL | 0 | Bio-fuels | 0.055 | 1 | [1]
Bio Diesel | [PJ] | 0 | 0 | 0 | 0 | 0 | 0 | 0 |  | yearly | Energy | NL | 0 | Bio-fuels | 0.073 | 1 | [1]
Bio Kerosene | [PJ] | 0 | 0 | 0 | 0 | 0 | 0 | 0 |  | yearly | Energy | NL | 0 | Bio-fuels | 0.072 | 1 | [1]
Syn Naphtha | [PJ] | 0 | 0 | 0 | 0 | 0 | 0 | 0 |  | yearly | Fix Energy | NL | 0 | Synfuels | 0.071 | 0 | [1]
Syn Diesel | [PJ] | 0 | 0 | 0 | 0 | 0 | 0 | 0 |  | yearly | Fix Energy | NL | 0 | Synfuels | 0.073 | 0 | [1]
Syn Kerosene | [PJ] | 0 | 0 | 0 | 0 | 0 | 0 | 0 |  | yearly | Fix Energy | NL | 0 | Synfuels | 0.072 | 0 | [1]
E-Kerosene | [PJ] | 0 | 0 | 0 | 0 | 0 | 0 | 0 |  | yearly | Fix Energy | NL | 0 | Synfuels | 0.072 | 0 | [1]
Syngas | [PJ] | 0 | 0 | 0 | 0 | 0 | 0 | 0 |  | yearly | Fix Energy | NL | 0 | Synfuels | 0.074 | 0 | [1]
Methanol | [PJ] | 0 | 0 | 0 | 0 | 0 | 0 | 0 |  | yearly | Fix Energy | NL | 0 | Synfuels | 0.069 | 0 | [1]
Natural Gas HD | [PJ] | 0 | 0 | 0 | 0 | 0 | 0 | 0 |  | daily | Energy | NL | 0 | Natural Gas | 0.0566 | 0 | [1]
Natural Gas LD | [PJ] | 0 | 0 | 0 | 0 | 0 | 0 | 0 |  | daily | Energy | NL | 0 | Natural Gas | 0.0566 | 0 | [1]
Natural Gas LNG | [PJ] | 0 | 0 | 0 | 0 | 0 | 0 | 0 |  | yearly | Energy | NL | 0 | Natural Gas | 0.0566 | 0 | [1]
Hydrogen HD | [PJ] | 0 | 0 | 0 | 0 | 0 | 0 | 0 |  | daily | Fix Energy | NL | 0 | Hydrogen | 0 | 0 | [1]
Hydrogen LD | [PJ] | 0 | 0 | 0 | 0 | 0 | 0 | 0 |  | daily | Fix Energy | NL | 0 | Hydrogen | 0 | 0 | [1]
Renewable H2 Credit | [PJ] | 0 | 0 | 0 | 0 | 0 | 0 | 0 |  | yearly | Energy | NL | 0 | Hydrogen | 0 | 0
Plastic pyrolysis oil | [PJ] | 0 | 0 | 0 | 0 | 0 | 0 | 0 |  | yearly | Fix Energy | NL | 0 | Synfuels | 0.071 | 0 | [D]
Ammonia | [PJ] | 0 | 0 | 0 | 0 | 0 | 0 | 0 |  | yearly | Energy | NL | 0 | Ammonia | 0 | 0 | [1]
Biomass | [PJ] | 0 | 0 | 0 | 0 | 0 | 0 | 0 |  | yearly | Energy | NL | 0 | Biomass | 0.1096 | 1 | [1]
Coal | [PJ] | 0 | 0 | 0 | 0 | 0 | 0 | 0 |  | yearly | Energy | NL | 0 | Coal | 0.0983 | 0 | [1]
Crude Oil | [PJ] | 0 | 0 | 0 | 0 | 0 | 0 | 0 |  | yearly | Energy | NL | 0 | Oil | 0.0733 | 0 | [1]
National Natural Gas | [PJ] | 0 | 0 | 0 | 0 | 0 | 0 | 0 |  | yearly | Energy | NL | 0 | Natural Gas | 0.0566 | 0 | [1]
Uranium | [PJ] | 0 | 0 | 0 | 0 | 0 | 0 | 0 |  | yearly | Energy | NL | 0 | Nuclear | 0 | 0 | [1]
Municipal Waste | [PJ] | 0 | 0 | 0 | 0 | 0 | 0 | 0 |  | yearly | Energy | NL | 0 | Waste | 0.1063 | 0.63 | [1]
Plastic Waste | [PJ] | 0 | 0 | 0 | 0 | 0 | 0 | 0 |  | yearly | Energy | NL | 0 | Waste | 0.075 | 0 | [1]
Wood | [PJ] | 0 | 0 | 0 | 0 | 0 | 0 | 0 |  | yearly | Energy | NL | 0 | Biomass | 0.1096 | 1 | [1]
Grasscrops | [PJ] | 0 | 0 | 0 | 0 | 0 | 0 | 0 |  | yearly | Energy | NL | 0 | Biomass | 0.1096 | 1 | [1]
Dry organic matter | [PJ] | 0 | 0 | 0 | 0 | 0 | 0 | 0 |  | yearly | Energy | NL | 0 | Biomass | 0.1096 | 1 | [1]
Wet organic matter | [PJ] | 0 | 0 | 0 | 0 | 0 | 0 | 0 |  | yearly | Energy | NL | 0 | Biomass | 0.1096 | 1 | [1]
Manure | [PJ] | 0 | 0 | 0 | 0 | 0 | 0 | 0 |  | yearly | Energy | NL | 0 | Biomass | 0.1096 | 1 | [1]
Sugars | [PJ] | 0 | 0 | 0 | 0 | 0 | 0 | 0 |  | yearly | Energy | NL | 0 | Biomass | 0.1096 | 1 | [1]
Starch | [PJ] | 0 | 0 | 0 | 0 | 0 | 0 | 0 |  | yearly | Energy | NL | 0 | Biomass | 0.1096 | 1 | [1]
Vegetable Oil | [PJ] | 0 | 0 | 0 | 0 | 0 | 0 | 0 |  | yearly | Energy | NL | 0 | Bio-fuels | 0.0712 | 1 | [1]
Wind Energy | [PJ] | 0 | 0 | 0 | 0 | 0 | 0 | 0 |  | yearly | Energy | NL | 0 | Wind | 0 | 0 | [1]
Solar Energy | [PJ] | 0 | 0 | 0 | 0 | 0 | 0 | 0 |  | yearly | Energy | NL | 0 | Solar | 0 | 0 | [1]
Ambient Energy | [PJ] | 0 | 0 | 0 | 0 | 0 | 0 | 0 |  | yearly | Energy | NL | 0 | Other RE | 0 | 0 | [1]
Geothermal Energy | [PJ] | 0 | 0 | 0 | 0 | 0 | 0 | 0 |  | yearly | Energy | NL | 0 | Other RE | 0 | 0 | [1]
Solar Heat | [PJ] | 0 | 0 | 0 | 0 | 0 | 0 | 0 |  | yearly | Energy | NL | 0 | Other RE | 0 | 0 | [1]
Emitted neGHG - Residential - CO2 | [Mton_CO2e] | 0 | 0 | 0 | 0 | 0 | 0 | 0 |  | yearly | Emission | NL | 0 | NA | NA | NA | [1]
Emitted neGHG - Services - CH4 | [Mton_CO2e] | 0 | 0 | 0 | 0 | 0 | 0 | 0 |  | yearly | Emission | NL | 0 | NA | NA | NA | [1]
Emitted neGHG - Agriculture - CO2 | [Mton_CO2e] | 0 | 0 | 0 | 0 | 0 | 0 | 0 |  | yearly | Emission | NL | 0 | NA | NA | NA | [1]
Emitted neGHG - Agriculture - CH4 | [Mton_CO2e] | 0 | 0 | 0 | 0 | 0 | 0 | 0 |  | yearly | Emission | NL | 0 | NA | NA | NA | [1]
Emitted neGHG - Agriculture - N2O | [Mton_CO2e] | 0 | 0 | 0 | 0 | 0 | 0 | 0 |  | yearly | Emission | NL | 0 | NA | NA | NA | [1]
Emitted neGHG - Industry - CO2 | [Mton_CO2e] | 0 | 0 | 0 | 0 | 0 | 0 | 0 |  | yearly | Emission | NL | 0 | NA | NA | NA | [1]
Emitted neGHG - Industry - CH4 | [Mton_CO2e] | 0 | 0 | 0 | 0 | 0 | 0 | 0 |  | yearly | Emission | NL | 0 | NA | NA | NA | [1]
Emitted neGHG - Industry - N2O | [Mton_CO2e] | 0 | 0 | 0 | 0 | 0 | 0 | 0 |  | yearly | Emission | NL | 0 | NA | NA | NA | [1]
Emitted neGHG - Industry - F-gas | [Mton_CO2e] | 0 | 0 | 0 | 0 | 0 | 0 | 0 |  | yearly | Emission | NL | 0 | NA | NA | NA | [1]
Emitted neGHG - Transport - CH4 | [Mton_CO2e] | 0 | 0 | 0 | 0 | 0 | 0 | 0 |  | yearly | Emission | NL | 0 | NA | NA | NA | [1]
Emitted neGHG - Transport - N2O | [Mton_CO2e] | 0 | 0 | 0 | 0 | 0 | 0 | 0 |  | yearly | Emission | NL | 0 | NA | NA | NA | [1]
Emitted neGHG - Transport - F-gas | [Mton_CO2e] | 0 | 0 | 0 | 0 | 0 | 0 | 0 |  | yearly | Emission | NL | 0 | NA | NA | NA | [1]
Emitted neGHG - LULUCF - CO2 | [Mton_CO2e] | 0 | 0 | 0 | 0 | 0 | 0 | 0 |  | yearly | Emission | NL | 0 | NA | NA | NA | [1]
Renewable CO2 Credit | [Mton_CO2e] | 0 | 0 | 0 | 0 | 0 | 0 | 0 |  | yearly | EmissionReport | NL | 0 | NA | NA | NA
CO2 CCUS Network | [Mton_CO2] | 0 | 0 | 0 | 0 | 0 | 0 | 0 |  | daily | EmissionReport | NL | 0 | NA | NA | NA | [1]
CO2 Air ETS | [Mton_CO2] | 0 | 0 | 0 | 0 | 0 | 0 | 0 |  | yearly | EmissionReport | NL | 1 | NA | NA | NA | [1]
CO2 Air n-ETS | [Mton_CO2] | 0 | 0 | 0 | 0 | 0 | 0 | 0 |  | yearly | EmissionReport | NL | 1 | NA | NA | NA | [1]
CO2 Air Int. Transport | [Mton_CO2] | 0 | 0 | 0 | 0 | 0 | 0 | 0 |  | yearly | EmissionReport | XX | 0 | NA | NA | NA | [1]
CO2 Air Feedstock end of lifetime | [Mton_CO2] | 0 | 0 | 0 | 0 | 0 | 0 | 0 |  | yearly | EmissionReport | XX | 0 | NA | NA | NA | [1]
Note on C9: [Threaded comment] Your version of Excel allows you to read this threaded comment; however, any edits to it will get removed if the file is opened in a newer version of Excel. Learn more: https://go.microsoft.com/fwlink/?linkid=870924 Comment: Based on CBS energy balance https://opendata.cbs.nl/statline/#/CBS/nl/dataset/83989NED/table?ts=1731932841185 Grows with population
Note on C10: [Threaded comment] Your version of Excel allows you to read this threaded comment; however, any edits to it will get removed if the file is opened in a newer version of Excel. Learn more: https://go.microsoft.com/fwlink/?linkid=870924 Comment: Split still seems accurate based on CBS https://opendata.cbs.nl/statline/#/CBS/nl/dataset/85035NED/table?ts=1731932451622
Note on C13: [Threaded comment] Your version of Excel allows you to read this threaded comment; however, any edits to it will get removed if the file is opened in a newer version of Excel. Learn more: https://go.microsoft.com/fwlink/?linkid=870924 Comment: Based on CBS energy balance https://opendata.cbs.nl/statline/#/CBS/nl/dataset/83989NED/table?ts=1731932841185 Grows with GDP
Note on C15: [Threaded comment] Your version of Excel allows you to read this threaded comment; however, any edits to it will get removed if the file is opened in a newer version of Excel. Learn more: https://go.microsoft.com/fwlink/?linkid=870924 Comment: Based on CBS energy balance https://opendata.cbs.nl/statline/#/CBS/nl/dataset/83989NED/table?ts=1731932841185 Grows with GDP
Note on C16: [Threaded comment] Your version of Excel allows you to read this threaded comment; however, any edits to it will get removed if the file is opened in a newer version of Excel. Learn more: https://go.microsoft.com/fwlink/?linkid=870924 Comment: Based on CBS energy balance https://opendata.cbs.nl/statline/#/CBS/nl/dataset/83989NED/table?ts=1731932841185 Grows with GDP
Note on C22: [Threaded comment] Your version of Excel allows you to read this threaded comment; however, any edits to it will get removed if the file is opened in a newer version of Excel. Learn more: https://go.microsoft.com/fwlink/?linkid=870924 Comment: Based on 3 Mt ethylene/y in 2020 (PBL from CBS, provided by Carina, not publicly available on website), subtracting ethylene used directly in polymers Reply: Total "ethylene intermediate" should = 3 Mt in 2020
Note on C24: [Threaded comment] Your version of Excel allows you to read this threaded comment; however, any edits to it will get removed if the file is opened in a newer version of Excel. Learn more: https://go.microsoft.com/fwlink/?linkid=870924 Comment: Originally based on yields of butadiene at SABIC (110kt/1150 kt ethylene output) - now revised to be based on KEV values provided by Carina (0.43 Mt in 2020) Reply: Assumed to decline with ethylene production (almost all butadiene/C4 production is from steam crackers)
Note on C25: [Threaded comment] Your version of Excel allows you to read this threaded comment; however, any edits to it will get removed if the file is opened in a newer version of Excel. Learn more: https://go.microsoft.com/fwlink/?linkid=870924 Comment: Cbs StatLine - Crude and petroleum products balance sheet; supply and consumption (cbs.nl) > 3.25 Mt in 2020 Reply: Current (rough) assumption is this declines along with ethylene production. There is also some refinery production (but not linked since there are no fuel exports in this version). To be revisited Reply: Calibrated to avoid infeasibility as BTX is a by product in 2020
Note on C36: [Threaded comment] Your version of Excel allows you to read this threaded comment; however, any edits to it will get removed if the file is opened in a newer version of Excel. Learn more: https://go.microsoft.com/fwlink/?linkid=870924 Comment: Calibrated to CBS energy balance. 83.2 PJ household waste (biogenic 37.6+ fossil 45.6), assumed 9.5 MJ/kg waste
Note on C61: [Threaded comment] Your version of Excel allows you to read this threaded comment; however, any edits to it will get removed if the file is opened in a newer version of Excel. Learn more: https://go.microsoft.com/fwlink/?linkid=870924 Comment: Based on CBS energy balance, uitvoer aardgas. Despite pandemic dip, other factors led to changes in natural gas markets/prices, so 2020 is used as the lower level of exports has remained (unlike for other energy carriers where it has rebounded since 2020)
Note on C62: [Threaded comment] Your version of Excel allows you to read this threaded comment; however, any edits to it will get removed if the file is opened in a newer version of Excel. Learn more: https://go.microsoft.com/fwlink/?linkid=870924 Comment: Based on CBS energy balance, uitvoer nafta. Significant fluctuations in naphtha trade over time. 2020 is used as the lower level of exports is within the range of recent non-pandemic year values (similar for example to 2015 and 2022).
Note on C63: [Threaded comment] Your version of Excel allows you to read this threaded comment; however, any edits to it will get removed if the file is opened in a newer version of Excel. Learn more: https://go.microsoft.com/fwlink/?linkid=870924 Comment: Based on CBS energy balance, uitvoer motorbenzine, fossiele deel. 2020 is used as the lower level of exports is within the range of recent non-pandemic year values (similar for example to 2016-17 and 2023).
Note on C64: [Threaded comment] Your version of Excel allows you to read this threaded comment; however, any edits to it will get removed if the file is opened in a newer version of Excel. Learn more: https://go.microsoft.com/fwlink/?linkid=870924 Comment: Based on CBS energy balance, uitvoer vliegtuigkerosine, fossiele deel. 2019 is used to avoid bias from pandemic years. Exports have recovered to this pre-pandemic level in 2022-2023.

## Technologies
Tech. Specifics | [7 empty] | Cost data | [25 empty] | Operation data |  |  |  | CHP flexibility data | [5 empty] | Asymetric flexibility |  |  | Hydro Reservoirs |  |  | Flexibility data | [8 empty] | Network buffers | [6 empty] | Planned decommissioning | [5 empty] | Minimum stock in a year | [6 empty] | Maximum stock in a year | [6 empty] | Minimum use in a year | [6 empty] | Maximum use in a year | [6 empty] | No new investments | [6 empty] | No economic/early decommissioning | [6 empty] | Data source | Reference Volume of the main activity
Tech_ID | Policy Sectors | Category | Sector | Sub-sector | Main Activity | Name | UoC | Investment | Investment | Investment | Investment | Investment | Investment | Investment | Salvage value | Fixed O&M | Fixed O&M | Fixed O&M | Fixed O&M | Fixed O&M | Fixed O&M | Fixed O&M | Variable O&M | Variable O&M | Variable O&M | Variable O&M | Variable O&M | Variable O&M | Variable O&M | WACC | Const. Time | Ec. Lifetime | Tech. Lifetime | Cap2Act | Type of process | Type of profile | Ramping constraint | CHP product | CHP fuel | CHP η | CHP heat balance range | CHP deviation in USE tolerance | CHP deviation in P/H RATIO tolerance | Shedding capacity | Shedding volume | Range for demand curtailing | Pump to head ratio | Reservoir capacity | Pumping losses | Form of Flexibility | Benefited activity | Flexible installed capacity | Storage capacity | Shifting range | Losses | Non-negotiable load | Average journey duration | Average speed | Benefited activity | Upward capacity | Downward capacity | Buffer capacity | Current installed capacity needed | Maximum technology deployment | Current Installed Capacity | [13 empty] | 0 | 0 | 0.1 | 0.2 | 0.5 | 1 | 1 | [14 empty] | 1 = no new investments allowed in this year | [6 empty] | 1 = no early decommissioning allowed in this year | [7 empty] | (also works as an auxiliary)
[8 empty] | 2022 | 2025 | 2030 | 2035 | 2040 | 2045 | 2050 | % of CAPEX | 2022 | 2025 | 2030 | 2035 | 2040 | 2045 | 2050 | 2022 | 2025 | 2030 | 2035 | 2040 | 2045 | 2050 | [11 empty] | (h,d,w) | (only for CHP) | (only for CHP) |  |  |  | (zero if not PS) | (hours of discharge) |  |  |  |  | (hours of charge) | [8 empty] | (in relation to discharge) | (not in the model) |  |  | 1 | 2 | 3 | 4 | 5 | 6 | [7 empty] | 0 | 0.5 | 1 | 1 | 1 | 1 | 1 | [17 empty] | [y/n] | [6 empty] | [y/n] | [7 empty] | (no AIMMS)
[35 empty] | (mandatory) | (mandatory) | (only for Hourly dispatch) | [15 empty] | (only if storage is present) |  |  |  | (only for flexible electric transport) | (only for flexible electric transport) | [6 empty] | 2022 | 2025 | 2030 | 2035 | 2040 | 2045 | 2050 | 2022 | 2025 | 2030 | 2035 | 2040 | 2045 | 2050 | 2022 | 2025 | 2030 | 2035 | 2040 | 2045 | 2050 | 2022 | 2025 | 2030 | 2035 | 2040 | 2045 | 2050 | 2022 | 2025 | 2030 | 2035 | 2040 | 2045 | 2050 | 2022 | 2025 | 2030 | 2035 | 2040 | 2045 | 2050 | 2022 | 2025 | 2030 | 2035 | 2040 | 2045 | 2050
[8 empty] | [M€/UoC] | [M€/UoC] | [M€/UoC] | [M€/UoC] | [M€/UoC] | [M€/UoC] | [M€/UoC] | [%] | [M€/UoC-y] | [M€/UoC-y] | [M€/UoC-y] | [M€/UoC-y] | [M€/UoC-y] | [M€/UoC-y] | [M€/UoC-y] | [M€/UoA] | [M€/UoA] | [M€/UoA] | [M€/UoA] | [M€/UoA] | [M€/UoA] | [M€/UoA] | [1/y] | [y] | [y] | [y] | [UoA/UoC-y] | [type] | [type] | [%] | [activity] | [activity] | [%] | [UoR] | [%] | [%] | [PJ/UoC-h] | [%] | [UoR] | [%] | [h] | [%] | [type] | [activity] | [PJ/UoC-h] | [h] | [UoR] | [%] | [%] | [h] | [UoA/UoC-h] | [activity] | [PJ/UoC-d] | [PJ/UoC-d] | [d] | [y/n] | [UoC/5y] | [UoC] | [UoC] | [UoC] | [UoC] | [UoC] | [UoC] | [UoC] | [UoC] | [UoC] | [UoC] | [UoC] | [UoC] | [UoC] | [UoC] | [UoC] | [UoC] | [UoC] | [UoC] | [UoC] | [UoC] | [UoC] | [UoA] | [UoA] | [UoA] | [UoA] | [UoA] | [UoA] | [UoA] | [UoA] | [UoA] | [UoA] | [UoA] | [UoA] | [UoA] | [UoA] | [y/n] | [y/n] | [y/n] | [y/n] | [y/n] | [y/n] | [y/n] | [y/n] | [y/n] | [y/n] | [y/n] | [y/n] | [y/n] | [y/n] | [ref No.] | 2022 | 2025 | 2030 | 2035 | 2040 | 2045 | 2050
Res01_01 | Gebouwde omgeving | Final | Residential | Appliances | Electricity demand - Residential | Dummy standard electricity consumption - Residential | [PJ/y] | 0 | 0 | 0 | 0 | 0 | 0 | 0 | 0 | 0 | 0 | 0 | 0 | 0 | 0 | 0 | 0 | 0 | 0 | 0 | 0 | 0 | 0 | 0.05 | 0 | 1 | 1 | 1 | Operation | Standard Load | [13 empty] | none | [14 empty] | 2022: 80.1; 2025: 0; 2030: 0; 2035: 0; 2040: 0; 2045: 0; 2050: 0; 2022: 0; 2022: 80.1; 2025: 79.94; 2030: 79.67; 2035: 79.4; 2040: 79.14; 2045: 78.87; 2050: 78.6 | [1],[12] | 80.1 | 79.94 | 79.67 | 79.4 | 79.14 | 78.87 | 78.6
Res01_02 | Gebouwde omgeving | Final | Residential | Appliances | Electricity demand - Residential | Flexible standard electricity consumption - Residential | [PJ/y] | 0.5 | 0.5 | 0.5 | 0.3 | 0.1 | 0 | 0 | 0.9 | 0 | 0 | 0 | 0 | 0 | 0 | 0 | 0 | 0 | 0 | 0 | 0 | 0 | 0 | 0.05 | 0 | 15 | 15 | 1 | Operation | Standard Load | [13 empty] | DR shifting | Electricity NL - LV | 0.0002 |  | 1 day [d] | 0.02 | 0.8 | [8 empty] | 2022: 0.5; 2035: 0.5; 2022: 0; 2022: 0.5; 2025: 1; 2030: 2; 2035: 4; 2040: 8; 2045: 20; 2050: 32 | [1],[12] | 80.1 | 79.94 | 79.67 | 79.4 | 79.14 | 78.87 | 78.6
Res02_01 | Gebouwde omgeving | Final | Residential | Flats | Houses - Residential Flats | House with insulation GFE - Residential Flats | [khouses/y] | 0 | 0 | 0 | 0 | 0 | 0 | 0 | 0.9 | 0 | 0 | 0 | 0 | 0 | 0 | 0 | 0 | 0 | 0 | 0 | 0 | 0 | 0 | 0.05 | 0 | 40 | 40 | 1 | Operation | Built Environment | [13 empty] | none | [12 empty] | 1 |  | 2022: 900; 2050: 0; 2022: 900; 2022: 900; 2025: 2927; 2030: 2972; 2035: 3088; 2040: 3140; 2045: 3185; 2050: 3230; 2025: 1; 2030: 1; 2035: 1; 2040: 1; 2045: 1; 2050: 1 | [1],[12] | 2900 | 2927 | 2972 | 3088 | 3140 | 3185 | 3230
Res02_02 | Gebouwde omgeving | Final | Residential | Flats | Houses - Residential Flats | House with insulation DC - Residential Flats | [khouses/y] | 2.37 | 2.37 | 2.37 | 0 | 0 | 0 | 0 | 0.9 | 0 | 0 | 0 | 0 | 0 | 0 | 0 | 0 | 0 | 0 | 0 | 0 | 0 | 0 | 0.05 | 0 | 40 | 40 | 1 | Operation | Built Environment | [13 empty] | none | [12 empty] | 1 |  | 2022: 1150; 2022: 1050; 2022: 1150; 2025: 2927; 2030: 2972; 2035: 3088; 2040: 3140; 2045: 3185; 2050: 3230; 2025: 1; 2030: 1; 2035: 1; 2040: 1; 2045: 1; 2050: 1 | [1],[12] | 2900 | 2927 | 2972 | 3088 | 3140 | 3185 | 3230
Res02_03 | Gebouwde omgeving | Final | Residential | Flats | Houses - Residential Flats | House with insulation B - Residential Flats | [khouses/y] | 8.2 | 8.2 | 8.2 | 5.8 | 5.8 | 0 | 0 | 0.9 | 0 | 0 | 0 | 0 | 0 | 0 | 0 | 0 | 0 | 0 | 0 | 0 | 0 | 0 | 0.05 | 0 | 40 | 40 | 1 | Operation | Built Environment | [13 empty] | none | [12 empty] | 1 |  | 2022: 500; 2022: 500; 2022: 500; 2025: 2927; 2030: 2972; 2035: 3088; 2040: 3140; 2045: 3185; 2050: 3230; 2025: 1; 2030: 1; 2035: 1; 2040: 1; 2045: 1; 2050: 1 | [1],[12] | 2900 | 2927 | 2972 | 3088 | 3140 | 3185 | 3230
Res02_04 | Gebouwde omgeving | Final | Residential | Flats | Houses - Residential Flats | House with insulation A - Residential Flats | [khouses/y] | 10.37 | 10.11 | 9.85 | 7.2 | 7.1 | 1.3 | 1.3 | 0.9 | 0 | 0 | 0 | 0 | 0 | 0 | 0 | 0 | 0 | 0 | 0 | 0 | 0 | 0 | 0.05 | 0 | 40 | 40 | 1 | Operation | Built Environment | [13 empty] | none | [14 empty] | 2022: 250; 2022: 0; 2022: 250; 2025: 2927; 2030: 2972; 2035: 3088; 2040: 3140; 2045: 3185; 2050: 3230; 2022: 1; 2025: 1; 2030: 1; 2035: 1; 2040: 1; 2045: 1; 2050: 1 | [1],[12] | 2900 | 2927 | 2972 | 3088 | 3140 | 3185 | 3230
Res02_05 | Gebouwde omgeving | Final | Residential | Flats | Houses - Residential Flats | House with insulation A+ - Residential Flats | [khouses/y] | 12.26 | 11.65 | 11.04 | 8.1 | 7.5 | 1.7 | 1.5 | 0.9 | 0 | 0 | 0 | 0 | 0 | 0 | 0 | 0 | 0 | 0 | 0 | 0 | 0 | 0 | 0.05 | 0 | 40 | 40 | 1 | Operation | Built Environment | [13 empty] | none | [14 empty] | 2022: 100; 2022: 0; 2022: 100; 2025: 2927; 2030: 2972; 2035: 3088; 2040: 3140; 2045: 3185; 2050: 3230; 2022: 1; 2025: 1; 2030: 1; 2035: 1; 2040: 1; 2045: 1; 2050: 1 | [1],[9],[12] | 2900 | 2927 | 2972 | 3088 | 3140 | 3185 | 3230
Res03_01 | Gebouwde omgeving | Final | Residential | Terrace | Houses - Residential Terrace | House with insulation GFE - Residential Terrace | [khouses/y] | 0 | 0 | 0 | 0 | 0 | 0 | 0 | 0.9 | 0 | 0 | 0 | 0 | 0 | 0 | 0 | 0 | 0 | 0 | 0 | 0 | 0 | 0 | 0.05 | 0 | 40 | 40 | 1 | Operation | Built Environment | [13 empty] | none | [12 empty] | 1 |  | 2022: 830; 2022: 800; 2022: 830; 2025: 2411; 2030: 2430; 2035: 2525; 2040: 2568; 2045: 2605; 2050: 2641; 2025: 1; 2030: 1; 2035: 1; 2040: 1; 2045: 1; 2050: 1 | [1],[9],[12] | 2400 | 2411 | 2430 | 2525 | 2568 | 2605 | 2641
Res03_02 | Gebouwde omgeving | Final | Residential | Terrace | Houses - Residential Terrace | House with insulation DC - Residential Terrace | [khouses/y] | 3.18 | 3.18 | 3.18 | 0 | 0 | 0 | 0 | 0.9 | 0 | 0 | 0 | 0 | 0 | 0 | 0 | 0 | 0 | 0 | 0 | 0 | 0 | 0 | 0.05 | 0 | 40 | 40 | 1 | Operation | Built Environment | [13 empty] | none | [12 empty] | 1 |  | 2022: 1270; 2022: 870; 2022: 1270; 2025: 2411; 2030: 2430; 2035: 2525; 2040: 2568; 2045: 2605; 2050: 2641; 2025: 1; 2030: 1; 2035: 1; 2040: 1; 2045: 1; 2050: 1 | [1],[37],[38] | 2400 | 2411 | 2430 | 2525 | 2568 | 2605 | 2641
Res03_03 | Gebouwde omgeving | Final | Residential | Terrace | Houses - Residential Terrace | House with insulation B - Residential Terrace | [khouses/y] | 9.71 | 9.71 | 9.71 | 6.5 | 6.5 | 0 | 0 | 0.9 | 0 | 0 | 0 | 0 | 0 | 0 | 0 | 0 | 0 | 0 | 0 | 0 | 0 | 0 | 0.05 | 0 | 40 | 40 | 1 | Operation | Built Environment | [13 empty] | none | [12 empty] | 1 |  | 2022: 300; 2022: 500; 2022: 840; 2025: 2411; 2030: 2430; 2035: 2525; 2040: 2568; 2045: 2605; 2050: 2641; 2025: 1; 2030: 1; 2035: 1; 2040: 1; 2045: 1; 2050: 1 | [1],[37],[38] | 2400 | 2411 | 2430 | 2525 | 2568 | 2605 | 2641
Res03_04 | Gebouwde omgeving | Final | Residential | Terrace | Houses - Residential Terrace | House with insulation A - Residential Terrace | [khouses/y] | 12.9 | 12.57 | 12.25 | 8.7 | 8.4 | 1.9 | 1.9 | 0.9 | 0 | 0 | 0 | 0 | 0 | 0 | 0 | 0 | 0 | 0 | 0 | 0 | 0 | 0 | 0.05 | 0 | 40 | 40 | 1 | Operation | Built Environment | [13 empty] | none | [14 empty] | 2022: 0; 2022: 0; 2022: 380; 2025: 2411; 2030: 2430; 2035: 2525; 2040: 2568; 2045: 2605; 2050: 2641; 2022: 1; 2025: 1; 2030: 1; 2035: 1; 2040: 1; 2045: 1; 2050: 1 | [1],[37],[38] | 2400 | 2411 | 2430 | 2525 | 2568 | 2605 | 2641
Res03_05 | Gebouwde omgeving | Final | Residential | Terrace | Houses - Residential Terrace | House with insulation A+ - Residential Terrace | [khouses/y] | 15.69 | 14.91 | 14.12 | 10.2 | 9.5 | 3 | 2.5 | 0.9 | 0 | 0 | 0 | 0 | 0 | 0 | 0 | 0 | 0 | 0 | 0 | 0 | 0 | 0 | 0.05 | 0 | 40 | 40 | 1 | Operation | Built Environment | [13 empty] | none | [14 empty] | 2022: 0; 2022: 0; 2022: 120; 2025: 2411; 2030: 2430; 2035: 2525; 2040: 2568; 2045: 2605; 2050: 2641; 2022: 1; 2025: 1; 2030: 1; 2035: 1; 2040: 1; 2045: 1; 2050: 1 | [1],[37],[38] | 2400 | 2411 | 2430 | 2525 | 2568 | 2605 | 2641
Res04_01 | Gebouwde omgeving | Final | Residential | Dwellings | Houses - Residential Dwellings | House with insulation GFE - Residential Dwellings | [khouses/y] | 0 | 0 | 0 | 0 | 0 | 0 | 0 | 0.9 | 0 | 0 | 0 | 0 | 0 | 0 | 0 | 0 | 0 | 0 | 0 | 0 | 0 | 0 | 0.05 | 0 | 40 | 40 | 1 | Operation | Built Environment | [13 empty] | none | [12 empty] | 1 |  | 2022: 870; 2022: 860; 2022: 870; 2025: 2816; 2030: 2843; 2035: 2954; 2040: 3004; 2045: 3047; 2050: 3090; 2025: 1; 2030: 1; 2035: 1; 2040: 1; 2045: 1; 2050: 1 | [1],[37],[38] | 2800 | 2816 | 2843 | 2954 | 3004 | 3047 | 3090
Res04_02 | Gebouwde omgeving | Final | Residential | Dwellings | Houses - Residential Dwellings | House with insulation DC - Residential Dwellings | [khouses/y] | 5.6 | 5.6 | 5.6 | 0 | 0 | 0 | 0 | 0.9 | 0 | 0 | 0 | 0 | 0 | 0 | 0 | 0 | 0 | 0 | 0 | 0 | 0 | 0 | 0.05 | 0 | 40 | 40 | 1 | Operation | Built Environment | [13 empty] | none | [12 empty] | 1 |  | 2022: 810; 2022: 800; 2022: 810; 2025: 2816; 2030: 2843; 2035: 2954; 2040: 3004; 2045: 3047; 2050: 3090; 2025: 1; 2030: 1; 2035: 1; 2040: 1; 2045: 1; 2050: 1 | [12] | 2800 | 2816 | 2843 | 2954 | 3004 | 3047 | 3090
Res04_03 | Gebouwde omgeving | Final | Residential | Dwellings | Houses - Residential Dwellings | House with insulation B - Residential Dwellings | [khouses/y] | 17.19 | 17.19 | 17.19 | 11.6 | 11.6 | 0 | 0 | 0.9 | 0 | 0 | 0 | 0 | 0 | 0 | 0 | 0 | 0 | 0 | 0 | 0 | 0 | 0 | 0.05 | 0 | 40 | 40 | 1 | Operation | Built Environment | [13 empty] | none | [12 empty] | 1 |  | 2022: 710; 2022: 710; 2022: 710; 2025: 2816; 2030: 2843; 2035: 2954; 2040: 3004; 2045: 3047; 2050: 3090; 2025: 1; 2030: 1; 2035: 1; 2040: 1; 2045: 1; 2050: 1 | [1],[12] | 2800 | 2816 | 2843 | 2954 | 3004 | 3047 | 3090
Res04_04 | Gebouwde omgeving | Final | Residential | Dwellings | Houses - Residential Dwellings | House with insulation A - Residential Dwellings | [khouses/y] | 23.09 | 22.51 | 21.93 | 15.8 | 15 | 3.4 | 3.4 | 0.9 | 0 | 0 | 0 | 0 | 0 | 0 | 0 | 0 | 0 | 0 | 0 | 0 | 0 | 0 | 0.05 | 0 | 40 | 40 | 1 | Operation | Built Environment | [13 empty] | none | [14 empty] | 2022: 260; 2022: 260; 2022: 260; 2025: 2816; 2030: 2843; 2035: 2954; 2040: 3004; 2045: 3047; 2050: 3090; 2022: 1; 2025: 1; 2030: 1; 2035: 1; 2040: 1; 2045: 1; 2050: 1 | [1],[12] | 2800 | 2816 | 2843 | 2954 | 3004 | 3047 | 3090
Res04_05 | Gebouwde omgeving | Final | Residential | Dwellings | Houses - Residential Dwellings | House with insulation A+ - Residential Dwellings | [khouses/y] | 28.28 | 26.86 | 25.45 | 18.6 | 18 | 6 | 5 | 0.9 | 0 | 0 | 0 | 0 | 0 | 0 | 0 | 0 | 0 | 0 | 0 | 0 | 0 | 0 | 0.05 | 0 | 40 | 40 | 1 | Operation | Built Environment | [13 empty] | none | [14 empty] | 2022: 150; 2022: 150; 2022: 160; 2025: 2816; 2030: 2843; 2035: 2954; 2040: 3004; 2045: 3047; 2050: 3090; 2022: 1; 2025: 1; 2030: 1; 2035: 1; 2040: 1; 2045: 1; 2050: 1 | [1],[D] | 2800 | 2816 | 2843 | 2954 | 3004 | 3047 | 3090
Ser01_01 | Gebouwde omgeving | Final | Services | Appliances | Electricity demand - Services | Dummy standard electricity consumption - Services | [PJ/y] | 0 | 0 | 0 | 0 | 0 | 0 | 0 | 0 | 0 | 0 | 0 | 0 | 0 | 0 | 0 | 0 | 0 | 0 | 0 | 0 | 0 | 0 | 0.05 | 0 | 1 | 1 | 1 | Operation | Standard Load | [13 empty] | none | [12 empty] | 1 |  | 2022: 124.9; 2022: 124.9; 2022: 124.9; 2025: 123.48; 2030: 121.1; 2035: 118.73; 2040: 116.35; 2045: 113.98; 2050: 111.6 | [39] | 124.9 | 123.48 | 121.1 | 118.73 | 116.35 | 113.98 | 111.6
Ser01_02 | Gebouwde omgeving | Final | Services | Appliances | Electricity demand - Services | Flexible standard electricity consumption - Services | [PJ/y] | 0.5 | 0.5 | 0.5 | 0.3 | 0.1 | 0 | 0 | 0.9 | 0 | 0 | 0 | 0 | 0 | 0 | 0 | 0 | 0 | 0 | 0 | 0 | 0 | 0 | 0.05 | 0 | 15 | 15 | 1 | Operation | Standard Load | [13 empty] | DR shifting | Electricity NL - LV | 0.0002 |  | 1 day [d] | 0.02 | 0.8 | [8 empty] | 2022: 0.5; 2022: 0; 2022: 0.5; 2025: 1; 2030: 2; 2035: 4; 2040: 10; 2045: 20; 2050: 40 | [39] | 124.9 | 123.48 | 121.1 | 118.73 | 116.35 | 113.98 | 111.6
Ser02_01 | Gebouwde omgeving | Final | Services | Buildings | Space - Services | Space with insulation GFE - Services | [Mm2/y] | 0 | 0 | 0 | 0 | 0 | 0 | 0 | 0.9 | 0.32 | 0.32 | 0.32 | 0.32 | 0.32 | 0.32 | 0.32 | 0 | 0 | 0 | 0 | 0 | 0 | 0 | 0.05 | 0 | 25 | 25 | 1 | Operation | Built Environment | [13 empty] | none | [12 empty] | 1 |  | 2022: 190; 2022: 135; 2022: 190; 2025: 431.5; 2030: 434; 2035: 449; 2040: 465; 2045: 480; 2050: 496; 2025: 1; 2030: 1; 2035: 1; 2040: 1; 2045: 1; 2050: 1 | [39] | 430 | 431.5 | 434 | 449 | 465 | 480 | 496
Ser02_02 | Gebouwde omgeving | Final | Services | Buildings | Space - Services | Space with insulation DC - Services | [Mm2/y] | 21.9 | 21.9 | 21.9 | 0 | 0 | 0 | 0 | 0.9 | 0.32 | 0.32 | 0.32 | 0.32 | 0.32 | 0.32 | 0.32 | 0 | 0 | 0 | 0 | 0 | 0 | 0 | 0.05 | 0 | 25 | 25 | 1 | Operation | Built Environment | [13 empty] | none | [12 empty] | 1 |  | 2022: 100; 2022: 100; 2022: 100; 2025: 431.5; 2030: 434; 2035: 449; 2040: 465; 2045: 480; 2050: 496; 2025: 1; 2030: 1; 2035: 1; 2040: 1; 2045: 1; 2050: 1 | [1] | 430 | 431.5 | 434 | 449 | 465 | 480 | 496
Ser02_03 | Gebouwde omgeving | Final | Services | Buildings | Space - Services | Space with insulation B - Services | [Mm2/y] | 95.3 | 95.3 | 95.3 | 73.1 | 73.1 | 22 | 22 | 0.9 | 0.32 | 0.32 | 0.32 | 0.32 | 0.32 | 0.32 | 0.32 | 0 | 0 | 0 | 0 | 0 | 0 | 0 | 0.05 | 0 | 25 | 25 | 1 | Operation | Built Environment | [13 empty] | none | [14 empty] | 2022: 140; 2022: 180; 2022: 210; 2025: 431.5; 2030: 434; 2035: 449; 2040: 465; 2045: 480; 2050: 496; 2025: 1; 2030: 1; 2035: 1; 2040: 1; 2045: 1; 2050: 1 | [1],[12] | 430 | 431.5 | 434 | 449 | 465 | 480 | 496
Ser02_04 | Gebouwde omgeving | Final | Services | Buildings | Space - Services | Space with insulation A - Services | [Mm2/y] | 109.9 | 107.2 | 104.5 | 82.6 | 77.7 | 26 | 24 | 0.9 | 0.32 | 0.32 | 0.32 | 0.32 | 0.32 | 0.32 | 0.32 | 0 | 0 | 0 | 0 | 0 | 0 | 0 | 0.05 | 0 | 25 | 25 | 1 | Operation | Built Environment | [13 empty] | none | [14 empty] | 2022: 0; 2035: 0; 2040: 0; 2050: 0; 2022: 0; 2022: 10; 2025: 431.5; 2030: 434; 2035: 449; 2040: 465; 2045: 480; 2050: 496; 2022: 1; 2025: 1; 2030: 1; 2035: 1; 2040: 1; 2045: 1; 2050: 1 | [12] | 430 | 431.5 | 434 | 449 | 465 | 480 | 496
Ser02_05 | Gebouwde omgeving | Final | Services | Buildings | Space - Services | Space with insulation A+ - Services | [Mm2/y] | 122.64 | 116.5 | 110.4 | 88.5 | 82.5 | 30 | 28 | 0.9 | 0.32 | 0.32 | 0.32 | 0.32 | 0.32 | 0.32 | 0.32 | 0 | 0 | 0 | 0 | 0 | 0 | 0 | 0.05 | 0 | 25 | 25 | 1 | Operation | Built Environment | [13 empty] | none | [14 empty] | 2022: 0; 2035: 0; 2040: 0; 2050: 0; 2022: 0; 2022: 5; 2025: 431.5; 2030: 434; 2035: 449; 2040: 465; 2045: 480; 2050: 496; 2022: 1; 2025: 1; 2030: 1; 2035: 1; 2040: 1; 2045: 1; 2050: 1 | [12] | 430 | 431.5 | 434 | 449 | 465 | 480 | 496
Agr01_01 | Landbouw | Final | Agriculture | Appliances | Electricity demand - Agricuture | Dummy standard electricity consumption - Agriculture | [PJ/y] | 0 | 0 | 0 | 0 | 0 | 0 | 0 | 0 | 0 | 0 | 0 | 0 | 0 | 0 | 0 | 0 | 0 | 0 | 0 | 0 | 0 | 0 | 0.05 | 0 | 1 | 1 | 1 | Operation | Standard Load | [13 empty] | none | [12 empty] | 1 |  | 2022: 25.2; 2035: 0; 2040: 0; 2045: 0; 2050: 0; 2022: 25.2; 2022: 25.2; 2025: 25.24; 2030: 25.31; 2035: 25.88; 2040: 26.71; 2045: 27.54; 2050: 27.54 | [1],[9],[12] | 25.2 | 25.24 | 25.31 | 25.88 | 26.71 | 27.54 | 27.54
Agr02_01 | Landbouw | Final | Agriculture | Heat demand horticulture | Heat demand - Agriculture | Dummy balance heat consumption - Agriculture Horticulture | [PJ/y] | 0 | 0 | 0 | 0 | 0 | 0 | 0 | 0 | 0 | 0 | 0 | 0 | 0 | 0 | 0 | 0 | 0 | 0 | 0 | 0 | 0 | 0 | 0.05 | 0 | 1 | 1 | 1 | Operation | Flat high spread | [13 empty] | none | [12 empty] | 1 |  | 2022: 39.7; 2025: 0; 2030: 0; 2035: 0; 2040: 0; 2045: 0; 2050: 0; 2022: 39.7; 2022: 39.7; 2025: 39.7; 2030: 39.7; 2035: 39.7; 2040: 39.7; 2045: 39.7; 2050: 39.7 | [1],[9],[12] | 39.7 | 39.7 | 39.7 | 39.7 | 39.7 | 39.7 | 39.7
Agr04_01 | Mobiliteit | Final | Agriculture | Machinery | Machinery - Agriculture | Fuel based Machinery - Agriculture | [PJ/y] | 265 | 265 | 265 | 265 | 265 | 265 | 265 | 0.9 | 0 | 0 | 0 | 0 | 0 | 0 | 0 | 0 | 0 | 0 | 0 | 0 | 0 | 0 | 0.05 | 0 | 15 | 15 | 1 | Operation | Flat high spread | [13 empty] | none | [14 empty] | 2022: 11.9; 2025: 6.9; 2030: 5; 2022: 11.9; 2022: 14; 2025: 14.38; 2030: 15; 2035: 15.1; 2040: 15.19; 2045: 15.19; 2050: 15.19 | [12] | 14 | 14.38 | 15 | 15.1 | 15.19 | 15.19 | 15.19
Agr04_02 | Mobiliteit | Final | Agriculture | Machinery | Machinery - Agriculture | Hybrid Machinery - Agriculture | [PJ/y] | 570 | 541.5 | 514.43 | 488.7 | 464.27 | 441.06 | 419 | 0.9 | 0 | 0 | 0 | 0 | 0 | 0 | 0 | 0 | 0 | 0 | 0 | 0 | 0 | 0 | 0.05 | 0 | 15 | 15 | 1 | Operation | Flat high spread | [13 empty] | none | [14 empty] | 2022: 2.1; 2025: 0.07; 2030: 0.5; 2035: 1.5; 2022: 2.1; 2022: 14; 2025: 14.38; 2030: 15; 2035: 15.1; 2040: 15.19; 2045: 15.19; 2050: 15.19 | [1] | 14 | 14.38 | 15 | 15.1 | 15.19 | 15.19 | 15.19
IBM01_01 | Industrie | Final | Industry | Basic Metals | Steel production - Basic Metals Industry | Blast furnace BOF - Steel Production | [Mton_Steel/y] | 550.5 | 550.5 | 550.5 | 550.5 | 550.5 | 550.5 | 550.5 | 0.9 | 34.6 | 34.6 | 34.6 | 34.6 | 34.6 | 34.6 | 34.6 | 170 | 170 | 170 | 170 | 170 | 170 | 170 | 0.05 | 0 | 30 | 30 | 1 | Operation | Flat | [13 empty] | none | [12 empty] | 1 |  | 2022: 7.2; 2022: 7.2; 2022: 7.2; 2025: 7.2; 2030: 7.2; 2035: 7.2; 2040: 7.2; 2045: 7.2; 2050: 7.2; 2025: 1; 2030: 1; 2035: 1; 2040: 1; 2045: 1; 2050: 1 | [51] | 7.2 | 7.2 | 7.2 | 7.2 | 7.2 | 7.2 | 7.2
IBM01_02 | Industrie | Final | Industry | Basic Metals | Steel production - Basic Metals Industry | Blast furnace BOF wCCUS (end-of-pipe) - Steel Production | [Mton_Steel/y] | 795 | 795 | 795 | 795 | 795 | 795 | 795 | 0.9 | 60.9 | 60.9 | 60.9 | 60.9 | 60.9 | 60.9 | 60.9 | 170 | 170 | 170 | 170 | 170 | 170 | 170 | 0.05 | 0 | 30 | 30 | 1 | Operation | Flat | [13 empty] | none | [14 empty] | 2022: 0; 2022: 0; 2022: 0; 2025: 4; 2030: 7.2; 2035: 7.2; 2040: 7.2; 2045: 7.2; 2050: 7.2 | [51] | 7.2 | 7.2 | 7.2 | 7.2 | 7.2 | 7.2 | 7.2
IBM01_03 | Industrie | Final | Industry | Basic Metals | Steel production - Basic Metals Industry | Blast furnace BOF with top gas recycling wCCUS (end-of-pipe) - Steel Production | [Mton_Steel/y] | 815 | 815 | 815 | 815 | 815 | 815 | 815 | 0.9 | 67.8 | 67.8 | 67.8 | 67.8 | 67.8 | 67.8 | 67.8 | 170 | 170 | 170 | 170 | 170 | 170 | 170 | 0.05 | 0 | 30 | 30 | 1 | Operation | Flat | [13 empty] | none | [14 empty] | 2022: 0; 2022: 0; 2022: 0; 2025: 4; 2030: 7.2; 2035: 7.2; 2040: 7.2; 2045: 7.2; 2050: 7.2 | [51] | 7.2 | 7.2 | 7.2 | 7.2 | 7.2 | 7.2 | 7.2
IBM01_04 | Industrie | Final | Industry | Basic Metals | Steel production - Basic Metals Industry | Hisarna - Steel Production | [Mton_Steel/y] | 575 | 470 | 370 | 360 | 345 | 335 | 320 | 0.9 | 70.9 | 70.9 | 62.6 | 62.6 | 52 | 52 | 42.2 | 170 | 170 | 170 | 170 | 170 | 170 | 170 | 0.05 | 0 | 30 | 30 | 1 | Operation | Flat | [13 empty] | none | [14 empty] | 2022: 0; 2022: 0; 2025: 0.06; 2030: 7.2; 2035: 7.2; 2040: 7.2; 2045: 7.2; 2050: 7.2 | [51] | 7.2 | 7.2 | 7.2 | 7.2 | 7.2 | 7.2 | 7.2
IBM01_05 | Industrie | Final | Industry | Basic Metals | Steel production - Basic Metals Industry | Hisarna wCCUS (cryogenic) - Steel Production | [Mton_Steel/y] | 840 | 690 | 545 | 545 | 545 | 545 | 545 | 0.9 | 97.7 | 97.7 | 86.3 | 86.3 | 77 | 77 | 68.3 | 170 | 170 | 170 | 170 | 170 | 170 | 170 | 0.05 | 0 | 30 | 30 | 1 | Operation | Flat | [13 empty] | none | [14 empty] | 2022: 0; 2022: 0; 2022: 0; 2025: 0.06; 2030: 7.2; 2035: 7.2; 2040: 7.2; 2045: 7.2; 2050: 7.2 | [51] | 7.2 | 7.2 | 7.2 | 7.2 | 7.2 | 7.2 | 7.2
IBM01_06 | Industrie | Final | Industry | Basic Metals | Steel production - Basic Metals Industry | Hisarna biomass wCCUS (cryogenic) - Steel Production | [Mton_Steel/y] | 900 | 750 | 600 | 600 | 600 | 600 | 600 | 0.9 | 105 | 105 | 90 | 90 | 80 | 80 | 70 | 170 | 170 | 170 | 170 | 170 | 170 | 170 | 0.05 | 0 | 30 | 30 | 1 | Operation | Flat | [13 empty] | none | [14 empty] | 2022: 0; 2022: 0; 2022: 0; 2025: 4; 2030: 7.2; 2035: 7.2; 2040: 7.2; 2045: 7.2; 2050: 7.2 | [51] | 7.2 | 7.2 | 7.2 | 7.2 | 7.2 | 7.2 | 7.2
IBM01_07 | Industrie | Final | Industry | Basic Metals | Steel production - Basic Metals Industry | Direct reduction from natural gas - Steel Production | [Mton_Steel/y] | 435 | 435 | 435 | 435 | 435 | 435 | 435 | 0.9 | 13 | 13 | 13 | 13 | 13 | 13 | 13 | 170 | 170 | 170 | 170 | 170 | 170 | 170 | 0.05 | 0 | 30 | 30 | 1 | Operation | Flat | [13 empty] | none | [14 empty] | 2022: 0; 2022: 0; 2022: 0; 2025: 4; 2030: 7.2; 2035: 7.2; 2040: 7.2; 2045: 7.2; 2050: 7.2 | [51] | 7.2 | 7.2 | 7.2 | 7.2 | 7.2 | 7.2 | 7.2
IBM01_08 | Industrie | Final | Industry | Basic Metals | Steel production - Basic Metals Industry | Direct reduction from hydrogen - Steel Production | [Mton_Steel/y] | 435 | 435 | 435 | 435 | 435 | 435 | 435 | 0.9 | 13 | 13 | 13 | 13 | 13 | 13 | 13 | 170 | 170 | 170 | 170 | 170 | 170 | 170 | 0.05 | 0 | 30 | 30 | 1 | Operation | Flat | [13 empty] | none | [14 empty] | 2022: 0; 2022: 0; 2022: 0; 2030: 7.2; 2035: 7.2; 2040: 7.2; 2045: 7.2; 2050: 7.2 | [51] | 7.2 | 7.2 | 7.2 | 7.2 | 7.2 | 7.2 | 7.2
IBM01_09 | Industrie | Final | Industry | Basic Metals | Steel production - Basic Metals Industry | Direct reduction from hydrogen w/biomass - Steel Production | [Mton_Steel/y] | 435 | 435 | 435 | 435 | 435 | 435 | 435 | 0.9 | 13 | 13 | 13 | 13 | 13 | 13 | 13 | 170 | 170 | 170 | 170 | 170 | 170 | 170 | 0.05 | 0 | 30 | 30 | 1 | Operation | Flat | [13 empty] | none | [14 empty] | 2022: 0; 2022: 0; 2022: 0; 2030: 7.2; 2035: 7.2; 2040: 7.2; 2045: 7.2; 2050: 7.2 | [51] | 7.2 | 7.2 | 7.2 | 7.2 | 7.2 | 7.2 | 7.2
IBM01_10 | Industrie | Final | Industry | Basic Metals | Steel production - Basic Metals Industry | Low temperature electro winning (ULCOWIN) - Steel Production | [Mton_Steel/y] | 1000 | 950 | 900 | 835 | 770 | 705 | 640 | 0.9 | 70 | 70 | 60 | 60 | 53 | 53 | 45 | 170 | 170 | 170 | 170 | 170 | 170 | 170 | 0.05 | 0 | 30 | 30 | 1 | Shedding | Flat | [7 empty] | 0.0013 | 0.5 | 1 hour [h] |  |  |  | none | [14 empty] | 2022: 0; 2022: 0; 2035: 4; 2040: 7.2; 2045: 7.2; 2050: 7.2 | [51] | 7.2 | 7.2 | 7.2 | 7.2 | 7.2 | 7.2 | 7.2
IBM01_11 | Industrie | Final | Industry | Basic Metals | Steel production - Basic Metals Industry | High temperature electro winning - Steel Production | [Mton_Steel/y] | 1100 | 980 | 950 | 890 | 830 | 770 | 710 | 0.9 | 85 | 85 | 75 | 75 | 66 | 66 | 58 | 170 | 170 | 170 | 170 | 170 | 170 | 170 | 0.05 | 0 | 30 | 30 | 1 | Shedding | Flat | [7 empty] | 0.0015 | 0.5 | 1 hour [h] |  |  |  | none | [14 empty] | 2022: 0; 2022: 0; 2035: 4; 2040: 7.2; 2045: 7.2; 2050: 7.2 | [51] | 7.2 | 7.2 | 7.2 | 7.2 | 7.2 | 7.2 | 7.2
IBM01_12 | Industrie | Final | Industry | Basic Metals | Steel production - Basic Metals Industry | Scrap-fed EAF - Steel Production | [Mton_Steel/y] | 472.654 | 472.654 | 472.654 | 472.654 | 472.654 | 472.654 | 472.654 | 0.9 | 40.5132 | 40.5132 | 40.5132 | 40.5132 | 40.5132 | 40.5132 | 40.5132 | 204 | 204 | 204 | 204 | 204 | 204 | 204 | 0.05 | 0 | 20 | 20 | 1 | Operation | Flat | [13 empty] | none | [14 empty] | 2022: 0; 2025: 4; 2030: 7.2; 2035: 7.2; 2040: 7.2; 2045: 7.2; 2050: 7.2 |  | 7.2 | 7.2 | 7.2 | 7.2 | 7.2 | 7.2 | 7.2
IBM01_13 | Industrie | Final | Industry | Basic Metals | Steel production - Basic Metals Industry | Scrap-fed EAF with syngas fuel - Steel Production | [Mton_Steel/y] | 472.654 | 472.654 | 472.654 | 472.654 | 472.654 | 472.654 | 472.654 | 0.9 | 40.5132 | 40.5132 | 40.5132 | 40.5132 | 40.5132 | 40.5132 | 40.5132 | 204 | 204 | 204 | 204 | 204 | 204 | 204 | 0.05 | 0 | 20 | 20 | 1 | Operation | Flat | [13 empty] | none | [14 empty] | 2022: 0; 2025: 4; 2030: 7.2; 2035: 7.2; 2040: 7.2; 2045: 7.2; 2050: 7.2 |  | 7.2 | 7.2 | 7.2 | 7.2 | 7.2 | 7.2 | 7.2
IBM01_15 | Industrie | Final | Industry | Basic Metals | Steel production - Basic Metals Industry | DRI-fed EAF - Steel Production | [Mton_Steel/y] | 472.654 | 472.654 | 472.654 | 472.654 | 472.654 | 472.654 | 472.654 | 0.9 | 40.5132 | 40.5132 | 40.5132 | 40.5132 | 40.5132 | 40.5132 | 40.5132 | 204 | 204 | 204 | 204 | 204 | 204 | 204 | 0.05 | 0 | 20 | 20 | 1 | Operation | Flat | [13 empty] | none | [14 empty] | 2022: 0; 2025: 4; 2030: 7.2; 2035: 7.2; 2040: 7.2; 2045: 7.2; 2050: 7.2 |  | 7.2 | 7.2 | 7.2 | 7.2 | 7.2 | 7.2 | 7.2
IBM01_16 | Industrie | Final | Industry | Basic Metals | Steel production - Basic Metals Industry | DRI-fed EAF with syngas fuel - Steel Production | [Mton_Steel/y] | 472.654 | 472.654 | 472.654 | 472.654 | 472.654 | 472.654 | 472.654 | 0.9 | 40.5132 | 40.5132 | 40.5132 | 40.5132 | 40.5132 | 40.5132 | 40.5132 | 204 | 204 | 204 | 204 | 204 | 204 | 204 | 0.05 | 0 | 20 | 20 | 1 | Operation | Flat | [13 empty] | none | [14 empty] | 2022: 0; 2025: 4; 2030: 7.2; 2035: 7.2; 2040: 7.2; 2045: 7.2; 2050: 7.2 |  | 7.2 | 7.2 | 7.2 | 7.2 | 7.2 | 7.2 | 7.2
IBM01_17 | Industrie | Final | Industry | Basic Metals | Steel production - Basic Metals Industry | DRI-fed EAF with syngas fuel and biomass reducing agent - Steel Production | [Mton_Steel/y] | 472.654 | 472.654 | 472.654 | 472.654 | 472.654 | 472.654 | 472.654 | 0.9 | 40.5132 | 40.5132 | 40.5132 | 40.5132 | 40.5132 | 40.5132 | 40.5132 | 204 | 204 | 204 | 204 | 204 | 204 | 204 | 0.05 | 0 | 20 | 20 | 1 | Operation | Flat | [13 empty] | none | [14 empty] | 2022: 0; 2025: 4; 2030: 7.2; 2035: 7.2; 2040: 7.2; 2045: 7.2; 2050: 7.2 |  | 7.2 | 7.2 | 7.2 | 7.2 | 7.2 | 7.2 | 7.2
IFE01_01 | Industrie | Final | Industry | Fertilizers | Nitric Acid production - Fertilizers Industry | Nitric Acid production from Ammonia -Fertilizers | [Mton_AN] | 130 | 130 | 130 | 130 | 130 | 130 | 130 | 0.9 | 3.9 | 3.9 | 3.9 | 3.9 | 3.9 | 3.9 | 3.9 | 0 | 0 | 0 | 0 | 0 | 0 | 0 | 0.05 | 0 | 30 | 30 | 1 | Operation | Flat | [13 empty] | none | [14 empty] | 2022: 2.4; 2025: 0.6; 2030: 0.6; 2035: 0.6; 2040: 0.6; 2022: 0; 2022: 2.4; 2025: 2.52; 2030: 2.72; 2035: 2.8; 2040: 2.89; 2045: 2.96; 2050: 3.07 | [54],[36] | 2.4 | 2.52 | 2.72 | 2.8 | 2.89 | 2.96 | 3.07
IFE02_01 | Industrie | Final | Industry | Fertilizers | Urea production - Fertilizers Industry | Urea production from Ammonia - Fertilizers | [Mton_Urea] | 185 | 185 | 185 | 185 | 185 | 185 | 185 | 0.9 | 6 | 6 | 6 | 6 | 6 | 6 | 6 | 1.5 | 1.5 | 1.5 | 1.5 | 1.5 | 1.5 | 1.5 | 0.05 | 0 | 30 | 30 | 1 | Operation | Flat | [13 empty] | none | [14 empty] | 2022: 1.8; 2025: 0.45; 2030: 0.45; 2035: 0.45; 2040: 0.45; 2022: 0; 2022: 1.8; 2025: 1.89; 2030: 2.05; 2035: 2.1; 2040: 2.16; 2045: 2.22; 2050: 2.3 | [54],[36] | 1.8 | 1.89 | 2.05 | 2.1 | 2.16 | 2.22 | 2.3
IFE02_02 | Industrie | Final | Industry | Fertilizers | Urea production - Fertilizers Industry | Urea production from Ammonia and CCUS - Fertilizers | [Mton_Urea] | 185 | 185 | 185 | 185 | 185 | 185 | 185 | 0.9 | 6 | 6 | 6 | 6 | 6 | 6 | 6 | 0 | 0 | 0 | 0 | 0 | 0 | 0 | 0.05 | 0 | 30 | 30 | 1 | Operation | Flat | [13 empty] | none | [14 empty] | 2022: 0; 2022: 0; 2030: 2.05; 2035: 2.1; 2040: 2.16; 2045: 2.22; 2050: 2.3 | [54],[36] | 1.8 | 1.89 | 2.05 | 2.1 | 2.16 | 2.22 | 2.3
IFE03_01 | Industrie | Final | Industry | Fertilizers | Other Ammonia based fertilizers - Fertilizers Industry | Ammonia demand for other fertilizers - Fertilizers | [Mton_NH3] | 0 | 0 | 0 | 0 | 0 | 0 | 0 | 0.9 | 0 | 0 | 0 | 0 | 0 | 0 | 0 | 0 | 0 | 0 | 0 | 0 | 0 | 0 | 0.05 | 0 | 1 | 1 | 1 | Operation | Flat | [13 empty] | none | [14 empty] | 2022: 1.2; 2022: 0; 2022: 1.2; 2025: 1.26; 2030: 1.36; 2035: 1.4; 2040: 1.44; 2045: 1.48; 2050: 1.53 | [54],[36] | 1.2 | 1.26 | 1.36 | 1.4 | 1.44 | 1.48 | 1.53
ICH01_01 | Industrie | Final | Industry | Chemicals | Ethylene production - Chemical Industry | Existing naphtha steam cracker - Petrochemical industry | [Mton_Ey/y] | 725 | 725 | 725 | 725 | 725 | 725 | 725 | 0.9 | 36 | 36 | 36 | 36 | 36 | 36 | 36 | 0 | 0 | 0 | 0 | 0 | 0 | 0 | 0.05 | 0 | 30 | 30 | 1 | Operation | Flat | [13 empty] | none | [14 empty] | 2022: 4; 2022: 2; 2022: 10; 2025: 5; 2030: 5; 2035: 5; 2040: 5; 2045: 5; 2050: 5; 2035: 1; 2040: 1; 2045: 1; 2050: 1 | [1],[12],[55],[36] | 3 | 3.29 | 3.42 | 3.58 | 3.77 | 3.97 | 4.18
ICH01_02 | Industrie | Final | Industry | Chemicals | Ethylene production - Chemical Industry | Existing naphtha steam cracker wCCUS (MEA postcombustion) - Petrochemical industry | [Mton_Ey/y] | 1100 | 1100 | 1100 | 1100 | 1100 | 1100 | 1100 | 0.9 | 48 | 48 | 48 | 48 | 48 | 48 | 48 | 0 | 0 | 0 | 0 | 0 | 0 | 0 | 0.05 | 0 | 30 | 30 | 1 | Operation | Flat | [13 empty] | none | [14 empty] | 2022: 0; 2022: 0; 2025: 4; 2030: 4; 2035: 5; 2040: 5; 2045: 5; 2050: 5 | [1],[12],[55] | 3 | 3.29 | 3.42 | 3.58 | 3.77 | 3.97 | 4.18
ICH01_03 | Industrie | Final | Industry | Chemicals | Ethylene production - Chemical Industry | Existing bio-naphtha steam cracker wCCUS (MEA postcombustion) - Petrochemical industry | [Mton_Ey/y] | 1100 | 1100 | 1100 | 1100 | 1100 | 1100 | 1100 | 0.9 | 48 | 48 | 48 | 48 | 48 | 48 | 48 | 0 | 0 | 0 | 0 | 0 | 0 | 0 | 0.05 | 0 | 30 | 30 | 1 | Operation | Flat | [13 empty] | none | [14 empty] | 2022: 0; 2022: 0; 2025: 4; 2030: 4; 2035: 5; 2040: 5; 2045: 5; 2050: 5 | [1],[12],[55] | 3 | 3.29 | 3.42 | 3.58 | 3.77 | 3.97 | 4.18
ICH01_04 | Industrie | Final | Industry | Chemicals | Ethylene production - Chemical Industry | Existing syn-naphtha steam cracker wCCUS (MEA postcombustion) - Petrochemical industry | [Mton_Ey/y] | 1100 | 1100 | 1100 | 1100 | 1100 | 1100 | 1100 | 0.9 | 48 | 48 | 48 | 48 | 48 | 48 | 48 | 0 | 0 | 0 | 0 | 0 | 0 | 0 | 0.05 | 0 | 30 | 30 | 1 | Operation | Flat | [13 empty] | none | [14 empty] | 2022: 0; 2022: 0; 2025: 4; 2030: 4; 2035: 5; 2040: 5; 2045: 5; 2050: 5 | [1],[12],[55] | 3 | 3.29 | 3.42 | 3.58 | 3.77 | 3.97 | 4.18
ICH01_05 | Industrie | Final | Industry | Chemicals | Ethylene production - Chemical Industry | Electrified naphtha steam cracker - Petrochemical industry | [Mton_Ey/y] | 970 | 970 | 970 | 970 | 970 | 970 | 970 | 0.9 | 51 | 51 | 51 | 51 | 51 | 51 | 51 | 0 | 0 | 0 | 0 | 0 | 0 | 0 | 0.05 | 0 | 25 | 25 | 1 | Shedding | Flat | [7 empty] | 0.0025 | 0.2 | 1 hour [h] |  |  |  | none | [14 empty] | 2022: 0; 2022: 0; 2022: 0; 2025: 0.1; 2030: 0.5; 2035: 5; 2040: 5; 2045: 5; 2050: 5 | [12],[55] | 5 | 5 | 5 | 5 | 5 | 5 | 5
ICH01_06 | Industrie | Final | Industry | Chemicals | Ethylene production - Chemical Industry | Electrified bio-naphtha steam cracker - Petrochemical industry | [Mton_Ey/y] | 1200 | 1200 | 1200 | 1200 | 1200 | 1200 | 1200 | 0.9 | 51 | 51 | 51 | 51 | 51 | 51 | 51 | 0 | 0 | 0 | 0 | 0 | 0 | 0 | 0.05 | 0 | 30 | 30 | 1 | Shedding | Flat | [7 empty] | 0.0025 | 0.2 | 1 hour [h] |  |  |  | none | [14 empty] | 2022: 0; 2022: 0; 2022: 0; 2025: 0.1; 2030: 0.5; 2035: 5; 2040: 5; 2045: 5; 2050: 5 | [12],[55] | 3 | 3.29 | 3.42 | 3.58 | 3.77 | 3.97 | 4.18
ICH01_07 | Industrie | Final | Industry | Chemicals | Ethylene production - Chemical Industry | Electrified syn-naphtha steam cracker - Petrochemical industry | [Mton_Ey/y] | 1200 | 1200 | 1200 | 1200 | 1200 | 1200 | 1200 | 0.9 | 51 | 51 | 51 | 51 | 51 | 51 | 51 | 0 | 0 | 0 | 0 | 0 | 0 | 0 | 0.05 | 0 | 30 | 30 | 1 | Shedding | Flat | [7 empty] | 0.0025 | 0.2 | 1 hour [h] |  |  |  | none | [14 empty] | 2022: 0; 2022: 0; 2025: 0.1; 2030: 0.5; 2035: 5; 2040: 5; 2045: 5; 2050: 5 | [12],[55] | 3 | 3.29 | 3.42 | 3.58 | 3.77 | 3.97 | 4.18
ICH01_08 | Industrie | Final | Industry | Chemicals | Ethylene production - Chemical Industry | Hydrogen fueled naphtha steam cracker - Petrochemical industry | [Mton_Ey/y] | 1060 | 1060 | 1060 | 1060 | 1060 | 1060 | 1060 | 0.9 | 38.5 | 38.5 | 38.5 | 38.5 | 38.5 | 38.5 | 38.5 | 0 | 0 | 0 | 0 | 0 | 0 | 0 | 0.05 | 0 | 25 | 25 | 1 | Operation | Flat | [13 empty] | none | [14 empty] | 2022: 0; 2022: 0; 2022: 0; 2025: 0.1; 2030: 0.5; 2035: 5; 2040: 5; 2045: 5; 2050: 5 | [12],[55] | 5 | 5 | 5 | 5 | 5 | 5 | 5
ICH01_09 | Industrie | Final | Industry | Chemicals | Ethylene production - Chemical Industry | Hydrogen fueled bio-naphtha steam cracker - Petrochemical industry | [Mton_Ey/y] | 1300 | 1300 | 1300 | 1300 | 1300 | 1300 | 1300 | 0.9 | 38.5 | 38.5 | 38.5 | 38.5 | 38.5 | 38.5 | 38.5 | 0 | 0 | 0 | 0 | 0 | 0 | 0 | 0.05 | 0 | 30 | 30 | 1 | Operation | Flat | [13 empty] | none | [14 empty] | 2022: 0; 2022: 0; 2025: 0.1; 2030: 0.5; 2035: 5; 2040: 5; 2045: 5; 2050: 5 | [12],[55] | 3 | 3.29 | 3.42 | 3.58 | 3.77 | 3.97 | 4.18
ICH01_10 | Industrie | Final | Industry | Chemicals | Ethylene production - Chemical Industry | Hydrogen fueled syn-naphtha steam cracker - Petrochemical industry | [Mton_Ey/y] | 1300 | 1300 | 1300 | 1300 | 1300 | 1300 | 1300 | 0.9 | 38.5 | 38.5 | 38.5 | 38.5 | 38.5 | 38.5 | 38.5 | 0 | 0 | 0 | 0 | 0 | 0 | 0 | 0.05 | 0 | 30 | 30 | 1 | Operation | Flat | [13 empty] | none | [14 empty] | 2022: 0; 2022: 0; 2025: 0.1; 2030: 0.5; 2035: 5; 2040: 5; 2045: 5; 2050: 5 | [12],[55] | 3 | 3.29 | 3.42 | 3.58 | 3.77 | 3.97 | 4.18
ICH01_11 | Industrie | Final | Industry | Chemicals | Ethylene production - Chemical Industry | Ethylene from bioethanol dehydration - Petrochemical industry | [Mton_Ey/y] | 1200 | 1050 | 850 | 800 | 750 | 700 | 650 | 0.9 | 28 | 28 | 28 | 28 | 28 | 28 | 28 | 0 | 0 | 0 | 0 | 0 | 0 | 0 | 0.05 | 0 | 30 | 30 | 1 | Operation | Flat | [13 empty] | none | [14 empty] | 2022: 0; 2022: 0; 2025: 4; 2030: 4; 2035: 5; 2040: 5; 2045: 5; 2050: 5 | [55],[67] | 3 | 3.29 | 3.42 | 3.58 | 3.77 | 3.97 | 4.18
ICH01_12 | Industrie | Final | Industry | Chemicals | Propylene production - Chemical Industry | Methanol to olefins - Petrochemical industry | [Mton_Ey/y] | 2200 | 2100 | 1900 | 1600 | 1500 | 1400 | 1300 | 0.9 | 90 | 85 | 80 | 75 | 70 | 65 | 60 | 0 | 0 | 0 | 0 | 0 | 0 | 0 | 0.05 | 0 | 30 | 30 | 1 | Operation | Flat | [13 empty] | none | [14 empty] | 2022: 0; 2022: 0; 2025: 1; 2030: 4; 2035: 5; 2040: 5; 2045: 5; 2050: 5 | [55],[64] | 1.41 | 1.53 | 1.6 | 1.67 | 1.76 | 1.85 | 1.95
ICH01_13 | Industrie | Final | Industry | Chemicals | Ethylene production - Chemical Industry | Ethylene imports - Petrochemical industry | [Mton_Ey/y] | 0 | 0 | 0 | 0 | 0 | 0 | 0 | 0.9 | 0 | 0 | 0 | 0 | 0 | 0 | 0 | 2000 | 2500 | 3000 | 3500 | 4000 | 4500 | 5000 | 0.05 | 0 | 1 | 1 | 1 | Operation | Flat | [13 empty] | none | [14 empty] | 2022: 0; 2025: 0; 2030: 0; 2035: 0; 2040: 0; 2045: 0; 2050: 0 | [55] | 3 | 3.29 | 3.42 | 3.58 | 3.77 | 3.97 | 4.18
ICH01_14 | Industrie | Final | Industry | Chemicals | Propylene production - Chemical Industry | Propylene from PDH alkenation of LPG - Petrochemicals | [Mton_Py/y] | 1100 | 1100 | 1100 | 1100 | 1100 | 1100 | 1100 | 0.9 | 52 | 52 | 52 | 52 | 52 | 52 | 52 | 0 | 0 | 0 | 0 | 0 | 0 | 0 | 0.05 |  | 30 | 30 | 1 | Operation | Flat | [13 empty] | none | [14 empty] | 2022: 0.12; 2030: 0.12; 2022: 0; 2022: 1; 2025: 1.53; 2030: 1.6; 2035: 1.67; 2040: 1.76; 2045: 1.85; 2050: 1.95 | [55] | 1.41 | 1.53 | 1.6 | 1.67 | 1.76 | 1.85 | 1.95
ICH01_15 | Industrie | Final | Industry | Chemicals | Propylene production - Chemical Industry | Propylene from ethanol dehydration, ethene dimerization and metathesis - Petrochemicals | [Mton_Py/y] | 1500 | 1350 | 1100 | 1000 | 950 | 900 | 850 | 0.9 | 34 | 34 | 34 | 34 | 34 | 34 | 34 | 0 | 0 | 0 | 0 | 0 | 0 | 0 | 0.05 |  | 30 | 30 | 1 | Operation | Flat | [13 empty] | none | [14 empty] | 2022: 0; 2022: 0; 2025: 0.1; 2030: 0.1; 2035: 0.1; 2040: 0.5; 2045: 1; 2050: 1.5 | [55],[67] | 1.41 | 1.53 | 1.6 | 1.67 | 1.76 | 1.85 | 1.95
ICH01_16 | Industrie | Final | Industry | Chemicals | Propylene production - Chemical Industry | Propylene imports - Petrochemical industry | [Mton_Py/y] | 0 | 0 | 0 | 0 | 0 | 0 | 0 | 0.9 | 0 | 0 | 0 | 0 | 0 | 0 | 0 | 2000 | 2500 | 3000 | 3500 | 4000 | 4500 | 5000 | 0.05 | 0 | 1 | 1 | 1 | Operation | Flat | [13 empty] | none | [14 empty] | 2022: 0; 2022: 1; 2025: 0.1; 2030: 0.1; 2035: 0.1; 2040: 0.5; 2045: 1; 2050: 1.5 | [55] | 1.41 | 1.53 | 1.6 | 1.67 | 1.76 | 1.85 | 1.95
ICH01_17 | Industrie | Final | Industry | Chemicals | Butadiene production - Chemical Industry | Butadiene imports - Petrochemical industry | [Mton_Butadiene/y] | 0 | 0 | 0 | 0 | 0 | 0 | 0 | 0.9 | 0 | 0 | 0 | 0 | 0 | 0 | 0 | 2000 | 2500 | 3000 | 3500 | 4000 | 4500 | 5000 | 0.05 | 0 | 1 | 1 | 1 | Operation | Flat | [13 empty] | none | [14 empty] | 2022: 0; 2022: 0; 2022: 0.43; 2025: 0.47; 2030: 0.49; 2035: 0.51; 2040: 0.54; 2045: 0.57; 2050: 0.6 | [55] | 0.43 | 0.47 | 0.49 | 0.51 | 0.54 | 0.57 | 0.6
ICH01_29 | Industrie | Final | Industry | Chemicals | Ethylene production - Chemical Industry | Existing naphtha steam cracker with 10% pyrolysis oil blending - Petrochemical industry | [Mton_Ey/y] | 1200 | 1200 | 1200 | 1200 | 1200 | 1200 | 1200 | 0.9 | 51 | 51 | 51 | 51 | 51 | 51 | 51 | 0 | 0 | 0 | 0 | 0 | 0 | 0 | 0.05 | 0 | 30 | 30 | 1 | Operation | Flat | [13 empty] | none | [14 empty] | 2022: 0; 2022: 0; 2025: 5; 2030: 5; 2035: 5; 2040: 5; 2045: 5; 2050: 5 |  | 5 | 5 | 5 | 5 | 5 | 5 | 5
ICH01_30 | Industrie | Final | Industry | Chemicals | Ethylene production - Chemical Industry | Existing naphtha steam cracker with 10% pyrolysis oil blending and CCUS - Petrochemical industry | [Mton_Ey/y] | 1060 | 1060 | 1060 | 1060 | 1060 | 1060 | 1060 | 0.9 | 38.5 | 38.5 | 38.5 | 38.5 | 38.5 | 38.5 | 38.5 | 0 | 0 | 0 | 0 | 0 | 0 | 0 | 0.05 | 0 | 25 | 25 | 1 | Operation | Flat | [13 empty] | none | [14 empty] | 2022: 0; 2022: 0; 2025: 4; 2030: 4; 2035: 5; 2040: 5; 2045: 5; 2050: 5 |  | 5 | 5 | 5 | 5 | 5 | 5 | 5
ICH01_37 | Industrie | Final | Industry | Chemicals | BTX aromatics production - Chemical Industry | Methanol to aromatics | [Mton_BTX/y] | 2.88 | 2.88 | 2.88 | 2.88 | 2.88 | 2.88 | 2.88 | 0.9 | 5.016 | 5.016 | 5.016 | 5.016 | 5.016 | 5.016 | 5.016 | 0 | 0 | 0 | 0 | 0 | 0 | 0 | 0.05 | 0 | 20 | 20 | 1 | Operation | Flat | [13 empty] | none | [14 empty] | 2022: 0; 2022: 0; 2022: 1; 2025: 1; 2030: 5; 2035: 5; 2040: 5; 2045: 5; 2050: 5 | TNO 2024 | 3 | 3.51 | 4.37 | 4.57 | 4.82 | 5.08 | 5.34
ICH01_38 | Industrie | Final | Industry | Chemicals | BTX aromatics production - Chemical Industry | Biomass to aromatics | [Mton_BTX/y] | 17.5 | 17.5 | 17.5 | 17.5 | 17.5 | 17.5 | 17.5 | 0.9 | 0.88 | 0.88 | 0.88 | 0.88 | 0.88 | 0.88 | 0.88 | 0 | 0 | 0 | 0 | 0 | 0 | 0 | 0.05 | 0 | 20 | 20 | 1 | Operation | Flat | [13 empty] | none | [14 empty] | 2022: 0; 2022: 0; 2022: 1; 2025: 1; 2030: 5; 2035: 5; 2040: 5; 2045: 5; 2050: 5 | TNO 2024 | 3 | 3.51 | 4.37 | 4.57 | 4.82 | 5.08 | 5.34
ICH01_39 | Industrie | Primary | Material | Chemicals | BTX aromatics production - Chemical Industry | Imported aromatics | [Mton_BTX/y] | 0 | 0 | 0 | 0 | 0 | 0 | 0 | 0 | 0 | 0 | 0 | 0 | 0 | 0 | 0 | 539.6 | 539.6 | 539.6 | 576.8 | 614 | 614 | 614 | 0.05 | 0 | 20 | 20 | 1 | Operation | Flat | [13 empty] | none | [14 empty] | 2022: 0; 2022: 0; 2022: 6; 2025: 6; 2030: 6; 2035: 6; 2040: 6; 2045: 6; 2050: 6 | [D] | 3 | 3.51 | 4.37 | 4.57 | 4.82 | 5.08 | 5.34
ICL01_01 | Industrie | Final | Industry | Chemicals | Chlorine production - Chemical Industry | Chlor - alkali electrolysis - Chlorine production | [Mton_Cl2/y] | 1250 | 1250 | 1250 | 1250 | 1250 | 1250 | 1250 | 0.9 | 90 | 90 | 90 | 90 | 90 | 90 | 90 | [7 empty] | 0.05 | 0 | 30 | 30 | 1 | Shedding | Flat | [7 empty] | 0.00085 | 0.2 | 1 hour [h] |  |  |  | none | [14 empty] | 2022: 2; 2030: 1; 2022: 0; 2022: 5; 2025: 5; 2030: 5; 2035: 5; 2040: 5; 2045: 5; 2050: 5 | [56] | 1 | 1.1 | 1.14 | 1.2 | 1.27 | 1.34 | 1.41
IOC01_01 | Industrie | Final | Industry | Chemicals | Other ETS chemicals - Chemical Industry | Reference remaining chemicals - Other ETS chemicals | [Idx_2020/y] | 5360 | 5360 | 5360 | 5360 | 5360 | 5360 | 5360 | 0.9 | 161 | 161 | 161 | 161 | 161 | 161 | 161 | 0 | 0 | 0 | 0 | 0 | 0 | 0 | 0.05 | 0 | 30 | 30 | 1 | Operation | Flat | [13 empty] | none | [14 empty] | 2022: 1; 2025: 0.25; 2030: 0.25; 2035: 0.25; 2040: 0.25; 2022: 0; 2022: 1; 2025: 1; 2030: 1; 2035: 1; 2040: 1; 2045: 1; 2050: 1 | [12],[36] | 1 | 1 | 1 | 1 | 1 | 1 | 1
IOC01_02 | Industrie | Final | Industry | Chemicals | Other ETS chemicals - Chemical Industry | Improved remaining chemicals (bio feedstock) - Other ETS chemicals | [Idx_2020/y] | 7360 | 7360 | 7360 | 7360 | 7360 | 7360 | 7360 | 0.9 | 221 | 221 | 221 | 221 | 221 | 221 | 221 | 0 | 0 | 0 | 0 | 0 | 0 | 0 | 0.05 | 0 | 30 | 30 | 1 | Operation | Flat | [13 empty] | none | [14 empty] | 2022: 0; 2022: 0; 2025: 1; 2030: 1; 2035: 1; 2040: 1; 2045: 1; 2050: 1 | [12] | 1 | 1 | 1 | 1 | 1 | 1 | 1
IOC01_03 | Industrie | Final | Industry | Chemicals | Other ETS chemicals - Chemical Industry | Improved remaining chemicals (syn feedstock) - Other ETS chemicals | [Idx_2020/y] | 7360 | 7360 | 7360 | 7360 | 7360 | 7360 | 7360 | 0.9 | 221 | 221 | 221 | 221 | 221 | 221 | 221 | 0 | 0 | 0 | 0 | 0 | 0 | 0 | 0.05 | 0 | 30 | 30 | 1 | Operation | Flat | [13 empty] | none | [14 empty] | 2022: 0; 2022: 0; 2025: 1; 2030: 1; 2035: 1; 2040: 1; 2045: 1; 2050: 1 | [12] | 1 | 1 | 1 | 1 | 1 | 1 | 1
IGS01_01 | Industrie | Final | Industry | Other Industry ETS | Glass production - ETS Industry | Conventional furnaces + post-melting - Glass production | [Mton_Glass/y] | 181 | 181 | 181 | 181 | 181 | 181 | 181 | 0.9 | 6 | 6 | 6 | 6 | 6 | 6 | 6 | 0 | 0 | 0 | 0 | 0 | 0 | 0 | 0.05 | 0 | 30 | 30 | 1 | Operation | Flat | [13 empty] | none | [14 empty] | 2022: 0.92; 2025: 0.225; 2030: 0.225; 2035: 0.225; 2040: 0.225; 2022: 0; 2022: 0.92; 2025: 0.94; 2030: 0.97; 2035: 1; 2040: 1.02; 2045: 1.05; 2050: 1.07 | [58] | 0.92 | 0.94 | 0.97 | 1 | 1.02 | 1.05 | 1.07
IGS01_02 | Industrie | Final | Industry | Other Industry ETS | Glass production - ETS Industry | Efficient furnaces + post-melting - Glass production | [Mton_Glass/y] | 211 | 211 | 211 | 211 | 211 | 211 | 211 | 0.9 | 6 | 6 | 6 | 6 | 6 | 6 | 6 | 0 | 0 | 0 | 0 | 0 | 0 | 0 | 0.05 | 0 | 30 | 30 | 1 | Operation | Flat | [13 empty] | none | [14 empty] | 2022: 0; 2022: 0; 2025: 0.6; 2030: 0.6; 2035: 1; 2040: 1.02; 2045: 1.05; 2050: 1.07 | [58] | 0.92 | 0.94 | 0.97 | 1 | 1.02 | 1.05 | 1.07
IGS01_03 | Industrie | Final | Industry | Other Industry ETS | Glass production - ETS Industry | Electric cold-top furnaces + post-melting - Glass production | [Mton_Glass/y] | 389 | 389 | 389 | 389 | 389 | 389 | 389 | 0.9 | 12 | 12 | 12 | 12 | 12 | 12 | 12 | 0 | 0 | 0 | 0 | 0 | 0 | 0 | 0.05 | 0 | 30 | 30 | 1 | Operation | Flat | [13 empty] | none | [14 empty] | 2022: 0; 2022: 0; 2030: 0.6; 2035: 1; 2040: 1.02; 2045: 1.05; 2050: 1.07 | [58] | 0.92 | 0.94 | 0.97 | 1 | 1.02 | 1.05 | 1.07
ICS01_01 | Industrie | Final | Industry | Other Industry ETS | Ceramics production -ETS Industry | Conventional kilns + preparation, drying, treatment - Ceramics production | [Mton_Ceramic/y] | 150 | 150 | 150 | 150 | 150 | 150 | 150 | 0.9 | 8 | 8 | 8 | 8 | 8 | 8 | 8 | 0 | 0 | 0 | 0 | 0 | 0 | 0 | 0.05 | 0 | 30 | 30 | 1 | Operation | Flat | [13 empty] | none | [14 empty] | 2022: 2.8; 2025: 0.7; 2030: 0.7; 2035: 0.7; 2040: 0.7; 2022: 0; 2022: 2.8; 2025: 2.83; 2030: 2.95; 2035: 3; 2040: 3.05; 2045: 3.05; 2050: 3.06 | [57] | 2.8 | 2.83 | 2.95 | 3 | 3.05 | 3.05 | 3.06
ICS01_02 | Industrie | Final | Industry | Other Industry ETS | Ceramics production -ETS Industry | Electric kilns + preparation, drying, treatment - Ceramics production | [Mton_Ceramic/y] | 275 | 275 | 275 | 275 | 275 | 275 | 275 | 0.9 | 14 | 14 | 14 | 14 | 14 | 14 | 14 | 0 | 0 | 0 | 0 | 0 | 0 | 0 | 0.05 | 0 | 30 | 30 | 1 | Operation | Flat | [13 empty] | none | [14 empty] | 2022: 0; 2022: 0; 2030: 1.4; 2035: 3; 2040: 3.05; 2045: 3.05; 2050: 3.06 | [57] | 2.8 | 2.83 | 2.95 | 3 | 3.05 | 3.05 | 3.06
IPP01_01 | Industrie | Final | Industry | Other Industry ETS | Paper production - ETS Industry | Conventional paper milling - Paper and board production | [Mton_Paper/y] | 1250 | 1250 | 1250 | 1250 | 1250 | 1250 | 1250 | 0.9 | 62.5 | 62.5 | 62.5 | 62.5 | 62.5 | 62.5 | 62.5 | 0 | 0 | 0 | 0 | 0 | 0 | 0 | 0.05 | 0 | 20 | 20 | 1 | Operation | Flat | [13 empty] | DR shifting | Electricity NL - HV | 0.0007 |  | 1 week [w] | 0.05 | 0.2 | [8 empty] | 2022: 1.015; 2040: 1.015; 2022: 0; 2022: 1.015; 2025: 1.01; 2030: 1; 2035: 0.99; 2040: 0.98; 2045: 0.97; 2050: 0.96 | [59],[36] | 1.015 | 1.01 | 1 | 0.99 | 0.98 | 0.97 | 0.96
IPP01_02 | Industrie | Final | Industry | Other Industry ETS | Paper production - ETS Industry | Compressed refining of paper - Paper and board production | [Mton_Paper/y] | 1380 | 1380 | 1380 | 1380 | 1380 | 1380 | 1380 | 0.9 | 69 | 69 | 69 | 69 | 69 | 69 | 69 | 0 | 0 | 0 | 0 | 0 | 0 | 0 | 0.05 | 0 | 20 | 20 | 1 | Operation | Flat | [13 empty] | DR shifting | Electricity NL - HV | 0.00035 |  | 1 week [w] | 0.05 | 0.2 | [8 empty] | 2022: 0; 2022: 0; 2030: 0.33333; 2035: 0.33; 2040: 0.32667; 2045: 0.32333; 2050: 0.32 | [59] | 1.015 | 1.01 | 1 | 0.99 | 0.98 | 0.97 | 0.96
IPP01_03 | Industrie | Final | Industry | Other Industry ETS | Paper production - ETS Industry | Air-laid forming for paper - Paper and board production | [Mton_Paper/y] | 510 | 510 | 510 | 510 | 510 | 510 | 510 | 0.9 | 25.5 | 31.875 | 31.875 | 31.875 | 31.875 | 31.875 | 31.875 | 0 | 0 | 0 | 0 | 0 | 0 | 0 | 0.05 | 0 | 20 | 20 | 1 | Operation | Flat | [13 empty] | DR shifting | Electricity NL - HV | 0.0004 |  | 1 week [w] | 0.05 | 0.2 | [8 empty] | 2022: 0; 2022: 0; 2030: 1; 2035: 0.99; 2040: 0.98; 2045: 0.97; 2050: 0.96 | [59] | 1.015 | 1.01 | 1 | 0.99 | 0.98 | 0.97 | 0.96
IPP01_04 | Industrie | Final | Industry | Other Industry ETS | Board production - ETS Industry | Microwave drying for board - Paper and board production | [Mton_board/y] | 1295 | 1295 | 1295 | 1295 | 1295 | 1295 | 1295 | 0.9 | 64.75 | 64.75 | 64.75 | 64.75 | 64.75 | 64.75 | 64.75 | 0 | 0 | 0 | 0 | 0 | 0 | 0 | 0.05 | 0 | 20 | 20 | 1 | Operation | Flat | [13 empty] | DR shifting | Electricity NL - HV | 0.0004 |  | 1 week [w] | 0.05 | 0.2 | [8 empty] | 2022: 0; 2030: 1.82; 2035: 1.8; 2040: 1.78; 2045: 1.77; 2050: 1.75 |  | 1.86 | 1.85 | 1.82 | 1.8 | 1.78 | 1.77 | 1.75
IPP01_05 | Industrie | Final | Industry | Other Industry ETS | Board production - ETS Industry | Conventional board milling - Paper and board production | [Mton_board/y] | 1250 | 1250 | 1250 | 1250 | 1250 | 1250 | 1250 | 0.9 | 62.5 | 62.5 | 62.5 | 62.5 | 62.5 | 62.5 | 62.5 | 0 | 0 | 0 | 0 | 0 | 0 | 0 | 0.05 | 0 | 20 | 20 | 1 | Operation | Flat | [13 empty] | DR shifting | Electricity NL - HV | 0.0007 |  | 1 week [w] | 0.05 | 0.2 | [8 empty] | 2022: 1.86; 2040: 1.86; 2022: 0; 2022: 1.86; 2025: 1.85; 2030: 1.82; 2035: 1.8; 2040: 1.78; 2045: 1.77; 2050: 1.75 | [59],[36] | 1.86 | 1.85 | 1.82 | 1.8 | 1.78 | 1.77 | 1.75
IFD01_01 | Industrie | Final | Industry | Other Industry non-ETS | Food production - non-ETS Industry | Reference food processes - Food industry | [Idx_2020/y] | 3160 | 3160 | 3160 | 3160 | 3160 | 3160 | 3160 | 0.9 | 95 | 95 | 95 | 95 | 95 | 95 | 95 | 0 | 0 | 0 | 0 | 0 | 0 | 0 | 0.05 | 0 | 30 | 30 | 1 | Operation | Flat | [13 empty] | none | [14 empty] | 2022: 1; 2025: 0.25; 2030: 0.25; 2035: 0.25; 2040: 0.25; 2022: 0; 2022: 1; 2025: 0.93; 2030: 0.8; 2035: 0.8; 2040: 0.8; 2045: 0.79; 2050: 0.79 | [36] | 1 | 0.93 | 0.8 | 0.8 | 0.8 | 0.79 | 0.79
IFD01_02 | Industrie | Final | Industry | Other Industry non-ETS | Food production - non-ETS Industry | Improved food processes - Food industry | [Idx_2020/y] | 5060 | 5060 | 5060 | 5060 | 5060 | 5060 | 5060 | 0.9 | 152 | 152 | 152 | 152 | 152 | 152 | 152 | 0 | 0 | 0 | 0 | 0 | 0 | 0 | 0.05 | 0 | 30 | 30 | 1 | Operation | Flat | [13 empty] | none | [14 empty] | 2022: 0; 2022: 0; 2025: 0.25; 2030: 0.5; 2035: 0.8; 2040: 0.8; 2045: 0.79; 2050: 0.79 | [D] | 1 | 0.93 | 0.8 | 0.8 | 0.8 | 0.79 | 0.79
IOE01_01 | Industrie | Final | Industry | Other Industry ETS | Other ETS - Industry | Reference other ETS industry - Other ETS Industry | [Idx_2020/y] | 348 | 348 | 348 | 348 | 348 | 348 | 348 | 0.9 | 10.5 | 10.5 | 10.5 | 10.5 | 10.5 | 10.5 | 10.5 | 0 | 0 | 0 | 0 | 0 | 0 | 0 | 0.05 | 0 | 30 | 30 | 1 | Operation | Flat | [13 empty] | none | [14 empty] | 2022: 1; 2025: 0.25; 2030: 0.25; 2035: 0.25; 2040: 0.25; 2022: 0; 2022: 1; 2025: 0.99; 2030: 0.98; 2035: 0.97; 2040: 0.96; 2045: 0.95; 2050: 0.94 | [12],[13],[14],[36] | 1 | 0.99 | 0.98 | 0.97 | 0.96 | 0.95 | 0.94
IOE01_02 | Industrie | Final | Industry | Other Industry ETS | Other ETS - Industry | Improved other ETS industry - Other ETS Industry | [Idx_2020/y] | 450 | 451 | 452 | 453 | 454 | 455 | 456 | 0.9 | 13.5 | 13.5 | 13.5 | 13.5 | 13.5 | 13.5 | 13.5 | 0 | 0 | 0 | 0 | 0 | 0 | 0 | 0.05 | 0 | 30 | 30 | 1 | Operation | Flat | [13 empty] | none | [14 empty] | 2022: 0; 2022: 0; 2025: 0.99; 2030: 0.98; 2035: 0.97; 2040: 0.96; 2045: 0.95; 2050: 0.94 | [12],[13],[14] | 1 | 0.99 | 0.98 | 0.97 | 0.96 | 0.95 | 0.94
ION01_01 | Industrie | Final | Industry | Other Industry non-ETS | Other non-ETS - Industry | Reference other non-ETS industry - Other non-ETS Industry | [Idx_2020/y] | 4160 | 4160 | 4160 | 4160 | 4160 | 4160 | 4160 | 0.9 | 125 | 125 | 125 | 125 | 125 | 125 | 125 | 0 | 0 | 0 | 0 | 0 | 0 | 0 | 0.05 | 0 | 30 | 30 | 1 | Operation | Flat | [13 empty] | none | [14 empty] | 2022: 1; 2025: 0.25; 2030: 0.25; 2035: 0.25; 2040: 0.25; 2022: 0; 2022: 1; 2025: 0.99; 2030: 0.98; 2035: 0.97; 2040: 0.96; 2045: 0.95; 2050: 0.94 | [12],[13],[14],[36] | 1 | 0.99 | 0.98 | 0.97 | 0.96 | 0.95 | 0.94
ION01_02 | Industrie | Final | Industry | Other Industry non-ETS | Other non-ETS - Industry | Improved other non-ETS industry (bio feedstock) - Other non-ETS Industry | [Idx_2020/y] | 5660 | 5661 | 5662 | 5663 | 5664 | 5665 | 5666 | 0.9 | 169 | 169 | 169 | 169 | 169 | 169 | 169 | 0 | 0 | 0 | 0 | 0 | 0 | 0 | 0.05 | 0 | 30 | 30 | 1 | Operation | Flat | [13 empty] | none | [14 empty] | 2022: 0; 2022: 0; 2025: 0.99; 2030: 0.98; 2035: 0.97; 2040: 0.96; 2045: 0.95; 2050: 0.94 | [12],[13],[14] | 1 | 0.99 | 0.98 | 0.97 | 0.96 | 0.95 | 0.94
ION01_03 | Industrie | Final | Industry | Other Industry non-ETS | Other non-ETS - Industry | Improved other non-ETS industry (syn feedstock) - Other non-ETS Industry | [Idx_2020/y] | 5660 | 5661 | 5662 | 5663 | 5664 | 5665 | 5666 | 0.9 | 169 | 169 | 169 | 169 | 169 | 169 | 169 | 0 | 0 | 0 | 0 | 0 | 0 | 0 | 0.05 | 0 | 30 | 30 | 1 | Operation | Flat | [13 empty] | none | [14 empty] | 2022: 0; 2022: 0; 2025: 0.99; 2030: 0.98; 2035: 0.97; 2040: 0.96; 2045: 0.95; 2050: 0.94 | [12],[13],[14] | 1 | 0.99 | 0.98 | 0.97 | 0.96 | 0.95 | 0.94
IMM01_01 | Mobiliteit | Final | Industry | Machinery | Machinery - Industry | Standard Machinery - Industry | [PJ/y] | 265 | 265 | 265 | 265 | 265 | 265 | 265 | 0.9 | 0 | 0 | 0 | 0 | 0 | 0 | 0 | 0 | 0 | 0 | 0 | 0 | 0 | 0 | 0.05 | 0 | 15 | 15 | 1 | Operation | Flat low night | [13 empty] | none | [14 empty] | 2022: 25.4; 2025: 10; 2030: 10; 2035: 5; 2022: 0; 2022: 25.4; 2025: 25.44; 2030: 25.5; 2035: 23.9; 2040: 23.14; 2045: 21.87; 2050: 20.84 | [12],[13],[14],[36] | 25.4 | 25.44 | 25.5 | 23.9 | 23.14 | 21.87 | 20.84
IMM01_02 | Mobiliteit | Final | Industry | Machinery | Machinery - Industry | Hybrid Machinery - Industry | [PJ/y] | 570 | 541.5 | 514.43 | 488.7 | 464.27 | 441.06 | 419 | 0.9 | 0 | 0 | 0 | 0 | 0 | 0 | 0 | 0 | 0 | 0 | 0 | 0 | 0 | 0 | 0.05 | 0 | 15 | 15 | 1 | Operation | Flat low night | [13 empty] | none | [14 empty] | 2022: 0; 2022: 0; 2025: 25.44; 2030: 25.5; 2035: 23.9; 2040: 23.14; 2045: 21.87; 2050: 20.84 | [12],[13],[14] | 25.4 | 25.44 | 25.5 | 23.9 | 23.14 | 21.87 | 20.84
IMM01_03 | Mobiliteit | Final | Industry | Machinery | Machinery - Industry | Electric Machinery - Industry | [PJ/y] | 570 | 541.5 | 514.43 | 488.7 | 464.27 | 441.06 | 419 | 0.9 | 0 | 0 | 0 | 0 | 0 | 0 | 0 | 0 | 0 | 0 | 0 | 0 | 0 | 0 | 0.05 | 0 | 15 | 15 | 1 | Operation | Flat low night | [13 empty] | none | [14 empty] | 2022: 0; 2022: 0; 2025: 25.44; 2030: 25.5; 2035: 23.9; 2040: 23.14; 2045: 21.87; 2050: 20.84 | [12] | 25.4 | 25.44 | 25.5 | 23.9 | 23.14 | 21.87 | 20.84
WAI01_04 | Industrie | Final | Waste Disposal | Municipal Waste | Waste Management | CHP Waste - Waste Management | [GW] | 2254.4 | 2254.4 | 2254.4 | 2254.4 | 2254.4 | 2254.4 | 2254.4 | 0.9 | 112.72 | 112.72 | 112.72 | 112.72 | 112.72 | 112.72 | 112.72 | 10.03 | 10.03 | 10.03 | 10.03 | 10.03 | 10.03 | 10.03 | 0.05 | 0 | 30 | 30 | 11.24 | Operation | Flat low night | [13 empty] | none | [14 empty] | 2022: 0.6; 2022: 0; 2022: 5; 2025: 50; 2030: 50; 2035: 50; 2040: 100; 2045: 100; 2050: 100 | [12] | 0.77936 | 0.77758 | 0.77402 | 0.77046 | 0.7669 | 0.76335 | 0.75979
WAI01_05 | Industrie | Final | Waste Disposal | Municipal Waste | Waste Management | CHP Waste wCCS - Waste Management | [GW] | 4711.96 | 4491.5 | 4271.05 | 4043.38 | 3815.71 | 3713.22 | 3610.72 | 0.9 | 169.08 | 169.08 | 169.08 | 169.08 | 169.08 | 169.08 | 169.08 | 14.99 | 14.99 | 14.99 | 14.99 | 14.99 | 14.99 | 14.99 | 0.05 | 0 | 30 | 30 | 11.24 | Operation | Flat low night | [13 empty] | none | [14 empty] | 2022: 0; 2022: 0; 2030: 0.5; 2035: 50; 2040: 100; 2045: 100; 2050: 100 | [12] | 0.77936 | 0.77758 | 0.77402 | 0.77046 | 0.7669 | 0.76335 | 0.75979
WAI01_10 | Industrie | Final | Waste Disposal | Municipal Waste | Waste Management | Gasification of plastic waste to syngas - Waste Management | [Mton_Waste/y] | 650 | 650 | 650 | 650 | 650 | 650 | 650 | 0.9 | 20 | 20 | 20 | 20 | 20 | 20 | 20 | [7 empty] | 0.05 | 0 | 30 | 30 | 1 | Operation | Flat low night 6 days | [13 empty] | none | [14 empty] | 2022: 0; 2022: 0; 2022: 8.76; 2025: 500; 2030: 500; 2035: 500; 2040: 500; 2045: 500; 2050: 500 | [D] | 8.76 | 8.74 | 8.7 | 8.66 | 8.62 | 8.58 | 8.54
WAI01_11 | Industrie | Final | Waste Disposal | Municipal Waste | Waste Management | Pyrolysis of plastic waste to naphtha - Waste Management | [Mton_Waste/y] | 450 | 450 | 450 | 450 | 450 | 450 | 450 | 0.9 | 15 | 15 | 15 | 15 | 15 | 15 | 15 | [7 empty] | 0.05 | 0 | 30 | 30 | 1 | Operation | Flat low night 6 days | [13 empty] | none | [14 empty] | 2022: 0; 2022: 0; 2022: 8.76; 2025: 500; 2030: 500; 2035: 500; 2040: 500; 2045: 500; 2050: 500 | [72] | 8.76 | 8.74 | 8.7 | 8.66 | 8.62 | 8.58 | 8.54
WAI01_12 | Industrie | Final | Waste Disposal | Municipal Waste | Waste Management | Integrated hydropyrolysis of plastic waste | [Mton_Waste/y] | 9.4 | 9.215 | 9.03 | 8.855 | 8.68 | 8.505 | 8.33 | 0.9 | 2.74 | 2.67 | 2.6 | 2.5325 | 2.465 | 2.3975 | 2.33 | 0 | 0 | 0 | 0 | 0 | 0 | 0 | 0.05 | 0 | 30 | 30 | 1 | Operation | Flat low night 6 days | [13 empty] | none | [14 empty] | 2022: 0; 2022: 0; 2022: 0; 2025: 500; 2030: 500; 2035: 500; 2040: 500; 2045: 500; 2050: 500 | [D] | 8.76 | 8.74 | 8.7 | 8.66 | 8.62 | 8.58 | 8.54
WAI01_13 | Industrie | Final | Waste Disposal | Municipal Waste | Waste Management | Refurbishment, mechanical recycling, and demand reduction of plastics - Waste Management | [Mton_Waste/y] | 930 | 930 | 930 | 930 | 930 | 930 | 930 | 0.9 | 31 | 31 | 31 | 31 | 31 | 31 | 31 | [7 empty] | 0.05 | 0 | 30 | 30 | 1 | Operation | Flat low night 6 days | [13 empty] | none | [14 empty] | 2022: 0; 2022: 0; 2022: 0; 2025: 500; 2030: 500; 2035: 500; 2040: 500; 2045: 500; 2050: 500
TRD01_01 | Mobiliteit | Final | Transport | Road | Motorcycles | ICE Vehicle - Motorcycle | [Mvehicles] | 3487.65 | 3487.65 | 3487.65 | 3487.65 | 3487.65 | 3487.65 | 3487.65 | 0.7 | 209.26 | 209.26 | 209.26 | 209.26 | 209.26 | 209.26 | 209.26 | 0 | 0 | 0 | 0 | 0 | 0 | 0 | 0.05 | 0 | 15 | 15 | 2.5 | Operation | Flat | [13 empty] | none | [14 empty] | 2022: 1.91; 2025: 0.64667; 2030: 0.64667; 2035: 0.61667; 2022: 0; 2022: 2.04; 2025: 2.04; 2030: 2.04; 2035: 2.04; 2040: 2.04; 2045: 2.04; 2050: 2.04 | [12] | 2.04 | 2.04 | 2.04 | 2.04 | 2.04 | 2.04 | 2.04
TRD01_02 | Mobiliteit | Final | Transport | Road | Motorcycles | Electric Battery Vehicle - Motorcycle | [Mvehicles] | 8745.33 | 8308.06 | 7892.66 | 7498.03 | 7123.13 | 6766.97 | 6428.62 | 0.7 | 146.48 | 146.48 | 146.48 | 146.48 | 146.48 | 146.48 | 146.48 | 0 | 0 | 0 | 0 | 0 | 0 | 0 | 0.05 | 0 | 15 | 15 | 2.5 | Operation | Electric Vehicles | [13 empty] | none | [14 empty] | 2022: 0.13; 2025: 0.021667; 2030: 0.043333; 2035: 0.065; 2022: 0; 2022: 0.5; 2025: 1; 2030: 2.04; 2035: 2.04; 2040: 2.04; 2045: 2.04; 2050: 2.04 | [12] | 2.04 | 2.04 | 2.04 | 2.04 | 2.04 | 2.04 | 2.04
TRC01_01 | Mobiliteit | Final | Transport | Road | Passenger Cars | ICE 2010 norm Vehicle - Cars | [Mvehicles] | 5833.12 | 5833.12 | 5833.12 | 5833.12 | 5833.12 | 5833.12 | 5833.12 | 0.7 | 1946.65 | 1946.65 | 1946.65 | 1946.65 | 1946.65 | 1946.65 | 1946.65 | 0 | 0 | 0 | 0 | 0 | 0 | 0 | 0.05 | 0 | 15 | 15 | 11.1 | Operation | Flat | [13 empty] | none | [14 empty] | 2022: 5.82; 2025: 0.65; 2030: 0.35; 2022: 0; 2022: 9.46; 2025: 9.87; 2030: 10.55; 2035: 11.09; 2040: 11.63; 2045: 12.17; 2050: 12.62 | [12] | 9.46 | 9.87 | 10.55 | 11.09 | 11.63 | 12.17 | 12.62
TRC01_02 | Mobiliteit | Final | Transport | Road | Passenger Cars | ICE efficient Vehicle - Cars | [Mvehicles] | 9880.95 | 8461.91 | 7113.81 | 5833.12 | 5833.12 | 5833.12 | 5833.12 | 0.7 | 1946.65 | 1946.65 | 1946.65 | 1946.65 | 1946.65 | 1946.65 | 1946.65 | 0 | 0 | 0 | 0 | 0 | 0 | 0 | 0.05 | 0 | 15 | 15 | 11.1 | Operation | Flat | [13 empty] | none | [14 empty] | 2022: 1.7; 2025: 0.3; 2030: 0.6; 2035: 0.8; 2022: 0; 2022: 9.46; 2025: 9.87; 2030: 10.55; 2035: 11.09; 2040: 11.63; 2045: 12.17; 2050: 12.62 | [25],[26] | 9.46 | 9.87 | 10.55 | 11.09 | 11.63 | 12.17 | 12.62
TRC01_03 | Mobiliteit | Final | Transport | Road | Passenger Cars | ICE Bio Diesel Vehicle - Cars | [Mvehicles] | 9880.95 | 8461.91 | 7113.81 | 5833.12 | 5833.12 | 5833.12 | 5833.12 | 0.7 | 1946.65 | 1946.65 | 1946.65 | 1946.65 | 1946.65 | 1946.65 | 1946.65 | 0 | 0 | 0 | 0 | 0 | 0 | 0 | 0.05 | 0 | 15 | 15 | 11.1 | Operation | Flat | [13 empty] | none | [14 empty] | 2022: 1.7; 2025: 0.3; 2030: 0.6; 2035: 0.8; 2022: 0; 2022: 9.46; 2025: 9.87; 2030: 10.55; 2035: 11.09; 2040: 11.63; 2045: 12.17; 2050: 12.62 | [25],[26] | 9.46 | 9.87 | 10.55 | 11.09 | 11.63 | 12.17 | 12.62
TRC01_04 | Mobiliteit | Final | Transport | Road | Passenger Cars | ICE Syn Diesel Vehicle - Cars | [Mvehicles] | 9880.95 | 8461.91 | 7113.81 | 5833.12 | 5833.12 | 5833.12 | 5833.12 | 0.7 | 1946.65 | 1946.65 | 1946.65 | 1946.65 | 1946.65 | 1946.65 | 1946.65 | 0 | 0 | 0 | 0 | 0 | 0 | 0 | 0.05 | 0 | 15 | 15 | 11.1 | Operation | Flat | [13 empty] | none | [14 empty] | 2022: 0; 2025: 0; 2030: 0; 2035: 0; 2022: 0; 2022: 9.46; 2025: 9.87; 2030: 10.55; 2035: 11.09; 2040: 11.63; 2045: 12.17; 2050: 12.62 | [25],[26] | 9.46 | 9.87 | 10.55 | 11.09 | 11.63 | 12.17 | 12.62
TRC01_05 | Mobiliteit | Final | Transport | Road | Passenger Cars | ICE Hybrid Vehicle - Cars | [Mvehicles] | 12180.12 | 10646.11 | 9188.81 | 7804.37 | 6489.15 | 5239.69 | 4052.71 | 0.7 | 1946.65 | 1946.65 | 1946.65 | 1946.65 | 1946.65 | 1946.65 | 1946.65 | 0 | 0 | 0 | 0 | 0 | 0 | 0 | 0.05 | 0 | 15 | 15 | 11.1 | Operation | Flat | [13 empty] | none | [14 empty] | 2022: 0.04; 2025: 0.01; 2030: 0.01; 2035: 0.02; 2022: 0; 2022: 9.46; 2025: 9.87; 2030: 10.55; 2035: 11.09; 2040: 11.63; 2045: 12.17; 2050: 12.62 | [25],[26] | 9.46 | 9.87 | 10.55 | 11.09 | 11.63 | 12.17 | 12.62
TRC01_06 | Mobiliteit | Final | Transport | Road | Passenger Cars | ICE Natural Gas Vehicle - Cars | [Mvehicles] | 10788.11 | 9909.47 | 9057.18 | 8230.47 | 7428.55 | 6650.7 | 5896.18 | 0.7 | 1654.65 | 1654.65 | 1654.65 | 1654.65 | 1654.65 | 1654.65 | 1654.65 | 0 | 0 | 0 | 0 | 0 | 0 | 0 | 0.05 | 0 | 15 | 15 | 11.1 | Operation | Electric Vehicles | [13 empty] | none | [14 empty] | 2022: 0; 2022: 0; 2022: 0.01; 2025: 0.01; 2030: 1.055; 2035: 1.6635; 2040: 2.326; 2045: 3.0425; 2050: 3.786 | [25],[26] | 9.46 | 9.87 | 10.55 | 11.09 | 11.63 | 12.17 | 12.62
TRC01_07 | Mobiliteit | Final | Transport | Road | Passenger Cars | Plug-In Hybrid Vehicle - Cars | [Mvehicles] | 16833.21 | 15243.22 | 13724.77 | 12274.66 | 10889.8 | 9567.26 | 8304.23 | 0.7 | 1946.65 | 1946.65 | 1946.65 | 1946.65 | 1946.65 | 1946.65 | 1946.65 | 0 | 0 | 0 | 0 | 0 | 0 | 0 | 0.05 | 0 | 15 | 15 | 11.1 | Operation | Electric Vehicles | [13 empty] | none | [14 empty] | 2022: 0.1; 2025: 0.025; 2030: 0.05; 2035: 0.025; 2022: 0; 2022: 0.1; 2025: 1; 2030: 10; 2035: 12; 2040: 12; 2045: 12.17; 2050: 12.62 | [1],[12] | 9.46 | 9.87 | 10.55 | 11.09 | 11.63 | 12.17 | 12.62
TRC01_08 | Mobiliteit | Final | Transport | Road | Passenger Cars | Electric Battery Vehicle - Cars | [Mvehicles] | 26935.77 | 23300.91 | 19956.84 | 16880.29 | 14049.87 | 11445.88 | 9050.21 | 0.7 | 1297.77 | 1297.77 | 1297.77 | 1297.77 | 1297.77 | 1297.77 | 1297.77 | 0 | 0 | 0 | 0 | 0 | 0 | 0 | 0.05 | 0 | 15 | 15 | 11.1 | Operation | Electric Vehicles | [13 empty] | none | [14 empty] | 2022: 0.1; 2025: 0.02; 2030: 0.03; 2035: 0.05; 2022: 0; 2022: 0.1; 2025: 1; 2030: 10; 2035: 12; 2040: 12; 2045: 12.17; 2050: 12.62 | [1],[12] | 9.46 | 9.87 | 10.55 | 11.09 | 11.63 | 12.17 | 12.62
TRC01_09 | Mobiliteit | Final | Transport | Road | Passenger Cars | Electric Battery Vehicle FLEX - Cars | [Mvehicles] | 26935.77 | 23300.91 | 19956.84 | 16880.29 | 14049.87 | 11445.88 | 9050.21 | 0.7 | 1297.77 | 1297.77 | 1297.77 | 1297.77 | 1297.77 | 1297.77 | 1297.77 | 0 | 0 | 0 | 0 | 0 | 0 | 0 | 0.05 | 0 | 15 | 15 | 11.1 | Operation | Electric Vehicles | [13 empty] | EV smart charge | Electricity NL - LV | 0.03 | 6 | 1 week [w] | 0 | 0.25 | 1 | 0.005 | [6 empty] | 2022: 0; 2025: 0; 2030: 0; 2035: 0; 2022: 0; 2022: 0; 2025: 1; 2030: 10; 2035: 12; 2040: 12; 2045: 12.17; 2050: 12.62 | [1],[12] | 9.46 | 9.87 | 10.55 | 11.09 | 11.63 | 12.17 | 12.62
TRC01_10 | Mobiliteit | Final | Transport | Road | Passenger Cars | Electric Battery Vehicle V2G - Cars | [Mvehicles] | 26935.77 | 23300.91 | 19956.84 | 16880.29 | 14049.87 | 11445.88 | 9050.21 | 0.7 | 1297.77 | 1297.77 | 1297.77 | 1297.77 | 1297.77 | 1297.77 | 1297.77 | 0 | 0 | 0 | 0 | 0 | 0 | 0 | 0.05 | 0 | 10 | 10 | 11.1 | Operation | Electric Vehicles | [13 empty] | EV P-to-Grid | Electricity NL - LV | 0.03 | 6 | 1 week [w] | 0.35 | 0.1 | 1 | 0.005 | [6 empty] | 2022: 0; 2022: 0; 2022: 0; 2025: 1; 2030: 10; 2035: 12; 2040: 12; 2045: 12.17; 2050: 12.62 | [1],[12] | 9.46 | 9.87 | 10.55 | 11.09 | 11.63 | 12.17 | 12.62
TRC01_11 | Mobiliteit | Final | Transport | Road | Passenger Cars | Hydrogen Fuel Cell Vehicle - Cars | [Mvehicles] | 51688.4 | 50284.63 | 48908.94 | 42168.05 | 36101.24 | 30641.12 | 25727.01 | 0.7 | 3509.42 | 3439.23 | 3370.45 | 3033.4 | 2730.06 | 2457.06 | 2211.35 | 0 | 0 | 0 | 0 | 0 | 0 | 0 | 0.05 | 0 | 15 | 15 | 11.1 | Operation | Electric Vehicles | [13 empty] | none | [14 empty] | 2022: 0; 2022: 0; 2022: 0.005; 2025: 0.1; 2030: 1; 2035: 5; 2040: 12; 2045: 12.17; 2050: 12.62 | [1],[12] | 9.46 | 9.87 | 10.55 | 11.09 | 11.63 | 12.17 | 12.62
TRL01_01 | Mobiliteit | Final | Transport | Road | Light-Duty Vehicles | ICE 2010 norm Vehicle - LDV | [Mvehicles] | 2866.37 | 2866.37 | 2866.37 | 2866.37 | 2866.37 | 2866.37 | 2866.37 | 0.8 | 3406.64 | 3406.64 | 3406.64 | 3406.64 | 3406.64 | 3406.64 | 3406.64 | 0 | 0 | 0 | 0 | 0 | 0 | 0 | 0.05 | 0 | 15 | 15 | 20.8 | Operation | Flat | [13 empty] | none | [14 empty] | 2022: 0.3; 2025: 0.07; 2030: 0.03; 2022: 0; 2022: 0.92; 2025: 0.98; 2030: 1.03; 2035: 1.09; 2040: 1.14; 2045: 1.19; 2050: 1.25 | [1],[12] | 0.92 | 0.98 | 1.03 | 1.09 | 1.14 | 1.19 | 1.25
TRL01_02 | Mobiliteit | Final | Transport | Road | Light-Duty Vehicles | ICE efficient Vehicle - LDV | [Mvehicles] | 4224.85 | 3748.61 | 3296.18 | 2866.37 | 2866.37 | 2866.37 | 2866.37 | 0.8 | 3406.64 | 3406.64 | 3406.64 | 3406.64 | 3406.64 | 3406.64 | 3406.64 | 0 | 0 | 0 | 0 | 0 | 0 | 0 | 0.05 | 0 | 15 | 15 | 20.8 | Operation | Flat | [13 empty] | none | [14 empty] | 2022: 0.2; 2025: 0.03; 2030: 0.07; 2035: 0.1; 2022: 0; 2022: 0.92; 2025: 0.98; 2030: 1.03; 2035: 1.09; 2040: 1.14; 2045: 1.19; 2050: 1.25 | [1],[37],[38] | 0.92 | 0.98 | 1.03 | 1.09 | 1.14 | 1.19 | 1.25
TRL01_03 | Mobiliteit | Final | Transport | Road | Light-Duty Vehicles | ICE Bio Diesel Vehicle - LDV | [Mvehicles] | 4224.85 | 3748.61 | 3296.18 | 2866.37 | 2866.37 | 2866.37 | 2866.37 | 0.8 | 3406.64 | 3406.64 | 3406.64 | 3406.64 | 3406.64 | 3406.64 | 3406.64 | 0 | 0 | 0 | 0 | 0 | 0 | 0 | 0.05 | 0 | 15 | 15 | 20.8 | Operation | Flat | [13 empty] | none | [14 empty] | 2022: 0.2; 2025: 0.03; 2030: 0.07; 2035: 0.1; 2022: 0; 2022: 0.92; 2025: 0.98; 2030: 1.03; 2035: 1.09; 2040: 1.14; 2045: 1.19; 2050: 1.25 | [1],[37],[38] | 0.92 | 0.98 | 1.03 | 1.09 | 1.14 | 1.19 | 1.25
TRL01_04 | Mobiliteit | Final | Transport | Road | Light-Duty Vehicles | ICE Syn Diesel Vehicle - LDV | [Mvehicles] | 4224.85 | 3748.61 | 3296.18 | 2866.37 | 2866.37 | 2866.37 | 2866.37 | 0.8 | 3406.64 | 3406.64 | 3406.64 | 3406.64 | 3406.64 | 3406.64 | 3406.64 | 0 | 0 | 0 | 0 | 0 | 0 | 0 | 0.05 | 0 | 15 | 15 | 20.8 | Operation | Flat | [13 empty] | none | [14 empty] | 2022: 0.2; 2025: 0.03; 2030: 0.07; 2035: 0.1; 2022: 0; 2022: 0.92; 2025: 0.98; 2030: 1.03; 2035: 1.09; 2040: 1.14; 2045: 1.19; 2050: 1.25 | [1],[37],[38] | 0.92 | 0.98 | 1.03 | 1.09 | 1.14 | 1.19 | 1.25
TRL01_05 | Mobiliteit | Final | Transport | Road | Light-Duty Vehicles | Plug-In Hybrid Vehicle - LDV | [Mvehicles] | 10926.55 | 10196.36 | 9499.02 | 8833.06 | 8197.08 | 7589.71 | 7009.67 | 0.8 | 3406.64 | 3406.64 | 3406.64 | 3406.64 | 3406.64 | 3406.64 | 3406.64 | 0 | 0 | 0 | 0 | 0 | 0 | 0 | 0.05 | 0 | 15 | 15 | 20.8 | Operation | Electric LDV | [13 empty] | none | [14 empty] | 2022: 0.01; 2035: 0.01; 2022: 0; 2022: 0.01; 2025: 0.1; 2030: 0.5; 2035: 1; 2040: 1; 2045: 1.19; 2050: 1.25 | [1],[37],[38] | 0.92 | 0.98 | 1.03 | 1.09 | 1.14 | 1.19 | 1.25
TRL01_06 | Mobiliteit | Final | Transport | Road | Light-Duty Vehicles | Electric Battery Vehicle - LDV | [Mvehicles] | 20665.02 | 18587.82 | 16676.79 | 14918.65 | 13301.16 | 11813.07 | 10444.02 | 0.8 | 2271.09 | 2271.09 | 2271.09 | 2271.09 | 2271.09 | 2271.09 | 2271.09 | 0 | 0 | 0 | 0 | 0 | 0 | 0 | 0.05 | 0 | 15 | 15 | 20.8 | Operation | Electric LDV | [13 empty] | none | [14 empty] | 2022: 0.01; 2035: 0.01; 2022: 0; 2022: 0.01; 2025: 0.1; 2030: 0.5; 2035: 1; 2040: 2; 2045: 1.19; 2050: 1.25 | [1],[37],[38] | 0.92 | 0.98 | 1.03 | 1.09 | 1.14 | 1.19 | 1.25
TRL01_07 | Mobiliteit | Final | Transport | Road | Light-Duty Vehicles | Electric Battery Vehicle FLEX - LDV | [Mvehicles] | 20665.02 | 18587.82 | 16676.79 | 14918.65 | 13301.16 | 11813.07 | 10444.02 | 0.8 | 2271.09 | 2271.09 | 2271.09 | 2271.09 | 2271.09 | 2271.09 | 2271.09 | 0 | 0 | 0 | 0 | 0 | 0 | 0 | 0.05 | 0 | 15 | 15 | 20.8 | Operation | Electric LDV | [13 empty] | EV smart charge | Electricity NL - LV | 0.03 | 9 | 1 day [d] | 0 | 0.8 | 2 | 0.005 | [6 empty] | 2022: 0; 2022: 0; 2025: 0.1; 2030: 0.5; 2035: 1; 2040: 1.14; 2045: 1.19; 2050: 1.25 | [1],[37],[38] | 0.92 | 0.98 | 1.03 | 1.09 | 1.14 | 1.19 | 1.25
TRL01_08 | Mobiliteit | Final | Transport | Road | Light-Duty Vehicles | Hydrogen Fuel Cell Vehicle - LDV | [Mvehicles] | 44525.58 | 43529.07 | 42552.49 | 37767.24 | 33460.51 | 29584.46 | 26096.02 | 0.8 | 5895.83 | 5777.91 | 5662.35 | 5096.12 | 4586.5 | 4127.85 | 3715.07 | 0 | 0 | 0 | 0 | 0 | 0 | 0 | 0.05 | 0 | 15 | 15 | 20.8 | Operation | Electric LDV | [13 empty] | none | [14 empty] | 2022: 0; 2022: 0; 2022: 0.001; 2025: 0.01; 2030: 0.1; 2035: 0.5; 2040: 1; 2045: 1.19; 2050: 1.25 | [1],[37],[38] | 0.92 | 0.98 | 1.03 | 1.09 | 1.14 | 1.19 | 1.25
TRH01_01 | Mobiliteit | Final | Transport | Road | Heavy-Duty Vehicles | ICE 2010 norm Vehicle - HDV | [kvehicles] | 53.11 | 53.11 | 53.11 | 53.11 | 53.11 | 53.11 | 53.11 | 1 | 14.17 | 14.17 | 14.17 | 14.17 | 14.17 | 14.17 | 14.17 | 0 | 0 | 0 | 0 | 0 | 0 | 0 | 0.05 | 0 | 15 | 15 | 0.0575 | Operation | Flat | [13 empty] | none | [14 empty] | 2022: 52.92; 2025: 30; 2030: 20; 2022: 0; 2022: 133.92; 2025: 140; 2030: 150.09; 2035: 155.48; 2040: 161.4; 2045: 166.96; 2050: 172.7 | [12] | 133.92 | 140 | 150.09 | 155.48 | 161.4 | 166.96 | 172.7
TRH01_02 | Mobiliteit | Final | Transport | Road | Heavy-Duty Vehicles | ICE efficient Vehicle - HDV | [kvehicles] | 65.87 | 59.33 | 53.11 | 53.11 | 53.11 | 53.11 | 53.11 | 1 | 14.17 | 14.17 | 14.17 | 14.17 | 14.17 | 14.17 | 14.17 | 0 | 0 | 0 | 0 | 0 | 0 | 0 | 0.05 | 0 | 15 | 15 | 0.0575 | Operation | Flat | [13 empty] | none | [14 empty] | 2022: 40; 2025: 25; 2030: 15; 2022: 0; 2022: 133.92; 2025: 140; 2030: 150.09; 2035: 155.48; 2040: 161.4; 2045: 166.96; 2050: 172.7 | [1],[12] | 133.92 | 140 | 150.09 | 155.48 | 161.4 | 166.96 | 172.7
TRH01_03 | Mobiliteit | Final | Transport | Road | Heavy-Duty Vehicles | ICE Bio Diesel Vehicle - HDV | [kvehicles] | 65.87 | 59.33 | 53.11 | 53.11 | 53.11 | 53.11 | 53.11 | 1 | 14.17 | 14.17 | 14.17 | 14.17 | 14.17 | 14.17 | 14.17 | 0 | 0 | 0 | 0 | 0 | 0 | 0 | 0.05 | 0 | 15 | 15 | 0.0575 | Operation | Flat | [13 empty] | none | [14 empty] | 2022: 40; 2025: 25; 2030: 15; 2022: 0; 2022: 133.92; 2025: 140; 2030: 150.09; 2035: 155.48; 2040: 161.4; 2045: 166.96; 2050: 172.7 | [1],[12] | 133.92 | 140 | 150.09 | 155.48 | 161.4 | 166.96 | 172.7
TRH01_04 | Mobiliteit | Final | Transport | Road | Heavy-Duty Vehicles | ICE Syn Diesel Vehicle - HDV | [kvehicles] | 65.87 | 59.33 | 53.11 | 53.11 | 53.11 | 53.11 | 53.11 | 1 | 14.17 | 14.17 | 14.17 | 14.17 | 14.17 | 14.17 | 14.17 | 0 | 0 | 0 | 0 | 0 | 0 | 0 | 0.05 | 0 | 15 | 15 | 0.0575 | Operation | Flat | [13 empty] | none | [14 empty] | 2022: 0; 2025: 0; 2030: 0; 2035: 0; 2022: 0; 2022: 133.92; 2025: 140; 2030: 150.09; 2035: 155.48; 2040: 161.4; 2045: 166.96; 2050: 172.7 | [1],[12] | 133.92 | 140 | 150.09 | 155.48 | 161.4 | 166.96 | 172.7
TRH01_05 | Mobiliteit | Final | Transport | Road | Heavy-Duty Vehicles | ICE Natural Gas Vehicle - HDV | [kvehicles] | 70.06 | 67.35 | 64.71 | 62.11 | 59.57 | 57.08 | 54.64 | 1 | 12.05 | 12.05 | 12.05 | 12.05 | 12.05 | 12.05 | 12.05 | 0 | 0 | 0 | 0 | 0 | 0 | 0 | 0.05 | 0 | 15 | 15 | 0.0575 | Operation | Flat | [13 empty] | none | [14 empty] | 2022: 1; 2025: 0.2; 2030: 0.3; 2035: 0.5; 2022: 0; 2022: 1; 2025: 5; 2030: 10; 2035: 50; 2040: 150; 2045: 166.96; 2050: 172.7 | [1],[12] | 133.92 | 140 | 150.09 | 155.48 | 161.4 | 166.96 | 172.7
TRH01_06 | Mobiliteit | Final | Transport | Road | Heavy-Duty Vehicles | Electric Battery Vehicle - HDV | [kvehicles] | 144.52 | 127.76 | 112.34 | 98.15 | 85.1 | 73.09 | 62.04 | 1 | 9.45 | 9.45 | 9.45 | 9.45 | 9.45 | 9.45 | 9.45 | 0 | 0 | 0 | 0 | 0 | 0 | 0 | 0.05 | 0 | 15 | 15 | 0.0575 | Operation | Electric HDV | [13 empty] | none | [14 empty] | 2022: 0; 2022: 0; 2025: 1; 2030: 2; 2035: 40; 2040: 80; 2045: 120; 2050: 172.7 | [1],[D] | 133.92 | 140 | 150.09 | 155.48 | 161.4 | 166.96 | 172.7
TRH01_07 | Mobiliteit | Final | Transport | Road | Heavy-Duty Vehicles | Electric Battery Vehicle FLEX - HDV | [kvehicles] | 144.52 | 127.76 | 112.34 | 98.15 | 85.1 | 73.09 | 62.04 | 1 | 9.45 | 9.45 | 9.45 | 9.45 | 9.45 | 9.45 | 9.45 | 0 | 0 | 0 | 0 | 0 | 0 | 0 | 0.05 | 0 | 15 | 15 | 0.0575 | Operation | Electric HDV | [13 empty] | EV smart charge | Electricity NL - LV | 0.0003 | 12 | 1 day [d] | 0 | 0.9 | 5 | 0.005 | [6 empty] | 2022: 0; 2022: 0; 2025: 5; 2030: 10; 2035: 50; 2040: 150; 2045: 166.96; 2050: 172.7 | [39] | 133.92 | 140 | 150.09 | 155.48 | 161.4 | 166.96 | 172.7
TRH01_08 | Mobiliteit | Final | Transport | Road | Heavy-Duty Vehicles | Hydrogen Fuel Cell Vehicle - HDV | [kvehicles] | 169.66 | 157.93 | 146.78 | 136.19 | 116.07 | 97.97 | 81.67 | 1 | 21.12 | 20.06 | 19.06 | 18.11 | 16.3 | 14.67 | 13.2 | 0 | 0 | 0 | 0 | 0 | 0 | 0 | 0.05 | 0 | 15 | 15 | 0.0575 | Operation | Flat | [13 empty] | none | [14 empty] | 2022: 0.01; 2035: 0.01; 2022: 0; 2022: 1; 2025: 5; 2030: 10; 2035: 50; 2040: 150; 2045: 166.96; 2050: 172.7 | [39] | 133.92 | 140 | 150.09 | 155.48 | 161.4 | 166.96 | 172.7
TRB01_01 | Mobiliteit | Final | Transport | Road | Buses | ICE Vehicle - Bus | [kvehicles] | 44.68 | 44.68 | 44.68 | 44.68 | 44.68 | 44.68 | 44.68 | 1 | 20.22 | 20.22 | 20.22 | 20.22 | 20.22 | 20.22 | 20.22 | 0 | 0 | 0 | 0 | 0 | 0 | 0 | 0.05 | 0 | 15 | 15 | 61 | Operation | Flat | [13 empty] | none | [14 empty] | 2022: 6.13; 2025: 2.5; 2030: 2.5; 2035: 1.13; 2040: 0; 2045: 0; 2050: 0; 2022: 0; 2022: 10.17; 2025: 11.07; 2030: 11.17; 2035: 11.17; 2040: 11.19; 2045: 11.19; 2050: 11.2 | [1] | 10.17 | 11.07 | 11.17 | 11.17 | 11.19 | 11.19 | 11.2
TRB01_02 | Mobiliteit | Final | Transport | Road | Buses | ICE Bio Diesel Vehicle - Bus | [kvehicles] | 44.68 | 44.68 | 44.68 | 44.68 | 44.68 | 44.68 | 44.68 | 1 | 20.22 | 20.22 | 20.22 | 20.22 | 20.22 | 20.22 | 20.22 | 0 | 0 | 0 | 0 | 0 | 0 | 0 | 0.05 | 0 | 15 | 15 | 61 | Operation | Flat | [13 empty] | none | [14 empty] | 2022: 2; 2025: 2; 2040: 0; 2045: 0; 2050: 0; 2022: 0; 2022: 10.17; 2025: 11.07; 2030: 11.17; 2035: 11.17; 2040: 11.19; 2045: 11.19; 2050: 11.2 | [1] | 10.17 | 11.07 | 11.17 | 11.17 | 11.19 | 11.19 | 11.2
TRB01_03 | Mobiliteit | Final | Transport | Road | Buses | ICE Syn Diesel Vehicle - Bus | [kvehicles] | 44.68 | 44.68 | 44.68 | 44.68 | 44.68 | 44.68 | 44.68 | 1 | 20.22 | 20.22 | 20.22 | 20.22 | 20.22 | 20.22 | 20.22 | 0 | 0 | 0 | 0 | 0 | 0 | 0 | 0.05 | 0 | 15 | 15 | 61 | Operation | Flat | [13 empty] | none | [14 empty] | 2022: 0; 2025: 0; 2030: 0; 2035: 0; 2040: 0; 2045: 0; 2050: 0; 2022: 0; 2022: 10.17; 2025: 11.07; 2030: 11.17; 2035: 11.17; 2040: 11.19; 2045: 11.19; 2050: 11.2 | [1] | 10.17 | 11.07 | 11.17 | 11.17 | 11.19 | 11.19 | 11.2
TRB01_04 | Mobiliteit | Final | Transport | Road | Buses | ICE Vehicle Natural Gas - Bus | [kvehicles] | 71.77 | 66.73 | 61.8 | 56.96 | 52.22 | 47.58 | 43.03 | 1 | 20.22 | 20.22 | 20.22 | 20.22 | 20.22 | 20.22 | 20.22 | 0 | 0 | 0 | 0 | 0 | 0 | 0 | 0.05 | 0 | 15 | 15 | 61 | Operation | Electric Vehicles | [13 empty] | none | [14 empty] | 2022: 1.8; 2025: 0.6; 2030: 0.6; 2035: 0.6; 2040: 0; 2045: 0; 2050: 0; 2022: 0; 2022: 5; 2025: 5; 2030: 10; 2035: 10; 2040: 15; 2045: 11.19; 2050: 11.2 | [1],[12] | 10.17 | 11.07 | 11.17 | 11.17 | 11.19 | 11.19 | 11.2
TRB01_05 | Mobiliteit | Final | Transport | Road | Buses | Plug-In Hybrid Vehicle - Bus | [kvehicles] | 146.25 | 131.56 | 117.54 | 104.15 | 91.37 | 79.16 | 67.49 | 1 | 17.19 | 17.19 | 17.19 | 17.19 | 17.19 | 17.19 | 17.19 | 0 | 0 | 0 | 0 | 0 | 0 | 0 | 0.05 | 0 | 15 | 15 | 61 | Operation | Electric Vehicles | [13 empty] | none | [14 empty] | 2022: 0.04; 2030: 0.02; 2035: 0.02; 2040: 0; 2045: 0; 2050: 0; 2022: 0; 2022: 0.04; 2025: 1.5; 2030: 2; 2035: 3.5; 2040: 5; 2045: 11.19; 2050: 11.2 | [12] | 10.17 | 11.07 | 11.17 | 11.17 | 11.19 | 11.19 | 11.2
TRB01_06 | Mobiliteit | Final | Transport | Road | Buses | Electric Battery Vehicle - Bus | [kvehicles] | 239.53 | 205.96 | 175.09 | 146.68 | 120.55 | 96.5 | 74.38 | 1 | 15.17 | 15.17 | 15.17 | 15.17 | 15.17 | 15.17 | 15.17 | 0 | 0 | 0 | 0 | 0 | 0 | 0 | 0.05 | 0 | 15 | 15 | 61 | Operation | Electric Vehicles | [13 empty] | none | [14 empty] | 2022: 0.2; 2030: 0.1; 2035: 0.1; 2040: 0; 2045: 0; 2050: 0; 2022: 0; 2022: 0.2; 2025: 1.5; 2030: 2; 2035: 3.5; 2040: 5; 2045: 11.19; 2050: 11.2 | [12] | 10.17 | 11.07 | 11.17 | 11.17 | 11.19 | 11.19 | 11.2
TRB01_07 | Mobiliteit | Final | Transport | Road | Buses | Hydrogen Fuel Cell Vehicle - Bus | [kvehicles] | 275.77 | 239.31 | 205.77 | 174.91 | 146.51 | 120.39 | 96.36 | 1 | 31.9 | 29.35 | 27 | 24.84 | 22.86 | 21.03 | 19.35 | 0 | 0 | 0 | 0 | 0 | 0 | 0 | 0.05 | 0 | 15 | 15 | 61 | Operation | Electric Vehicles | [13 empty] | none | [14 empty] | 2022: 0; 2025: 0; 2030: 0; 2035: 0; 2040: 0; 2045: 0; 2050: 0; 2022: 0; 2022: 0.1; 2025: 1.5; 2030: 2; 2035: 3.5; 2040: 5; 2045: 11.19; 2050: 11.2 | [1],[9],[12] | 10.17 | 11.07 | 11.17 | 11.17 | 11.19 | 11.19 | 11.2
TRR01_01 | Mobiliteit | Final | Transport | Rail | Rail | Compression Ignition - Train | [trains] | 4.94 | 4.94 | 4.94 | 4.94 | 4.94 | 4.94 | 4.94 | 1 | 0.35 | 0.35 | 0.35 | 0.35 | 0.35 | 0.35 | 0.35 | 0 | 0 | 0 | 0 | 0 | 0 | 0 | 0.05 | 0 | 30 | 30 | 0.2426 | Operation | Flat | [13 empty] | none | [14 empty] | 2022: 70; 2025: 35; 2030: 20; 2035: 8; 2040: 4; 2045: 2; 2050: 1; 2022: 0; 2022: 200; 2025: 200; 2030: 200; 2035: 200; 2040: 200; 2045: 200; 2050: 200 | [1],[9],[12] | 700.75 | 700.75 | 700.75 | 700.75 | 700.75 | 700.75 | 700.75
TRR01_02 | Mobiliteit | Final | Transport | Rail | Rail | Conventional Electric - Train | [trains] | 5.19 | 5.19 | 5.19 | 5.19 | 5.19 | 5.19 | 5.19 | 1 | 0.28 | 0.28 | 0.28 | 0.28 | 0.28 | 0.28 | 0.28 | 0 | 0 | 0 | 0 | 0 | 0 | 0 | 0.05 | 0 | 30 | 30 | 0.2426 | Operation | Flat | [13 empty] | none | [14 empty] | 2022: 630.75; 2025: 105; 2030: 105; 2035: 105; 2040: 105; 2045: 105; 2050: 105; 2022: 0; 2022: 700.75; 2025: 700.75; 2030: 700.75; 2035: 700.75; 2040: 700.75; 2045: 700.75; 2050: 700.75 | [1],[9],[12] | 700.75 | 700.75 | 700.75 | 700.75 | 700.75 | 700.75 | 700.75
TNI01_01 | Mobiliteit | Final | Transport | Navigation | Domestic Navigation | Heavy Oil Ship - Inland | [vessels] | 0.44 | 0.44 | 0.44 | 0.44 | 0.44 | 0.44 | 0.44 | 1 | 0.09 | 0.09 | 0.09 | 0.09 | 0.09 | 0.09 | 0.09 | 0 | 0 | 0 | 0 | 0 | 0 | 0 | 0.05 | 0 | 30 | 30 | 0.197 | Operation | Flat | [13 empty] | none | [14 empty] | 2022: 194.19; 2025: 30; 2030: 30; 2035: 15; 2040: 15; 2045: 5; 2050: 5; 2022: 0; 2022: 279.19; 2025: 281.68; 2030: 285.84; 2035: 290.06; 2040: 294.22; 2045: 298.38; 2050: 302.54 | [12] | 279.19 | 281.68 | 285.84 | 290.06 | 294.22 | 298.38 | 302.54
TNI01_02 | Mobiliteit | Final | Transport | Navigation | Domestic Navigation | Vegetable Oil Ship - Inland | [vessels] | 0.44 | 0.44 | 0.44 | 0.44 | 0.44 | 0.44 | 0.44 | 1 | 0.09 | 0.09 | 0.09 | 0.09 | 0.09 | 0.09 | 0.09 | 0 | 0 | 0 | 0 | 0 | 0 | 0 | 0.05 | 0 | 30 | 30 | 0.197 | Operation | Flat | [13 empty] | none | [14 empty] | 2022: 0; 2022: 0; 2025: 210; 2030: 285.84; 2035: 290.06; 2040: 294.22; 2045: 298.38; 2050: 302.54 | [1],[12],[40] | 279.19 | 281.68 | 285.84 | 290.06 | 294.22 | 298.38 | 302.54
TNI01_03 | Mobiliteit | Final | Transport | Navigation | Domestic Navigation | ICE Ship - Inland | [vessels] | 0.55 | 0.44 | 0.44 | 0.44 | 0.44 | 0.44 | 0.44 | 1 | 0.09 | 0.09 | 0.09 | 0.09 | 0.09 | 0.09 | 0.09 | 0 | 0 | 0 | 0 | 0 | 0 | 0 | 0.05 | 0 | 30 | 30 | 0.197 | Operation | Flat | [13 empty] | none | [14 empty] | 2022: 30; 2025: 10; 2030: 10; 2035: 10; 2022: 0; 2022: 120; 2025: 210; 2030: 285.84; 2035: 290.06; 2040: 294.22; 2045: 298.38; 2050: 302.54 | [1],[12],[40] | 279.19 | 281.68 | 285.84 | 290.06 | 294.22 | 298.38 | 302.54
TNI01_04 | Mobiliteit | Final | Transport | Navigation | Domestic Navigation | Biodiesel Ship - Inland | [vessels] | 0.55 | 0.44 | 0.44 | 0.44 | 0.44 | 0.44 | 0.44 | 1 | 0.09 | 0.09 | 0.09 | 0.09 | 0.09 | 0.09 | 0.09 | 0 | 0 | 0 | 0 | 0 | 0 | 0 | 0.05 | 0 | 30 | 30 | 0.197 | Operation | Flat | [13 empty] | none | [14 empty] | 2022: 0; 2022: 0; 2025: 210; 2030: 285.84; 2035: 290.06; 2040: 294.22; 2045: 298.38; 2050: 302.54 | [1],[12],[40] | 279.19 | 281.68 | 285.84 | 290.06 | 294.22 | 298.38 | 302.54
TNI01_05 | Mobiliteit | Final | Transport | Navigation | Domestic Navigation | Syn Diesel Ship - Inland | [vessels] | 0.55 | 0.44 | 0.44 | 0.44 | 0.44 | 0.44 | 0.44 | 1 | 0.09 | 0.09 | 0.09 | 0.09 | 0.09 | 0.09 | 0.09 | 0 | 0 | 0 | 0 | 0 | 0 | 0 | 0.05 | 0 | 30 | 30 | 0.197 | Operation | Flat | [13 empty] | none | [14 empty] | 2022: 0; 2022: 0; 2025: 210; 2030: 285.84; 2035: 290.06; 2040: 294.22; 2045: 298.38; 2050: 302.54 | [1],[12],[40] | 279.19 | 281.68 | 285.84 | 290.06 | 294.22 | 298.38 | 302.54
TNI01_06 | Mobiliteit | Final | Transport | Navigation | Domestic Navigation | CNG Ship - Inland | [vessels] | 0.67 | 0.55 | 0.44 | 0.44 | 0.44 | 0.44 | 0.44 | 1 | 0.09 | 0.09 | 0.09 | 0.09 | 0.09 | 0.09 | 0.09 | 0 | 0 | 0 | 0 | 0 | 0 | 0 | 0.05 | 0 | 30 | 30 | 0.197 | Operation | Flat | [13 empty] | none | [14 empty] | 2022: 55; 2025: 5; 2030: 10; 2035: 10; 2040: 10; 2045: 10; 2050: 10; 2022: 0; 2022: 55; 2025: 210; 2030: 85.752; 2035: 116.024; 2040: 147.11; 2045: 179.028; 2050: 211.778 | [1],[12],[40] | 279.19 | 281.68 | 285.84 | 290.06 | 294.22 | 298.38 | 302.54
TNI01_07 | Mobiliteit | Final | Transport | Navigation | Domestic Navigation | Ammonia Ship - Inland | [vessels] | 1.21 | 0.94 | 0.92 | 0.79 | 0.68 | 0.58 | 0.54 | 1 | 0.15 | 0.15 | 0.15 | 0.15 | 0.15 | 0.15 | 0.15 | 0 | 0 | 0 | 0 | 0 | 0 | 0 | 0.05 | 0 | 30 | 30 | 0.197 | Operation | Flat | [13 empty] | none | [14 empty] | 2022: 0; 2022: 0; 2030: 50; 2035: 290.06; 2040: 294.22; 2045: 298.38; 2050: 302.54 | [1],[12],[40] | 279.19 | 281.68 | 285.84 | 290.06 | 294.22 | 298.38 | 302.54
TOT01_01 | Mobiliteit | Final | Transport | Other | Other transport | Dummy consumption - Other Transport | [PJ/y] | 0 | 0 | 0 | 0 | 0 | 0 | 0 | 0 | 0 | 0 | 0 | 0 | 0 | 0 | 0 | 0 | 0 | 0 | 0 | 0 | 0 | 0 | 0.05 | 0 | 1 | 1 | 1 | Operation | Flat | [13 empty] | none | [14 empty] | 2022: 32.6; 2022: 0; 2022: 32.6; 2025: 30.5; 2030: 27; 2035: 23.65; 2040: 23.29; 2045: 22.66; 2050: 22.86 | [1],[12] | 32.6 | 30.5 | 27 | 23.65 | 23.29 | 22.66 | 22.86
TOT01_02 | Mobiliteit | Final | Transport | Other | Other transport | Dummy electrified consumption - Other Transport | [PJ/y] | 0 | 0 | 0 | 0 | 0 | 0 | 0 | 0 | 0 | 0 | 0 | 0 | 0 | 0 | 0 | 0 | 0 | 0 | 0 | 0 | 0 | 0 | 0.05 | 0 | 1 | 1 | 1 | Operation | Flat | [13 empty] | none | [14 empty] | 2022: 0; 2030: 2.7; 2035: 4.73; 2040: 11.645; 2045: 13.596; 2050: 18.288 | [1],[12] | 32.6 | 30.5 | 27 | 23.65 | 23.29 | 22.66 | 22.86
TNB01_01 | Bunkerbrandstoffen | Final | Transport | Bunker | Bunker Navigation | Heavy Oil Ship - International | [vessels] | 15 | 15 | 15 | 15 | 15 | 15 | 15 | 1 | 2.1 | 2.1 | 2.1 | 2.1 | 2.1 | 2.1 | 2.1 | 0 | 0 | 0 | 0 | 0 | 0 | 0 | 0.05 | 0 | 30 | 30 | 0.194 | Operation | Flat | [13 empty] | none | [14 empty] | 2022: 537.02; 2025: 120; 2030: 120; 2035: 90; 2040: 90; 2045: 60; 2050: 50; 2022: 0; 2022: 567.02; 2025: 567.02; 2030: 567.02; 2035: 567.02; 2040: 567.02; 2045: 567.02; 2050: 567.02 | [1],[12] | 567.02 | 567.02 | 567.02 | 567.02 | 567.02 | 567.02 | 567.02
TNB01_02 | Bunkerbrandstoffen | Final | Transport | Bunker | Bunker Navigation | Vegetable Oil Ship - International | [vessels] | 15 | 15 | 15 | 15 | 15 | 15 | 15 | 1 | 2.1 | 2.1 | 2.1 | 2.1 | 2.1 | 2.1 | 2.1 | 0 | 0 | 0 | 0 | 0 | 0 | 0 | 0.05 | 0 | 30 | 30 | 0.194 | Operation | Flat | [13 empty] | none | [14 empty] | 2022: 0; 2022: 0; 2025: 567.02; 2030: 567.02; 2035: 567.02; 2040: 567.02; 2045: 567.02; 2050: 567.02 | [1],[12] | 567.02 | 567.02 | 567.02 | 567.02 | 567.02 | 567.02 | 567.02
TNB01_03 | Bunkerbrandstoffen | Final | Transport | Bunker | Bunker Navigation | ICE Ship - International | [vessels] | 15 | 15 | 15 | 15 | 15 | 15 | 15 | 1 | 2.1 | 2.1 | 2.1 | 2.1 | 2.1 | 2.1 | 2.1 | 0 | 0 | 0 | 0 | 0 | 0 | 0 | 0.05 | 0 | 30 | 30 | 0.194 | Operation | Flat | [13 empty] | none | [14 empty] | 2022: 0; 2022: 0; 2025: 113.404; 2030: 113.404; 2035: 170.106; 2040: 226.808; 2045: 283.51; 2050: 340.212 | [1],[12] | 567.02 | 567.02 | 567.02 | 567.02 | 567.02 | 567.02 | 567.02
TNB01_04 | Bunkerbrandstoffen | Final | Transport | Bunker | Bunker Navigation | Bio Diesel Ship - International | [vessels] | 15 | 15 | 15 | 15 | 15 | 15 | 15 | 1 | 2.1 | 2.1 | 2.1 | 2.1 | 2.1 | 2.1 | 2.1 | 0 | 0 | 0 | 0 | 0 | 0 | 0 | 0.05 | 0 | 30 | 30 | 0.194 | Operation | Flat | [13 empty] | none | [14 empty] | 2022: 0; 2022: 0; 2025: 567.02; 2030: 567.02; 2035: 567.02; 2040: 567.02; 2045: 567.02; 2050: 567.02 | [1],[12] | 567.02 | 567.02 | 567.02 | 567.02 | 567.02 | 567.02 | 567.02
TNB01_05 | Bunkerbrandstoffen | Final | Transport | Bunker | Bunker Navigation | Syn Diesel Ship - International | [vessels] | 15 | 15 | 15 | 15 | 15 | 15 | 15 | 1 | 2.1 | 2.1 | 2.1 | 2.1 | 2.1 | 2.1 | 2.1 | 0 | 0 | 0 | 0 | 0 | 0 | 0 | 0.05 | 0 | 30 | 30 | 0.194 | Operation | Flat | [13 empty] | none | [14 empty] | 2022: 0; 2022: 0; 2025: 567.02; 2030: 567.02; 2035: 567.02; 2040: 567.02; 2045: 567.02; 2050: 567.02 | [1],[12] | 567.02 | 567.02 | 567.02 | 567.02 | 567.02 | 567.02 | 567.02
TNB01_06 | Bunkerbrandstoffen | Final | Transport | Bunker | Bunker Navigation | LNG Ship - International | [vessels] | 18.9 | 18.9 | 18.9 | 18.9 | 18.9 | 18.9 | 18.9 | 1 | 2.1 | 2.1 | 2.1 | 2.1 | 2.1 | 2.1 | 2.1 | 0 | 0 | 0 | 0 | 0 | 0 | 0 | 0.05 | 0 | 30 | 30 | 0.194 | Operation | Flat | [13 empty] | none | [14 empty] | 2022: 30; 2025: 5; 2030: 5; 2035: 5; 2040: 5; 2045: 5; 2050: 5; 2022: 0; 2022: 30; 2025: 150; 2030: 113.404; 2035: 170.106; 2040: 226.808; 2045: 283.51; 2050: 340.212 | [1],[12] | 567.02 | 567.02 | 567.02 | 567.02 | 567.02 | 567.02 | 567.02
TNB01_07 | Bunkerbrandstoffen | Final | Transport | Bunker | Bunker Navigation | Ammonia Ship - International | [vessels] | 18.4 | 18.4 | 18.4 | 18.4 | 18.4 | 18.4 | 18.4 | 1 | 2.1 | 2.1 | 2.1 | 2.1 | 2.1 | 2.1 | 2.1 | 0 | 0 | 0 | 0 | 0 | 0 | 0 | 0.05 | 0 | 30 | 30 | 0.194 | Operation | Flat | [13 empty] | none | [14 empty] | 2022: 0; 2022: 0; 2030: 100; 2035: 200; 2040: 400; 2045: 800; 2050: 1000 | [1],[12] | 567.02 | 567.02 | 567.02 | 567.02 | 567.02 | 567.02 | 567.02
TNB01_08 | Bunkerbrandstoffen | Final | Transport | Bunker | Bunker Navigation | Methanol Ship - International | [vessels] | 17.4 | 17.4 | 17.4 | 17.4 | 17.4 | 17.4 | 17.4 | 1 | 2.1 | 2.1 | 2.1 | 2.1 | 2.1 | 2.1 | 2.1 | 0 | 0 | 0 | 0 | 0 | 0 | 0 | 0.05 | 0 | 30 | 30 | 0.194 | Operation | Flat | [13 empty] | none | [14 empty] | 2022: 0; 2022: 0; 2030: 100; 2035: 200; 2040: 400; 2045: 800; 2050: 1000 | [1],[12] | 567.02 | 567.02 | 567.02 | 567.02 | 567.02 | 567.02 | 567.02
TAI01_01 | Bunkerbrandstoffen | Final | Transport | Bunker | Bunker Aviation | Conventional Airplane | [planes] | 65.49 | 65.49 | 65.49 | 65.49 | 65.49 | 65.49 | 65.49 | 1 | 1.28 | 1.28 | 1.28 | 1.28 | 1.28 | 1.28 | 1.28 | 0 | 0 | 0 | 0 | 0 | 0 | 0 | 0.05 | 0 | 30 | 30 | 0.576 | Operation | Flat | [13 empty] | none | [14 empty] | 2022: 1006.95; 2025: 335.65; 2030: 111.8833; 2035: 37.2944; 2040: 12.4315; 2022: 0; 2022: 1006.95; 2025: 1020.84; 2030: 1043.41; 2035: 1102.44; 2040: 1168.41; 2045: 1220.49; 2050: 1272.57 | [12] | 1006.95 | 1020.84 | 1043.41 | 1102.44 | 1168.41 | 1220.49 | 1272.57
TAI01_02 | Bunkerbrandstoffen | Final | Transport | Bunker | Bunker Aviation | Bio Kerosene Airplane | [planes] | 65.49 | 65.49 | 65.49 | 65.49 | 65.49 | 65.49 | 65.49 | 1 | 1.28 | 1.28 | 1.28 | 1.28 | 1.28 | 1.28 | 1.28 | 0 | 0 | 0 | 0 | 0 | 0 | 0 | 0.05 | 0 | 30 | 30 | 0.576 | Operation | Flat | [13 empty] | none | [14 empty] | 2022: 0; 2022: 0; 2025: 50; 2030: 200; 2035: 250; 2040: 1168.41; 2045: 1220.49; 2050: 1272.57 | [1] | 1006.95 | 1020.84 | 1043.41 | 1102.44 | 1168.41 | 1220.49 | 1272.57
TAI01_03 | Bunkerbrandstoffen | Final | Transport | Bunker | Bunker Aviation | Syn Kerosene Airplane | [planes] | 65.49 | 65.49 | 65.49 | 65.49 | 65.49 | 65.49 | 65.49 | 1 | 1.28 | 1.28 | 1.28 | 1.28 | 1.28 | 1.28 | 1.28 | 0 | 0 | 0 | 0 | 0 | 0 | 0 | 0.05 | 0 | 30 | 30 | 0.576 | Operation | Flat | [13 empty] | none | [14 empty] | 2022: 0; 2022: 0; 2025: 50; 2030: 200; 2035: 250; 2040: 1168.41; 2045: 1220.49; 2050: 1272.57 | [1] | 1006.95 | 1020.84 | 1043.41 | 1102.44 | 1168.41 | 1220.49 | 1272.57
TAI01_04 | Bunkerbrandstoffen | Final | Transport | Bunker | Bunker Aviation | Hydrogen Airplane | [planes] | 144.56 | 140.634 | 136.7865 | 117.9339 | 100.9665 | 85.6958 | 79.97 | 1 | 2.24 | 2.24 | 2.24 | 2.24 | 2.24 | 2.24 | 2.24 | 0 | 0 | 0 | 0 | 0 | 0 | 0 | 0.05 | 0 | 30 | 30 | 0.576 | Operation | Flat | [13 empty] | none | [14 empty] | 2022: 0; 2022: 0; 2022: 0; 2025: 0; 2030: 0; 2035: 0; 2040: 0; 2045: 0; 2050: 0 | [D] | 1006.95 | 1020.84 | 1043.41 | 1102.44 | 1168.41 | 1220.49 | 1272.57
TAI01_05 | Bunkerbrandstoffen | Final | Transport | Bunker | Bunker Aviation | E-Kerosene Airplane | [planes] | 65.49 | 65.49 | 65.49 | 65.49 | 65.49 | 65.49 | 65.49 | 1 | 1.28 | 1.28 | 1.28 | 1.28 | 1.28 | 1.28 | 1.28 | 0 | 0 | 0 | 0 | 0 | 0 | 0 | 0.05 | 0 | 30 | 30 | 0.576 | Operation | Flat | [13 empty] | none | [14 empty] | 2022: 0; 2022: 0; 2025: 50; 2030: 200; 2035: 250; 2040: 1168.41; 2045: 1220.49; 2050: 1272.57 | [1] | 1006.95 | 1020.84 | 1043.41 | 1102.44 | 1168.41 | 1220.49 | 1272.57
neE01_01 | Gebouwde omgeving | Emission | Residential | Residential | neGHG - Residential - CO2 | Indirect - CO2 Residential | [MtonCO2e/y] | 0 | 0 | 0 | 0 | 0 | 0 | 0 | 0 | 0 | 0 | 0 | 0 | 0 | 0 | 0 | 0 | 0 | 0 | 0 | 0 | 0 | 0 | 0.05 | 0 | 1 | 1 | 1 | Operation | Flat | [13 empty] | none | [14 empty] | 2022: 0; 2022: 0.4; 2025: 0.35; 2030: 0.299; 2035: 0.3; 2040: 0.3; 2045: 0.3; 2050: 0.303 | [1],[12] | 0.4 | 0.35 | 0.299 | 0.3 | 0.3 | 0.3 | 0.303
neE01_02 | Gebouwde omgeving | Emission | Services | Services | neGHG - Services - CH4 | Indirect - CH4 Services | [MtonCO2e/y] | 0 | 0 | 0 | 0 | 0 | 0 | 0 | 0 | 0 | 0 | 0 | 0 | 0 | 0 | 0 | 0 | 0 | 0 | 0 | 0 | 0 | 0 | 0.05 | 0 | 1 | 1 | 1 | Operation | Flat | [13 empty] | none | [14 empty] | 2022: 0; 2022: 0.3; 2025: 0.34; 2030: 0.388; 2035: 0.37; 2040: 0.35; 2045: 0.34; 2050: 0.321 | [12] | 0.3 | 0.34 | 0.388 | 0.37 | 0.35 | 0.34 | 0.321
neE01_03 | Landbouw | Emission | Agriculture | Agriculture | neGHG - Agriculture - CO2 | Indirect - CO2 Agriculture | [MtonCO2e/y] | 0 | 0 | 0 | 0 | 0 | 0 | 0 | 0 | 0 | 0 | 0 | 0 | 0 | 0 | 0 | 0 | 0 | 0 | 0 | 0 | 0 | 0 | 0.05 | 0 | 1 | 1 | 1 | Operation | Flat | [13 empty] | none | [14 empty] | 2022: 0; 2022: 0.3; 2025: 0.26; 2030: 0.213; 2035: 0.2; 2040: 0.19; 2045: 0.18; 2050: 0.166 | [12] | 0.3 | 0.26 | 0.213 | 0.2 | 0.19 | 0.18 | 0.166
neE01_04 | Landbouw | Emission | Agriculture | Agriculture | neGHG - Agriculture - CH4 | Indirect - CH4 Agriculture | [MtonCO2e/y] | 0 | 0 | 0 | 0 | 0 | 0 | 0 | 0 | 0 | 0 | 0 | 0 | 0 | 0 | 0 | 0 | 0 | 0 | 0 | 0 | 0 | 0 | 0.05 | 0 | 1 | 1 | 1 | Operation | Flat | [13 empty] | none | [14 empty] | 2022: 0; 2022: 12.6; 2025: 10.24; 2030: 7.87; 2035: 7.43; 2040: 6.99; 2045: 6.55; 2050: 6.11 | [12] | 12.6 | 10.24 | 7.87 | 7.43 | 6.99 | 6.55 | 6.11
neE01_05 | Landbouw | Emission | Agriculture | Agriculture | neGHG - Agriculture - N2O | Indirect - N2O Agriculture | [MtonCO2e/y] | 0 | 0 | 0 | 0 | 0 | 0 | 0 | 0 | 0 | 0 | 0 | 0 | 0 | 0 | 0 | 0 | 0 | 0 | 0 | 0 | 0 | 0 | 0.05 | 0 | 1 | 1 | 1 | Operation | Flat | [13 empty] | none | [14 empty] | 2022: 0; 2022: 4.5; 2025: 4.03; 2030: 3.56; 2035: 3.32; 2040: 3.07; 2045: 2.83; 2050: 2.58 | [12] | 4.5 | 4.03 | 3.56 | 3.32 | 3.07 | 2.83 | 2.58
neE01_06 | Industrie | Emission | Industry | Chemicals | neGHG - Industry - Chemical - CO2 | Indirect - CO2 Chemical | [MtonCO2e/y] | 0 | 0 | 0 | 0 | 0 | 0 | 0 | 0 | 0 | 0 | 0 | 0 | 0 | 0 | 0 | 0 | 0 | 0 | 0 | 0 | 0 | 0 | 0.05 | 0 | 1 | 1 | 1 | Operation | Flat | [13 empty] | none | [14 empty] | 2022: 0; 2022: 0.9; 2025: 0.85; 2030: 0.802; 2035: 0.75; 2040: 0.7; 2045: 0.65; 2050: 0.602 | [12] | 0.9 | 0.85 | 0.802 | 0.75 | 0.7 | 0.65 | 0.602
neE01_07 | Industrie | Emission | Industry | Other | neGHG - Industry - Other - CO2 | Indirect - CO2 Other | [MtonCO2e/y] | 0 | 0 | 0 | 0 | 0 | 0 | 0 | 0 | 0 | 0 | 0 | 0 | 0 | 0 | 0 | 0 | 0 | 0 | 0 | 0 | 0 | 0 | 0.05 | 0 | 1 | 1 | 1 | Operation | Flat | [13 empty] | none | [14 empty] | 2022: 0; 2022: 0.9; 2025: 0.78; 2030: 0.669; 2035: 0.67; 2040: 0.68; 2045: 0.69; 2050: 0.696 | [12] | 0.9 | 0.78 | 0.669 | 0.67 | 0.68 | 0.69 | 0.696
neE01_08 | Industrie | Emission | Industry | Industry | neGHG - Industry - CH4 | Indirect - CH4 Industry | [MtonCO2e/y] | 0 | 0 | 0 | 0 | 0 | 0 | 0 | 0 | 0 | 0 | 0 | 0 | 0 | 0 | 0 | 0 | 0 | 0 | 0 | 0 | 0 | 0 | 0.05 | 0 | 1 | 1 | 1 | Operation | Flat | [13 empty] | none | [14 empty] | 2022: 0; 2022: 2.6; 2025: 2.62; 2030: 2.64; 2035: 2.32; 2040: 2; 2045: 1.68; 2050: 1.35 | [12] | 2.6 | 2.62 | 2.64 | 2.32 | 2 | 1.68 | 1.35
neE01_09 | Industrie | Emission | Industry | Industry | neGHG - Industry - N2O | Indirect - N2O Industry | [MtonCO2e/y] | 0 | 0 | 0 | 0 | 0 | 0 | 0 | 0 | 0 | 0 | 0 | 0 | 0 | 0 | 0 | 0 | 0 | 0 | 0 | 0 | 0 | 0 | 0.05 | 0 | 1 | 1 | 1 | Operation | Flat | [13 empty] | none | [14 empty] | 2022: 0; 2022: 1; 2025: 0.69; 2030: 0.381; 2035: 0.38; 2040: 0.37; 2045: 0.36; 2050: 0.359 | [12] | 1 | 0.69 | 0.381 | 0.38 | 0.37 | 0.36 | 0.359
neE01_10 | Industrie | Emission | Industry | Industry | neGHG - Industry - F-gas | Indirect - F-gas Industry | [MtonCO2e/y] | 0 | 0 | 0 | 0 | 0 | 0 | 0 | 0 | 0 | 0 | 0 | 0 | 0 | 0 | 0 | 0 | 0 | 0 | 0 | 0 | 0 | 0 | 0.05 | 0 | 1 | 1 | 1 | Operation | Flat | [13 empty] | none | [14 empty] | 2022: 0; 2022: 1.5; 2025: 1.13; 2030: 0.767; 2035: 0.71; 2040: 0.65; 2045: 0.6; 2050: 0.541 | [12] | 1.5 | 1.13 | 0.767 | 0.71 | 0.65 | 0.6 | 0.541
neE01_11 | Mobiliteit | Emission | Transport | Transport | neGHG - Transport - CH4 | Indirect - CH4 Transport | [MtonCO2e/y] | 0 | 0 | 0 | 0 | 0 | 0 | 0 | 0 | 0 | 0 | 0 | 0 | 0 | 0 | 0 | 0 | 0 | 0 | 0 | 0 | 0 | 0 | 0.05 | 0 | 1 | 1 | 1 | Operation | Flat | [13 empty] | none | [14 empty] | 2022: 0; 2022: 0.08; 2025: 0.07; 2030: 0.06; 2035: 0.05; 2040: 0.04; 2045: 0.03; 2050: 0.011 | [12] | 0.08 | 0.07 | 0.06 | 0.05 | 0.04 | 0.03 | 0.011
neE01_12 | Mobiliteit | Emission | Transport | Transport | neGHG - Transport - N2O | Indirect - N2O Transport | [MtonCO2e/y] | 0 | 0 | 0 | 0 | 0 | 0 | 0 | 0 | 0 | 0 | 0 | 0 | 0 | 0 | 0 | 0 | 0 | 0 | 0 | 0 | 0 | 0 | 0.05 | 0 | 1 | 1 | 1 | Operation | Flat | [13 empty] | none | [14 empty] | 2022: 0; 2022: 1.1; 2025: 0.64; 2030: 0.175; 2035: 0.15; 2040: 0.13; 2045: 0.11; 2050: 0.084 | [12] | 1.1 | 0.64 | 0.175 | 0.15 | 0.13 | 0.11 | 0.084
neE01_13 | Mobiliteit | Emission | Transport | Transport | neGHG - Transport - F-gas | Indirect - F-gas Transport | [MtonCO2e/y] | 0 | 0 | 0 | 0 | 0 | 0 | 0 | 0 | 0 | 0 | 0 | 0 | 0 | 0 | 0 | 0 | 0 | 0 | 0 | 0 | 0 | 0 | 0.05 | 0 | 1 | 1 | 1 | Operation | Flat | [13 empty] | none | [14 empty] | 2022: 0; 2022: 0.4; 2025: 0.36; 2030: 0.29; 2035: 0.21; 2040: 0.14; 2045: 0.07; 2050: 0 | [12] | 0.4 | 0.36 | 0.29 | 0.21 | 0.14 | 0.07 | 0
neE01_14 | Landgebruik | Emission | LULUCF | Other | neGHG - LULUCF | LULUCF | [MtonCO2e/y] | 0 | 0 | 0 | 0 | 0 | 0 | 0 | 0 | 0 | 0 | 0 | 0 | 0 | 0 | 0 | 0 | 0 | 0 | 0 | 0 | 0 | 0 | 0.05 | 0 | 1 | 1 | 1 | Operation | Flat | [13 empty] | none | [14 empty] | 2022: 0; 2022: 2.5; 2025: 3.08; 2030: 3.66; 2035: 3.41; 2040: 3.16; 2045: 2.91; 2050: 2.66 | [1],[12] | 2.5 | 3.08 | 3.66 | 3.41 | 3.16 | 2.91 | 2.66
NGE01_01 | Industrie | Exports | Final Gas EU | Export Gas NL | Natural Gas Exports | Exports of Natural Gas | [PJ/y] | 0 | 0 | 0 | 0 | 0 | 0 | 0 | 0 | 0 | 0 | 0 | 0 | 0 | 0 | 0 | 0 | 0 | 0 | 0 | 0 | 0 | 0 | 0.05 | 0 | 1 | 1 | 1 | Operation | Flat | [13 empty] | none | [14 empty] | 2022: 0; 2022: 0; 2025: 0; 2030: 0; 2035: 0; 2040: 0; 2045: 0; 2050: 0 | [12],[13],[14] | 0 | 0 | 0 | 0 | 0 | 0 | 0
OPE01_01 | Industrie | Exports | Refineries | Export Hydrocarbons | Naphtha Exports | Exports of oil-based naphtha | [PJ/y] | 0 | 0 | 0 | 0 | 0 | 0 | 0 | 0 | 0 | 0 | 0 | 0 | 0 | 0 | 0 | 0 | 0 | 0 | 0 | 0 | 0 | 0 | 0.05 | 0 | 1 | 1 | 1 | Operation | Flat | [13 empty] | none | [14 empty] | 2022: 0; 2022: 0; 2025: 0; 2030: 0; 2035: 0; 2040: 0; 2045: 0; 2050: 0 | [12],[13],[14] | 0 | 0 | 0 | 0 | 0 | 0 | 0
OPE01_02 | Industrie | Exports | Refineries | Export Hydrocarbons | Naphtha Exports | Exports of bio-based naphtha | [PJ/y] | 0 | 0 | 0 | 0 | 0 | 0 | 0 | 0 | 0 | 0 | 0 | 0 | 0 | 0 | 0 | 0 | 0 | 0 | 0 | 0 | 0 | 0 | 0.05 | 0 | 1 | 1 | 1 | Operation | Flat | [13 empty] | none | [14 empty] | 2022: 0; 2022: 0; 2025: 0; 2030: 0; 2035: 0; 2040: 0; 2045: 0; 2050: 0 | [12],[13],[14] | 0 | 0 | 0 | 0 | 0 | 0 | 0
OPE01_03 | Industrie | Exports | Refineries | Export Hydrocarbons | Naphtha Exports | Exports of syn-based naphtha | [PJ/y] | 0 | 0 | 0 | 0 | 0 | 0 | 0 | 0 | 0 | 0 | 0 | 0 | 0 | 0 | 0 | 0 | 0 | 0 | 0 | 0 | 0 | 0 | 0.05 | 0 | 1 | 1 | 1 | Operation | Flat | [13 empty] | none | [14 empty] | 2022: 0; 2022: 0; 2025: 0; 2030: 0; 2035: 0; 2040: 0; 2045: 0; 2050: 0 | [12],[13],[14] | 0 | 0 | 0 | 0 | 0 | 0 | 0
OPE02_01 | Industrie | Exports | Refineries | Export Hydrocarbons | Road Fuel Exports | Exports of oil-based road fuels | [PJ/y] | 0 | 0 | 0 | 0 | 0 | 0 | 0 | 0 | 0 | 0 | 0 | 0 | 0 | 0 | 0 | 0 | 0 | 0 | 0 | 0 | 0 | 0 | 0.05 | 0 | 1 | 1 | 1 | Operation | Flat | [13 empty] | none | [14 empty] | 2022: 0; 2022: 0; 2025: 0; 2030: 0; 2035: 0; 2040: 0; 2045: 0; 2050: 0 | [12],[13],[14] | 0 | 0 | 0 | 0 | 0 | 0 | 0
OPE02_02 | Industrie | Exports | Refineries | Export Hydrocarbons | Road Fuel Exports | Exports of bio-based road fuels | [PJ/y] | 0 | 0 | 0 | 0 | 0 | 0 | 0 | 0 | 0 | 0 | 0 | 0 | 0 | 0 | 0 | 0 | 0 | 0 | 0 | 0 | 0 | 0 | 0.05 | 0 | 1 | 1 | 1 | Operation | Flat | [13 empty] | none | [14 empty] | 2022: 0; 2022: 0; 2025: 0; 2030: 0; 2035: 0; 2040: 0; 2045: 0; 2050: 0 | [12],[13],[14] | 0 | 0 | 0 | 0 | 0 | 0 | 0
OPE02_03 | Industrie | Exports | Refineries | Export Hydrocarbons | Road Fuel Exports | Exports of syn-based road fuels | [PJ/y] | 0 | 0 | 0 | 0 | 0 | 0 | 0 | 0 | 0 | 0 | 0 | 0 | 0 | 0 | 0 | 0 | 0 | 0 | 0 | 0 | 0 | 0 | 0.05 | 0 | 1 | 1 | 1 | Operation | Flat | [13 empty] | none | [14 empty] | 2022: 0; 2022: 0; 2025: 0; 2030: 0; 2035: 0; 2040: 0; 2045: 0; 2050: 0 | [12],[13],[14] | 0 | 0 | 0 | 0 | 0 | 0 | 0
OPE03_01 | Industrie | Exports | Refineries | Export Hydrocarbons | Kerosene Exports | Exports of oil-based kerosene | [PJ/y] | 0 | 0 | 0 | 0 | 0 | 0 | 0 | 0 | 0 | 0 | 0 | 0 | 0 | 0 | 0 | 0 | 0 | 0 | 0 | 0 | 0 | 0 | 0.05 | 0 | 1 | 1 | 1 | Operation | Flat | [13 empty] | none | [14 empty] | 2022: 0; 2022: 0; 2025: 0; 2030: 0; 2035: 0; 2040: 0; 2045: 0; 2050: 0 | [12],[13],[14] | 0 | 0 | 0 | 0 | 0 | 0 | 0
OPE03_02 | Industrie | Exports | Refineries | Export Hydrocarbons | Kerosene Exports | Exports of bio-based kerosene | [PJ/y] | 0 | 0 | 0 | 0 | 0 | 0 | 0 | 0 | 0 | 0 | 0 | 0 | 0 | 0 | 0 | 0 | 0 | 0 | 0 | 0 | 0 | 0 | 0.05 | 0 | 1 | 1 | 1 | Operation | Flat | [13 empty] | none | [14 empty] | 2022: 0; 2022: 0; 2025: 0; 2030: 0; 2035: 0; 2040: 0; 2045: 0; 2050: 0 | [12],[13],[14] | 0 | 0 | 0 | 0 | 0 | 0 | 0
OPE03_03 | Industrie | Exports | Refineries | Export Hydrocarbons | Kerosene Exports | Exports of syn-based kerosene | [PJ/y] | 0 | 0 | 0 | 0 | 0 | 0 | 0 | 0 | 0 | 0 | 0 | 0 | 0 | 0 | 0 | 0 | 0 | 0 | 0 | 0 | 0 | 0 | 0.05 | 0 | 1 | 1 | 1 | Operation | Flat | [13 empty] | none | [14 empty] | 2022: 0; 2022: 0; 2025: 0; 2030: 0; 2035: 0; 2040: 0; 2045: 0; 2050: 0 | [12],[13],[14] | 0 | 0 | 0 | 0 | 0 | 0 | 0
PEU01_01 |  | External | Power EU | eDemand EU | Electricity demand - EU | Dummy standard electricity consumption - EU | [PJ/y] | 0 | 0 | 0 | 0 | 0 | 0 | 0 | 0 | 0 | 0 | 0 | 0 | 0 | 0 | 0 | 0 | 0 | 0 | 0 | 0 | 0 | 0 | 0.05 | 0 | 1 | 1 | 1 | Operation | EU Load | [13 empty] | none | [14 empty] | 2022: 4260; 2022: 4260; 2025: 4560; 2030: 4860; 2035: 5163.75; 2040: 5467.5; 2045: 5771.25; 2050: 6075; 2022: 4260; 2025: 4560; 2030: 4860; 2035: 5163.75; 2040: 5467.5; 2045: 5771.25; 2050: 6075 | [25],[26] | 4260 | 4560 | 4860 | 5163.75 | 5467.5 | 5771.25 | 6075
PEU01_02 |  | External | Power EU | Inland generation | Electricity EU | Inland generation - Power EU | [GW] | 0 | 0 | 0 | 0 | 0 | 0 | 0 | 0 | 0 | 0 | 0 | 0 | 0 | 0 | 0 | 0 | 0 | 0 | 0 | 0 | 0 | 0 | 0.05 | 0 | 1 | 1 | 31.536 | Hourly dispatch | Flat | [13 empty] | none | [14 empty] | 2022: 0; 2022: 10000; 2025: 10000; 2030: 10000; 2035: 10000; 2040: 10000; 2045: 10000; 2050: 10000 | [12] | 30 | 30 | 30 | 30 | 30 | 30 | 30
PEU01_03 | Elektriciteit | External | Power EU | XC Trade | Electricity EU | Export from NL to Power EU | [GW] | 0 | 0 | 0 | 0 | 0 | 0 | 0 | 0 | 0 | 0 | 0 | 0 | 0 | 0 | 0 | 0 | 0 | 0 | 0 | 0 | 0 | 0 | 0.05 | 0 | 1 | 1 | 31.536 | Hourly dispatch | Flat | [13 empty] | none | [12 empty] | 2 |  | 2022: 8.05; 2022: 8.05; 2025: 10.8; 2030: 18.75; 2035: 19; 2040: 19; 2045: 19; 2050: 19.25; 2022: 8.05; 2025: 10.8; 2030: 18.75; 2035: 19; 2040: 19; 2045: 19; 2050: 19.25; 2022: 82.1; 2025: 65.68; 2030: 65.68; 2035: 65.68; 2040: 65.68; 2045: 65.68; 2050: 65.68; 2022: 90.31; 2025: 108.372; 2030: 108.372; 2035: 108.372; 2040: 108.372; 2045: 108.372; 2050: 108.372 | [12] | 1.4 | 3.4 | 3.4 | 3.4 | 3.4 | 7 | 7
PNS01_01 | Elektriciteit | Conversion | Power NL | Generation | Electricity NL - HVNS | Offshore Wind (far) - Power NL | [GW] | 3200 | 2800 | 2400 | 2350 | 2300 | 2250 | 2200 | 0.9 | 54.7502 | 54.7502 | 47.3459 | 47.3459 | 47.3459 | 47.3459 | 47.3459 | 0.1 | 0.1 | 0.1 | 0.1 | 0.1 | 0.1 | 0.1 | 0.05 | 0 | 30 | 30 | 19 | Hourly dispatch | Wind Offshore NL | [13 empty] | none | [14 empty] | 2022: 0; 2022: 0; 2025: 5; 2030: 10; 2035: 18.25; 2040: 26.5; 2045: 26.75; 2050: 27 | [2],[49]
PNL01_01 | Elektriciteit | Conversion | Power NL | Generation | Electricity NL - HV | Coal old - Power NL | [GW] | 1823.76 | 1821.35 | 1818.94 | 1816.545 | 1814.15 | 1811.755 | 1809.36 | 0.9 | 18.26 | 18.26 | 18.26 | 18.26 | 18.26 | 18.26 | 18.26 | 0.73 | 0.73 | 0.73 | 0.73 | 0.73 | 0.73 | 0.73 | 0.05 | 0 | 30 | 30 | 29 | Hourly dispatch | Flat | 0.5 | [12 empty] | none | [14 empty] | 2022: 0; 2025: 0; 2022: 0; 2022: 1.895; 2025: 0.95; 2035: 0; 2040: 0; 2045: 0; 2050: 0; 2030: 1; 2035: 1; 2040: 1; 2045: 1; 2050: 1 | [2]
PNL01_02 | Elektriciteit | Conversion | Power NL | Generation | Electricity NL - HV | Co-fired Coal - Power NL | [GW] | 1823.76 | 1821.35 | 1818.94 | 1816.545 | 1814.15 | 1811.755 | 1809.36 | 0.9 | 18.26 | 18.26 | 18.26 | 18.26 | 18.26 | 18.26 | 18.26 | 0.63 | 0.63 | 0.63 | 0.63 | 0.63 | 0.63 | 0.63 | 0.05 | 0 | 30 | 30 | 29 | Hourly dispatch | Flat | 0.5 | [12 empty] | none | [12 empty] | 1 |  | 2022: 3.9; 2025: 3.9; 2022: 3.9; 2022: 3.9; 2025: 1.95; 2035: 0; 2040: 0; 2045: 0; 2050: 0; 2030: 1; 2035: 1; 2040: 1; 2045: 1; 2050: 1 | [2]
PNL01_03 | Elektriciteit | Conversion | Power NL | Generation | Electricity NL - HV | Co-fired Coal wCCS - Power NL | [GW] | 2345.99 | 2296.74 | 2247.48 | 2210.005 | 2172.53 | 2135.055 | 2097.58 | 0.9 | 55.68 | 55.68 | 55.68 | 55.68 | 55.68 | 55.68 | 55.68 | 1.77 | 1.77 | 1.77 | 1.77 | 1.77 | 1.77 | 1.77 | 0.05 | 0 | 30 | 30 | 28 | Hourly dispatch | Flat | 0.45 | [12 empty] | none | [14 empty] | 2022: 0; 2022: 0; 2022: 0; 2025: 0; 2035: 0; 2040: 0; 2045: 0; 2050: 0; 2030: 1; 2035: 1; 2040: 1; 2045: 1; 2050: 1 | [2]
PNL01_04 | Elektriciteit | Conversion | Power NL | Generation | Electricity NL - HV | CCGT - Power NL | [GW] | 899.15 | 897.97 | 896.78 | 895.5975 | 894.415 | 893.2325 | 892.05 | 0.9 | 11.27 | 11.27 | 11.27 | 11.27 | 11.27 | 11.27 | 11.27 | 0.45 | 0.45 | 0.45 | 0.45 | 0.45 | 0.45 | 0.45 | 0.05 | 0 | 25 | 25 | 29 | Hourly dispatch | Flat | 0.8 | [12 empty] | none | [14 empty] | 2022: 7.6; 2025: 1.3; 2030: 2.1; 2035: 2.1; 2040: 2.1; 2022: 0; 2022: 8.23; 2025: 19.12; 2030: 30; 2035: 30; 2040: 30; 2045: 30; 2050: 30 | [2]
PNL01_05 | Elektriciteit | Conversion | Power NL | Generation | Electricity NL - HV | CCGT wCCS - Power NL | [GW] | 1400 | 1395 | 1390 | 1362.5 | 1335 | 1307.5 | 1280 | 0.9 | 30.43 | 30.43 | 30.43 | 30.43 | 30.43 | 30.43 | 30.43 | 1.2 | 1.2 | 1.2 | 1.2 | 1.2 | 1.2 | 1.2 | 0.05 | 0 | 25 | 25 | 28 | Hourly dispatch | Flat | 0.7 | [12 empty] | none | [14 empty] | 2022: 0; 2022: 0; 2022: 0; 2025: 15; 2030: 30; 2035: 30; 2040: 30; 2045: 30; 2050: 30 | [2]
PNL01_06 | Elektriciteit | Conversion | Power NL | Generation | Electricity NL - HV | CCGT BFG - Power NL | [GW] | 899.15 | 897.97 | 896.78 | 895.5975 | 894.415 | 893.2325 | 892.05 | 0.9 | 11.27 | 11.27 | 11.27 | 11.27 | 11.27 | 11.27 | 11.27 | 0.45 | 0.45 | 0.45 | 0.45 | 0.45 | 0.45 | 0.45 | 0.05 | 0 | 25 | 25 | 29 | Hourly dispatch | Flat | 0.8 | [12 empty] | none | [14 empty] | 2022: 0.84; 2030: 0.42; 2040: 0.42; 2022: 0; 2022: 0.84; 2025: 2.92; 2030: 5; 2035: 5; 2040: 5; 2045: 5; 2050: 5 | [2]
PNL01_07 | Elektriciteit | Conversion | Power NL | Generation | Electricity NL - HV | GT - Power NL | [GW] | 561.97 | 561.23 | 560.49 | 559.75 | 559.01 | 558.27 | 557.53 | 0.9 | 7.05 | 7.05 | 7.05 | 7.05 | 7.05 | 7.05 | 7.05 | 0.28 | 0.28 | 0.28 | 0.28 | 0.28 | 0.28 | 0.28 | 0.05 | 0 | 20 | 20 | 29 | Hourly dispatch | Flat | [13 empty] | none | [14 empty] | 2022: 0; 2025: 1; 2030: 2; 2035: 2; 2040: 2; 2045: 2; 2050: 2 | [2]
PNL01_08 | Elektriciteit | Conversion | Power NL | Generation | Electricity NL - HV | Hydrogen SOFC - Power NL | [GW] | 2200 | 2200 | 2000 | 1800 | 1600 | 1400 | 1200 | 0.9 | 25 | 25 | 25 | 25 | 25 | 25 | 25 | 0.12 | 0.12 | 0.12 | 0.12 | 0.12 | 0.12 | 0.12 | 0.05 | 0 | 20 | 20 | 29 | Hourly dispatch | Flat | [13 empty] | none | [14 empty] | 2022: 0; 2022: 0; 2030: 1; 2035: 3.25; 2040: 5.5; 2045: 7.75; 2050: 10 | [43]
PNL01_09 | Elektriciteit | Conversion | Power NL | Generation | Electricity NL - HV | Hydrogen CCGT - Power NL | [GW] | 2200 | 2200 | 700 | 645 | 590 | 535 | 480 | 0.9 | 11 | 11 | 11 | 11 | 11 | 11 | 11 | 0.56 | 0.56 | 0.56 | 0.56 | 0.56 | 0.56 | 0.56 | 0.05 | 0 | 20 | 20 | 29 | Hourly dispatch | Flat | [13 empty] | none | [14 empty] | 2022: 0; 2022: 0; 2030: 1; 2035: 8.25; 2040: 15.5; 2045: 22.75; 2050: 30 | [43]
PNL01_10 | Elektriciteit | Conversion | Power NL | Generation | Electricity NL - HV | Nuclear - Borssele - Power NL | [GW] | 7200 | 7100 | 7097 | 6600 | 6400 | 6200 | 6104 | 0.9 | 100.4 | 100.4 | 100.4 | 100.4 | 100.4 | 100.4 | 100.4 | 4.94 | 4.94 | 4.94 | 4.94 | 4.94 | 4.94 | 4.94 | 0.05 | 0 | 60 | 60 | 28.4 | Hourly dispatch | Flat | 0.0001 | [12 empty] | none | [14 empty] | 2022: 0.484; 2022: 0; 2025: 0.484; 2030: 0.484; 2022: 0.484; 2025: 0.484; 2030: 0.484; 2035: 0.48; 2040: 0.48; 2045: 0; 2050: 0 | [41],[49]
PNL01_11 | Elektriciteit | Conversion | Power NL | Generation | Electricity NL - HV | Nuclear - Gen III - Power NL | [GW] | 7200 | 7100 | 7097 | 6848.75 | 6600.5 | 6352.25 | 6104 | 0.9 | 100.4 | 100.4 | 100.4 | 100.4 | 100.4 | 100.4 | 100.4 | 4.94 | 4.94 | 4.94 | 4.94 | 4.94 | 4.94 | 4.94 | 0.05 | 0 | 60 | 60 | 28.4 | Hourly dispatch | Flat | 0.0001 | [12 empty] | none | [14 empty] | 2022: 0.484; 2035: 1.5; 2040: 3; 2045: 3; 2050: 3 | [41],[49]
PNL01_12 | Elektriciteit | Conversion | Power NL | Generation | Electricity NL - HV | Nuclear SMR - Power NL | [GW] | 9867 | 8745.75 | 7097 | 6848.75 | 6600.5 | 6352.25 | 6104 | 0.9 | 100.4 | 100.4 | 100.4 | 100.4 | 100.4 | 100.4 | 100.4 | 4.94 | 4.94 | 4.94 | 4.94 | 4.94 | 4.94 | 4.94 | 0.05 | 0 | 60 | 60 | 28.4 | Hourly dispatch | Flat | [13 empty] | none | [14 empty] | 2022: 0; 2022: 0; 2040: 0.45; 2045: 0.9; 2050: 2 | [42],[49]
PNL01_13 | Elektriciteit | Conversion | Power NL | Generation | Electricity NL - HV | Biomass - Power NL | [GW] | 2657.36 | 2278.68 | 1900 | 1787.5 | 1675 | 1562.5 | 1450 | 0.9 | 42.27 | 42.27 | 42.27 | 42.27 | 42.27 | 42.27 | 42.27 | 0.73 | 0.73 | 0.73 | 0.73 | 0.73 | 0.73 | 0.73 | 0.05 | 0 | 30 | 30 | 30 | Hourly dispatch | Flat | 0.5 | [12 empty] | none | [14 empty] | 2022: 0.05; 2050: 0.05; 2022: 0; 2022: 0.05; 2025: 2.53; 2030: 5; 2035: 5; 2040: 5; 2045: 5; 2050: 5 | [2]
PNL01_14 | Elektriciteit | Conversion | Power NL | Generation | Electricity NL - HV | Biomass wCCS - Power NL | [GW] | 3179.59 | 3056.21 | 5380 | 4995 | 4610 | 4225 | 3840 | 0.9 | 79.69 | 79.69 | 79.69 | 79.69 | 79.69 | 79.69 | 79.69 | 0.56 | 0.56 | 0.56 | 0.56 | 0.56 | 0.56 | 0.56 | 0.05 | 0 | 40 | 40 | 30 | Hourly dispatch | Flat | 0.5 | [12 empty] | none | [14 empty] | 2022: 0; 2022: 0; 2030: 5; 2035: 5; 2040: 5; 2045: 5; 2050: 5 | [2]
PNL01_15 | Elektriciteit | Conversion | Power NL | Generation | Electricity NL - HV | Onshore Wind - Power NL | [GW] | 1260 | 1175 | 1090 | 1062.5 | 1035 | 1007.5 | 980 | 0.9 | 17.25 | 17.25 | 17.25 | 17.25 | 17.25 | 17.25 | 17.25 | 0.44 | 0.44 | 0.44 | 0.44 | 0.44 | 0.44 | 0.44 | 0.05 | 0 | 25 | 25 | 17 | Hourly dispatch | Wind Onshore NL | [13 empty] | none | [14 empty] | 2022: 3.1; 2022: 0; 2022: 3.1; 2025: 5.46; 2030: 7.82; 2035: 7.82; 2040: 7.82; 2045: 7.82; 2050: 7.82 | [2],[49]
PNL01_16 | Elektriciteit | Conversion | Power NL | Generation | Electricity NL - HV | Offshore Wind (near)- Power NL | [GW] | 3000 | 2600 | 2200 | 2150 | 2100 | 2050 | 2000 | 0.9 | 54.7502 | 54.7502 | 47.3459 | 47.3459 | 47.3459 | 47.3459 | 47.3459 | 0.1 | 0.1 | 0.1 | 0.1 | 0.1 | 0.1 | 0.1 | 0.05 | 0 | 20 | 20 | 18 | Hourly dispatch | Wind Offshore NL | [13 empty] | none | [14 empty] | 2022: 1; 2022: 0; 2022: 1; 2025: 3.5; 2030: 6; 2035: 7.75; 2040: 9.5; 2045: 11.25; 2050: 13 | [2],[49]
PNL01_17 | Gebouwde omgeving | Conversion | Power NL | Generation | Electricity NL - LV | Solar PV - Residential- Power NL | [GW] | 770 | 617 | 464 | 425.75 | 387.5 | 349.25 | 311 | 0.9 | 2.03 | 2.03 | 2.03 | 2.03 | 2.03 | 2.03 | 2.03 | 0.1 | 0.1 | 0.1 | 0.1 | 0.1 | 0.1 | 0.1 | 0.05 | 0 | 25 | 15 | 3.5 | Hourly dispatch | Sun NL | [13 empty] | none | [12 empty] | 1 |  | 2022: 8; 2022: 8; 2022: 8; 2025: 9.25; 2030: 10.49; 2035: 10.83; 2040: 11.17; 2045: 12.15; 2050: 13.12; 2022: 12.5 | [2]
PNL01_18 | Gebouwde omgeving | Conversion | Power NL | Generation | Electricity NL - LV | Solar PV - Services - Power NL | [GW] | 770 | 617 | 464 | 425.75 | 387.5 | 349.25 | 311 | 0.9 | 2.03 | 2.03 | 2.03 | 2.03 | 2.03 | 2.03 | 2.03 | 0.1 | 0.1 | 0.1 | 0.1 | 0.1 | 0.1 | 0.1 | 0.05 | 0 | 25 | 15 | 3.5 | Hourly dispatch | Sun NL | [13 empty] | none | [14 empty] | 2022: 2.7; 2022: 0; 2022: 2.8; 2025: 5.47; 2030: 8.13; 2035: 15.23; 2040: 22.32; 2045: 30.83; 2050: 39.33 | [2]
PNL01_19 | Landbouw | Conversion | Power NL | Generation | Electricity NL - LV | Solar PV - Agriculture - Power NL | [GW] | 770 | 617 | 464 | 425.75 | 387.5 | 349.25 | 311 | 0.9 | 1.88 | 1.88 | 1.88 | 1.88 | 1.88 | 1.88 | 1.88 | 0.52 | 0.52 | 0.52 | 0.52 | 0.52 | 0.52 | 0.52 | 0.05 | 0 | 15 | 15 | 3.5 | Hourly dispatch | Sun NL | [13 empty] | none | [12 empty] | 1 |  | 2022: 2; 2022: 2; 2022: 3.5; 2025: 6.47; 2030: 9.44; 2035: 15.47; 2040: 21.5; 2045: 28.87; 2050: 36.23; 2022: 3 | [2],[49]
PNL01_20 | Industrie | Conversion | Power NL | Generation | Electricity NL - HV | Solar PV - Industry - Power NL | [GW] | 770 | 617 | 464 | 425.75 | 387.5 | 349.25 | 311 | 0.9 | 2.03 | 2.03 | 2.03 | 2.03 | 2.03 | 2.03 | 2.03 | 0.1 | 0.1 | 0.1 | 0.1 | 0.1 | 0.1 | 0.1 | 0.05 | 0 | 25 | 25 | 3.5 | Hourly dispatch | Sun NL | [13 empty] | none | [12 empty] | 1 |  | 2022: 0.1; 2022: 0.1; 2022: 1.1; 2025: 1.44; 2030: 1.77; 2035: 1.91; 2040: 2.05; 2045: 2.3; 2050: 2.55 | [2]
PNL01_21 | Elektriciteit | Conversion | Power NL | Generation | Electricity NL - HV | Solar PV - Floating - Power NL | [GW] | 770 | 617 | 464 | 425.75 | 387.5 | 349.25 | 311 | 0.9 | 2.03 | 2.03 | 2.03 | 2.03 | 2.03 | 2.03 | 2.03 | 0.1 | 0.1 | 0.1 | 0.1 | 0.1 | 0.1 | 0.1 | 0.05 | 0 | 25 | 25 | 3.7 | Hourly dispatch | Sun NL | [13 empty] | none | [14 empty] | 2022: 0; 2022: 0; 2022: 1.1; 2025: 1.06; 2030: 1.01; 2035: 1.05; 2040: 1.08; 2045: 1.18; 2050: 1.28 | [2]
PNL01_22 | Elektriciteit | Conversion | Power NL | Generation | Electricity NL - HV | Solar PV - Energy sector - Power NL | [GW] | 770 | 617 | 464 | 425.75 | 387.5 | 349.25 | 311 | 0.9 | 1.88 | 1.88 | 1.88 | 1.88 | 1.88 | 1.88 | 1.88 | 0.52 | 0.52 | 0.52 | 0.52 | 0.52 | 0.52 | 0.52 | 0.05 | 0 | 15 | 25 | 3.7 | Hourly dispatch | Sun NL | [13 empty] | none | [12 empty] | 1 |  | 2022: 3.5; 2022: 3.5; 2022: 3.5; 2025: 4.63; 2030: 5.76; 2035: 8.12; 2040: 10.48; 2045: 13.48; 2050: 16.48; 2022: 6 | [2],[49]
PNL01_23 | Elektriciteit | Conversion | Power NL | Generation | Electricity NL - HV | Electricity from Hydro - Power NL | [GW] | 4283.99 | 4270.37 | 4256.76 | 4243.8325 | 4230.905 | 4217.9775 | 4205.05 | 0.9 | 10.76 | 10.76 | 10.76 | 10.76 | 10.76 | 10.76 | 10.76 | 0.15 | 0.15 | 0.15 | 0.15 | 0.15 | 0.15 | 0.15 | 0.05 | 0 | 30 | 30 | 9.1 | Hourly dispatch | Hydro RoR NL | [13 empty] | none | [14 empty] | 2022: 0.04; 2050: 0.04; 2022: 0; 2025: 0.04; 2030: 0.04; 2022: 0.04; 2025: 0.04; 2030: 0.04; 2035: 0.04; 2040: 0.04; 2045: 0.04; 2050: 0.04 | [2],[45]
PNL_UD | Elektriciteit | Conversion | Power NL | Unidspatched | Electricity NL - HV | Undispatched Electricity (VOLL) - Power NL | [GW] | 0 | 0 | 0 | 0 | 0 | 0 | 0 | 0.9 | 0 | 0 | 0 | 0 | 0 | 0 | 0 | 869.03 | 869.03 | 869.03 | 869.03 | 869.03 | 869.03 | 869.03 | 0.05 | 0 | 1 | 1 | 31.536 | Hourly dispatch | Flat | [13 empty] | none | [14 empty] | 2022: 0; 2025: 30; 2030: 30; 2035: 30; 2040: 30; 2045: 30; 2050: 30; 2022: 30; 2025: 30; 2030: 30; 2035: 30; 2040: 30; 2045: 30; 2050: 30 | [2]
PNL03_01 | Elektriciteit | Conversion | Power NL | Storage | Electricity NL - HV | Compresed Air Aboveground Storage - Power NL | [GW] | 1345.88 | 1345.88 | 1000 | 975 | 950 | 925 | 900 | 0.9 | 12 | 12 | 12 | 12 | 12 | 12 | 12 | 0.56 | 0.56 | 0.56 | 0.56 | 0.56 | 0.56 | 0.56 | 0.05 | 0 | 40 | 40 | 1 | Operation | Flat | [13 empty] | Storage | Electricity NL - HV | 0.05 | 5 | 1 day [d] | 0.2 | [9 empty] | 2022: 0; 2022: 0; 2025: 0.25; 2030: 0.3; 2035: 0.5; 2040: 15.15; 2045: 22.58; 2050: 30 | [2]
PNL03_02 | Elektriciteit | Conversion | Power NL | Storage | Electricity NL - HV | Compresed Air Underground Storage - Power NL | [GW] | 1724.87 | 1724.87 | 1300 | 1275 | 1250 | 1225 | 1200 | 0.9 | 16 | 16 | 16 | 16 | 16 | 16 | 16 | 0.56 | 0.56 | 0.56 | 0.56 | 0.56 | 0.56 | 0.56 | 0.05 | 0 | 40 | 40 | 1 | Operation | Flat | [13 empty] | Storage | Electricity NL - HV | 0.05 | 12 | 3 days [r] | 0.24 | [9 empty] | 2022: 0; 2022: 0; 2025: 0.25; 2030: 0.3; 2035: 0.5; 2040: 15.15; 2045: 22.58; 2050: 30 | [2]
PNL03_03 | Elektriciteit | Conversion | Power NL | Storage | Electricity NL - HV | Battery Storage Li-ion - Power NL | [GW] | 900 | 800 | 704 | 660 | 616 | 572 | 528 | 0.9 | 10 | 10 | 10 | 10 | 10 | 10 | 9 | 0.44 | 0.44 | 0.44 | 0.44 | 0.44 | 0.44 | 0.44 | 0.05 | 0 | 25 | 25 | 1 | Operation | Flat | [13 empty] | Storage | Electricity NL - HV | 0.05 | 4 | 1 day [d] | 0.07 | [9 empty] | 2022: 0; 2022: 0; 2025: 0.25; 2030: 0.3; 2035: 0.5; 2040: 15.15; 2045: 22.58; 2050: 30 | [2]
PNL04_01 | Elektriciteit | Primary | Power NL | XC Trade | Electricity NL - HV | Import from EU - Power NL | [GW] | 220 | 220 | 220 | 220 | 220 | 220 | 220 | 0.9 | 5.5 | 5.5 | 5.5 | 5.5 | 5.5 | 5.5 | 5.5 | 0 | 0 | 0 | 0 | 0 | 0 | 0 | 0.05 | 0 | 30 | 30 | 31.536 | Hourly dispatch | Flat | [13 empty] | none | [12 empty] | 1 |  | 2022: 1.4; 2025: 0.2; 2030: 0.2; 2035: 0.2; 2040: 0.2; 2045: 0.3; 2050: 0.3; 2022: 8.05; 2025: 10.8; 2030: 18.75; 2035: 19; 2040: 19; 2045: 19; 2050: 19.25; 2022: 8.05; 2025: 10.8; 2030: 18.75; 2035: 19; 2040: 19; 2045: 19; 2050: 19.25; 2025: 1; 2030: 1; 2035: 1; 2040: 1; 2045: 1; 2050: 1 | [2]
PNL04_02 | Elektriciteit | Conversion | Power NL | XC Trade | Electricity NL - HV | Import from NS - Power NL | [GW] | 380 | 380 | 380 | 380 | 380 | 380 | 380 | 0.9 | 9.5 | 9.5 | 9.5 | 9.5 | 9.5 | 9.5 | 9.5 | 0 | 0 | 0 | 0 | 0 | 0 | 0 | 0.05 | 0 | 30 | 30 | 31.536 | Hourly dispatch | Flat | [13 empty] | none | [14 empty] | 2022: 0; 2022: 0; 2025: 50; 2030: 50; 2035: 50; 2040: 75; 2045: 100; 2050: 100 | [2]
PNL05_01 | Elektriciteit | Conversion | Power NL | XC Trade | Electricity NL - HV | Transformer from LV to HV - Power NL | [GW] | 135.57 | 135.57 | 135.57 | 135.57 | 135.57 | 135.57 | 135.57 | 0.9 | 5.42 | 5.42 | 5.42 | 5.42 | 5.42 | 5.42 | 5.42 | 0.01 | 0.01 | 0.01 | 0.01 | 0.01 | 0.01 | 0.01 | 0.05 | 0 | 20 | 20 | 31.536 | Hourly dispatch | Flat | [13 empty] | none | [14 empty] | 2022: 0; 2022: 0; 2022: 100; 2025: 100; 2030: 100; 2035: 100; 2040: 100; 2045: 100; 2050: 100 | [2]
PNL06_01 | Elektriciteit | Conversion | Power NL | XC Trade | Electricity NL - LV | Transformer from HV to LV - Power NL | [GW] | 135.57 | 135.57 | 135.57 | 135.57 | 135.57 | 135.57 | 135.57 | 0.9 | 5.42 | 5.42 | 5.42 | 5.42 | 5.42 | 5.42 | 5.42 | 0.01 | 0.01 | 0.01 | 0.01 | 0.01 | 0.01 | 0.01 | 0.05 | 0 | 20 | 20 | 31.536 | Hourly dispatch | Flat | [13 empty] | none | [14 empty] | 2022: 9; 2025: 2.25; 2030: 2.25; 2035: 2.25; 2040: 2.25; 2022: 0; 2022: 100; 2025: 100; 2030: 100; 2035: 100; 2040: 100; 2045: 100; 2050: 100 | [2]
LTR01_01 | Gebouwde omgeving | Conversion | Residential | Heat | Heat LT Houses C-G | Boiler Gas - LT Heat for Houses | [GW] | 50 | 50 | 50 | 50 | 50 | 50 | 50 | 1 | 1 | 1 | 1 | 1 | 1 | 1 | 1 | 0 | 0 | 0 | 0 | 0 | 0 | 0 | 0.05 | 0 | 12 | 12 | 5.4 | Operation | Built Environment | [13 empty] | none | [14 empty] | 2022: 45; 2025: 20; 2030: 15; 2035: 10; 2022: 0; 2022: 100; 2025: 100; 2030: 100; 2035: 100; 2040: 100; 2045: 100; 2050: 100 | [1] | 500 | 500 | 500 | 500 | 500 | 500 | 500
LTR01_02 | Gebouwde omgeving | Conversion | Residential | Heat | Heat LT Houses C-G | Boiler Gas wWood Stove - LT Heat for Houses | [GW] | 85 | 85 | 85 | 85 | 85 | 85 | 85 | 1 | 7 | 7 | 7 | 7 | 7 | 7 | 7 | 0 | 0 | 0 | 0 | 0 | 0 | 0 | 0.05 | 0 | 12 | 12 | 5.4 | Operation | Built Environment | [13 empty] | none | [14 empty] | 2022: 9; 2025: 5; 2030: 3; 2035: 1; 2022: 0; 2022: 9; 2025: 100; 2030: 100; 2035: 100; 2040: 100; 2045: 100; 2050: 100 | [1] | 500 | 500 | 500 | 500 | 500 | 500 | 500
LTR01_03 | Gebouwde omgeving | Conversion | Residential | Heat | Heat LT Houses C-G | District Heating - LT Heat for Houses | [GW] | 0 | 0 | 0 | 0 | 0 | 0 | 0 | 1 | 10 | 10 | 10 | 10 | 10 | 10 | 10 | 0 | 0 | 0 | 0 | 0 | 0 | 0 | 0.05 | 0 | 40 | 40 | 5.4 | Operation | Built Environment | [13 empty] | none | [14 empty] | 2022: 2.5; 2040: 0.5; 2045: 1; 2050: 1; 2022: 0; 2022: 2.5; 2025: 100; 2030: 100; 2035: 100; 2040: 100; 2045: 100; 2050: 100 | [1] | 500 | 500 | 500 | 500 | 500 | 500 | 500
LTR01_04 | Gebouwde omgeving | Conversion | Residential | Heat | Heat LT Houses C-G | Hybrid Heat Pump - LT Heat for Houses | [GW] | 600 | 550 | 500 | 450 | 400 | 350 | 300 | 1 | 30 | 30 | 30 | 30 | 30 | 30 | 30 | 0 | 0 | 0 | 0 | 0 | 0 | 0 | 0.05 | 0 | 12 | 12 | 5.4 | Operation | Built Environment | [13 empty] | none | [14 empty] | 2022: 1.5; 2035: 1.5; 2022: 0; 2022: 1.5; 2025: 100; 2030: 100; 2035: 100; 2040: 100; 2045: 100; 2050: 100 | [77] | 200 | 200 | 200 | 200 | 200 | 200 | 200
LTR01_05 | Gebouwde omgeving | Conversion | Residential | Heat | Heat LT Houses C-G | Electric Heater - LT Heat for Houses | [GW] | 150 | 150 | 150 | 150 | 150 | 150 | 150 | 1 | 2 | 2 | 2 | 2 | 2 | 2 | 2 | 0 | 0 | 0 | 0 | 0 | 0 | 0 | 0.05 | 0 | 12 | 12 | 5.4 | Operation | Built Environment | [13 empty] | none | [14 empty] | 2022: 0; 2022: 0; 2025: 100; 2030: 100; 2035: 100; 2040: 100; 2045: 100; 2050: 100 | [80][D] | 200 | 200 | 200 | 200 | 200 | 200 | 200
LTR01_06 | Gebouwde omgeving | Conversion | Residential | Heat | Heat LT Houses C-G | Boiler Hydrogen - LT Heat for Houses | [GW] | 100 | 95 | 90 | 85 | 80 | 75 | 70 | 1 | 5 | 5 | 5 | 5 | 5 | 5 | 5 | 0 | 0 | 0 | 0 | 0 | 0 | 0 | 0.05 | 0 | 12 | 12 | 5.4 | Operation | Built Environment | [13 empty] | none | [14 empty] | 2022: 0; 2022: 0; 2025: 5; 2030: 10; 2035: 50; 2040: 100; 2045: 100; 2050: 100 | [79][D] | 500 | 500 | 500 | 500 | 500 | 500 | 500
LTR02_01 | Gebouwde omgeving | Conversion | Residential | Heat | Heat LT Houses A+,A,B | Dummy C-G tech into A+,A,B - LT Heat for Houses | [GW] | 0 | 0 | 0 | 0 | 0 | 0 | 0 | 1 | 0 | 0 | 0 | 0 | 0 | 0 | 0 | 0 | 0 | 0 | 0 | 0 | 0 | 0 | 0.05 |  | 1 | 1 | 5.4 | Operation | Built Environment | [13 empty] | none | [14 empty] | 2022: 0; 2022: 250; 2025: 100; 2030: 100; 2035: 100; 2040: 100; 2045: 100; 2050: 100 | [D] | 500 | 500 | 500 | 500 | 500 | 500 | 500
LTR02_02 | Gebouwde omgeving | Conversion | Residential | Heat | Heat LT Houses A+,A,B | Boiler Gas wSolar - LT Heat for Houses | [GW] | 350 | 350 | 350 | 350 | 350 | 350 | 350 | 1 | 15 | 15 | 15 | 15 | 15 | 15 | 15 | 0 | 0 | 0 | 0 | 0 | 0 | 0 | 0.05 | 0 | 12 | 12 | 5.4 | Operation | Built Environment | [13 empty] | none | [14 empty] | 2022: 0.2; 2040: 0.2; 2022: 0; 2022: 0.2; 2025: 5; 2030: 25; 2035: 50; 2040: 100; 2045: 100; 2050: 100 | [1] | 200 | 200 | 200 | 200 | 200 | 200 | 200
LTR02_03 | Gebouwde omgeving | Conversion | Residential | Heat | Heat LT Houses A+,A,B | Electric Heater wSolar - LT Heat for Houses | [GW] | 450 | 450 | 450 | 450 | 450 | 450 | 450 | 1 | 16 | 16 | 16 | 16 | 16 | 16 | 16 | 0 | 0 | 0 | 0 | 0 | 0 | 0 | 0.05 | 0 | 12 | 12 | 5.4 | Operation | Built Environment | [13 empty] | none | [14 empty] | 2022: 0.1; 2040: 0.1; 2022: 0; 2022: 0.1; 2025: 5; 2030: 25; 2035: 50; 2040: 100; 2045: 100; 2050: 100 | [1] | 200 | 200 | 200 | 200 | 200 | 200 | 200
LTR02_04 | Gebouwde omgeving | Conversion | Residential | Heat | Heat LT Houses A+,A,B | Electric Heat Pump Air - LT Heat for Houses | [GW] | 1300 | 1200 | 1100 | 1000 | 900 | 800 | 700 | 1 | 22 | 22 | 22 | 22 | 22 | 22 | 22 | 0 | 0 | 0 | 0 | 0 | 0 | 0 | 0.05 | 0 | 12 | 12 | 5.4 | Operation | Built Environment | [13 empty] | BE shifting | Electricity NL - LV | 0.2 |  | 4 hours [q] | 0.005 | 0.7 | [8 empty] | 2022: 0.2; 2040: 0.2; 2022: 0; 2022: 0.2; 2025: 5; 2030: 25; 2035: 50; 2040: 100; 2045: 100; 2050: 100 | [78] | 200 | 200 | 200 | 200 | 200 | 200 | 200
LTR02_05 | Gebouwde omgeving | Conversion | Residential | Heat | Heat LT Houses A+,A,B | Electric Heat Pump GW - LT Heat for Houses | [GW] | 2000 | 1900 | 1800 | 1700 | 1600 | 1500 | 1400 | 1 | 50 | 50 | 50 | 50 | 50 | 50 | 50 | 0 | 0 | 0 | 0 | 0 | 0 | 0 | 0.05 | 0 | 12 | 12 | 5.4 | Operation | Built Environment | [13 empty] | DR shifting | Electricity NL - LV | 0.1 |  | 3 days [r] | 0.1 | 0 | [8 empty] | 2022: 0; 2022: 0; 2025: 5; 2030: 25; 2035: 50; 2040: 100; 2045: 100; 2050: 100 | [82] | 200 | 200 | 200 | 200 | 200 | 200 | 200
LTS01_01 | Gebouwde omgeving | Conversion | Services | Heat | Heat LT Services | Boiler Gas Standard - LT Heat for Services | [GW] | 50 | 50 | 50 | 50 | 50 | 50 | 50 | 1 | 1 | 1 | 1 | 1 | 1 | 1 | 1 | 0 | 0 | 0 | 0 | 0 | 0 | 0 | 0.05 | 0 | 10 | 10 | 5.4 | Operation | Built Environment | [13 empty] | none | [14 empty] | 2022: 23; 2025: 13; 2030: 10; 2022: 0; 2022: 23; 2025: 23; 2030: 23; 2035: 23; 2040: 23; 2045: 23; 2050: 23 | [1] | 500 | 500 | 500 | 500 | 500 | 500 | 500
LTS01_02 | Gebouwde omgeving | Conversion | Services | Heat | Heat LT Services | Boiler Gas HR107 - LT Heat for Services | [GW] | 50 | 50 | 50 | 50 | 50 | 50 | 50 | 1 | 1 | 1 | 1 | 1 | 1 | 1 | 1 | 0 | 0 | 0 | 0 | 0 | 0 | 0 | 0.05 | 0 | 10 | 10 | 5.4 | Operation | Built Environment | [13 empty] | none | [14 empty] | 2022: 0.9; 2025: 0.6; 2030: 0.3; 2022: 0; 2022: 2; 2025: 5; 2030: 25; 2035: 100; 2040: 100; 2045: 100; 2050: 100 | [1] | 500 | 500 | 500 | 500 | 500 | 500 | 500
LTS01_03 | Gebouwde omgeving | Conversion | Services | Heat | Heat LT Services | District Heating - LT Heat for Services | [GW] | 0 | 0 | 0 | 0 | 0 | 0 | 0 | 1 | 15 | 15 | 15 | 15 | 15 | 15 | 15 | 0 | 0 | 0 | 0 | 0 | 0 | 0 | 0.05 | 0 | 40 | 40 | 5.4 | Operation | Built Environment | [13 empty] | none | [14 empty] | 2022: 1.85; 2040: 0.5; 2045: 0.5; 2050: 0.85; 2022: 0; 2022: 1.85; 2025: 5; 2030: 25; 2035: 50; 2040: 100; 2045: 100; 2050: 100 | [1] | 500 | 500 | 500 | 500 | 500 | 500 | 500
LTS01_04 | Gebouwde omgeving | Conversion | Services | Heat | Heat LT Services | Hybrid Heat Pump - LT Heat for Services | [GW] | 600 | 550 | 500 | 450 | 400 | 350 | 300 | 1 | 30 | 30 | 30 | 30 | 30 | 30 | 30 | 0 | 0 | 0 | 0 | 0 | 0 | 0 | 0.05 | 0 | 10 | 10 | 5.4 | Operation | Built Environment | [13 empty] | none | [14 empty] | 2022: 0.55; 2025: 0.15; 2030: 0.4; 2022: 0; 2022: 0.55; 2025: 5; 2030: 25; 2035: 50; 2040: 100; 2045: 100; 2050: 100 | [1] | 500 | 500 | 500 | 500 | 500 | 500 | 500
LTS01_05 | Gebouwde omgeving | Conversion | Services | Heat | Heat LT Services | Electric Heater - LT Heat for Services | [GW] | 150 | 150 | 150 | 150 | 150 | 150 | 150 | 1 | 2 | 2 | 2 | 2 | 2 | 2 | 2 | 0 | 0 | 0 | 0 | 0 | 0 | 0 | 0.05 | 0 | 12 | 12 | 5.4 | Operation | Built Environment | [13 empty] | none | [14 empty] | 2022: 0; 2022: 0; 2025: 5; 2030: 25; 2035: 50; 2040: 100; 2045: 100; 2050: 100 | [80][D] | 200 | 200 | 200 | 200 | 200 | 200 | 200
LTS01_06 | Gebouwde omgeving | Conversion | Services | Heat | Heat LT Services | Electric Heat Pump Air - LT Heat for Services | [GW] | 1300 | 1200 | 1100 | 1000 | 900 | 800 | 700 | 1 | 22 | 22 | 22 | 22 | 22 | 22 | 22 | 0 | 0 | 0 | 0 | 0 | 0 | 0 | 0.05 | 0 | 10 | 10 | 5.4 | Operation | Built Environment | [13 empty] | none | [14 empty] | 2022: 0.2; 2030: 0.2; 2022: 0; 2022: 0.2; 2025: 5; 2030: 25; 2035: 50; 2040: 100; 2045: 100; 2050: 100 | [81] | 500 | 500 | 500 | 500 | 500 | 500 | 500
LTS01_07 | Gebouwde omgeving | Conversion | Services | Heat | Heat LT Services | Electric Heat Pump Soil - LT Heat for Services | [GW] | 2000 | 1900 | 1800 | 1700 | 1600 | 1500 | 1400 | 1 | 50 | 50 | 50 | 50 | 50 | 50 | 50 | 0 | 0 | 0 | 0 | 0 | 0 | 0 | 0.05 | 0 | 10 | 10 | 5.4 | Operation | Built Environment | [13 empty] | none | [14 empty] | 2022: 0; 2022: 0; 2025: 5; 2030: 25; 2035: 50; 2040: 100; 2045: 100; 2050: 100 | [82] | 500 | 500 | 500 | 500 | 500 | 500 | 500
LTS01_08 | Gebouwde omgeving | Conversion | Services | Heat | Heat LT Services | CHP Gas - LT Heat for Services | [GW] | 600 | 600 | 600 | 600 | 600 | 600 | 600 | 1 | 60 | 60 | 60 | 60 | 60 | 60 | 60 | 0 | 0 | 0 | 0 | 0 | 0 | 0 | 0.05 | 0 | 10 | 10 | 5.4 | CHP flexible | Built Environment |  | Heat LT Services | Natural Gas LD | 0.95 | 1 hour [h] | 0.2 | 0.15 | [6 empty] | none | [14 empty] | 2022: 0.9; 2025: 0.5; 2030: 0.4; 2022: 0; 2022: 0.9; 2025: 5; 2030: 25; 2035: 50; 2040: 100; 2045: 100; 2050: 100 | [1] | 500 | 500 | 500 | 500 | 500 | 500 | 500
LTS01_09 | Gebouwde omgeving | Conversion | Services | Heat | Heat LT Services | CHP H2 - LT Heat for Services | [GW] | 1100 | 1050 | 1000 | 950 | 900 | 850 | 800 | 1 | 100 | 100 | 100 | 100 | 100 | 100 | 100 | 0 | 0 | 0 | 0 | 0 | 0 | 0 | 0.05 | 0 | 10 | 10 | 5.4 | CHP flexible | Built Environment |  | Heat LT Services | Hydrogen LD | 0.95 | 1 hour [h] | 0.2 | 0.15 | [6 empty] | none | [14 empty] | 2022: 0; 2022: 0; 2025: 5; 2030: 25; 2035: 50; 2040: 100; 2045: 100; 2050: 100 | [1] | 500 | 500 | 500 | 500 | 500 | 500 | 500
LTS01_10 | Gebouwde omgeving | Conversion | Services | Heat | Heat LT Services | Boiler Hydrogen - LT Heat for Services | [GW] | 100 | 110 | 100 | 90 | 80 | 70 | 60 | 1 | 5 | 5 | 5 | 5 | 5 | 5 | 5 | 0 | 0 | 0 | 0 | 0 | 0 | 0 | 0.05 | 0 | 10 | 10 | 5.4 | Operation | Built Environment | [13 empty] | none | [14 empty] | 2022: 0; 2022: 0; 2025: 5; 2030: 25; 2035: 50; 2040: 100; 2045: 100; 2050: 100 | [79] | 500 | 500 | 500 | 500 | 500 | 500 | 500
LTN01_01 | Elektriciteit | Conversion | Heat Network | Heat | Heat LT Network | Boiler Gas - LT Heat for Network | [GW] | 35 | 35 | 35 | 35 | 35 | 35 | 35 | 1 | 1 | 1 | 1 | 1 | 1 | 1 | 1 | 0 | 0 | 0 | 0 | 0 | 0 | 0 | 0.05 | 0 | 20 | 20 | 31.536 | Hourly dispatch | Flat | [13 empty] | none | [14 empty] | 2022: 4; 2025: 1; 2030: 1; 2035: 1; 2040: 1; 2022: 0; 2022: 4; 2025: 5; 2030: 25; 2035: 50; 2040: 100; 2045: 100; 2050: 100 | [1] | 500 | 500 | 500 | 500 | 500 | 500 | 500
LTN01_02 | Elektriciteit | Conversion | Heat Network | Heat | Heat LT Network | Boiler Gas wCCS - LT Heat for Network | [GW] | 50 | 50 | 50 | 50 | 50 | 50 | 50 | 1 | 5 | 5 | 5 | 5 | 5 | 5 | 5 | 0 | 0 | 0 | 0 | 0 | 0 | 0 | 0.05 | 0 | 20 | 20 | 31.536 | Hourly dispatch | Flat | [13 empty] | none | [14 empty] | 2022: 0; 2022: 0; 2025: 5; 2030: 25; 2035: 50; 2040: 100; 2045: 100; 2050: 100 | [1] | 500 | 500 | 500 | 500 | 500 | 500 | 500
LTN01_03 | Elektriciteit | Conversion | Heat Network | Heat | Heat LT Network | Boiler Biomass - LT Heat for Network | [GW] | 500 | 500 | 500 | 500 | 500 | 500 | 500 | 1 | 20 | 20 | 20 | 20 | 20 | 20 | 20 | 0 | 0 | 0 | 0 | 0 | 0 | 0 | 0.05 | 0 | 20 | 20 | 31.536 | Hourly dispatch | Flat | [13 empty] | none | [14 empty] | 2022: 0.5; 2040: 0.5; 2022: 0; 2022: 0.5; 2025: 5; 2030: 25; 2035: 50; 2040: 100; 2045: 100; 2050: 100 | [1] | 500 | 500 | 500 | 500 | 500 | 500 | 500
LTN01_04 | Elektriciteit | Conversion | Heat Network | Heat | Heat LT Network | Boiler Biomass wCCS - LT Heat for Network | [GW] | 600 | 600 | 600 | 600 | 600 | 600 | 600 | 1 | 50 | 50 | 50 | 50 | 50 | 50 | 50 | 0 | 0 | 0 | 0 | 0 | 0 | 0 | 0.05 | 0 | 20 | 20 | 31.536 | Hourly dispatch | Flat | [13 empty] | none | [14 empty] | 2022: 0; 2022: 0; 2025: 5; 2030: 25; 2035: 50; 2040: 100; 2045: 100; 2050: 100 | [1] | 500 | 500 | 500 | 500 | 500 | 500 | 500
LTN01_05 | Elektriciteit | Conversion | Heat Network | Heat | Heat LT Network | Geothermal Gas HP - LT Heat for Network | [GW] | 1000 | 1000 | 1000 | 1000 | 1000 | 1000 | 1000 | 1 | 30 | 30 | 30 | 30 | 30 | 30 | 30 | 0 | 0 | 0 | 0 | 0 | 0 | 0 | 0.05 | 0 | 15 | 15 | 31.536 | Hourly dispatch | Flat | [13 empty] | none | [14 empty] | 2022: 0; 2022: 0; 2025: 5; 2030: 25; 2035: 50; 2040: 100; 2045: 100; 2050: 100 | [1] | 500 | 500 | 500 | 500 | 500 | 500 | 500
LTN01_06 | Elektriciteit | Conversion | Heat Network | Heat | Heat LT Network | Hot water storage tank - LT Heat for Network | [PJ/y] | 100 | 100 | 100 | 100 | 100 | 100 | 100 | 1 | 1.5 | 1.5 | 1.5 | 1.5 | 1.5 | 1.5 | 1.5 | 0 | 0 | 0 | 0 | 0 | 0 | 0 | 0.05 | 0 | 30 | 30 | 1 | Operation | Flat | [13 empty] | Storage | Heat LT Network | 0.1 | 1500 | 1 year [y] | 0.1 | [9 empty] | 2022: 0; 2022: 0; 2022: 0.5; 2025: 1.25; 2030: 2; 2035: 5; 2040: 100; 2045: 100; 2050: 100 | [1] | 50 | 50 | 50 | 50 | 50 | 50 | 50
LTN01_07 | Elektriciteit | Conversion | Heat Network | Heat | Heat LT Network | Boiler Hydrogen - LT Heat for Network | [GW] | 80 | 75 | 70 | 65 | 60 | 55 | 50 | 1 | 5 | 5 | 5 | 5 | 5 | 5 | 5 | 0 | 0 | 0 | 0 | 0 | 0 | 0 | 0.05 | 0 | 20 | 20 | 31.536 | Hourly dispatch | Flat | [13 empty] | none | [14 empty] | 2022: 0; 2022: 0; 2025: 5; 2030: 25; 2035: 50; 2040: 100; 2045: 100; 2050: 100 | [1] | 500 | 500 | 500 | 500 | 500 | 500 | 500
Agr05_01 | Landbouw | Conversion | Agriculture | Heat | Heat LT Agriculture | CHP Gas - LT Heat for Agriculture | [GW] | 600 | 600 | 600 | 600 | 600 | 600 | 600 | 1 | 60 | 60 | 60 | 60 | 60 | 60 | 60 | 0 | 0 | 0 | 0 | 0 | 0 | 0 | 0.05 | 0 | 10 | 10 | 31.536 | CHP flexible | Flat high spread |  | Heat LT Agriculture | Natural Gas LD | 0.95 | 1 hour [h] | 0.2 | 0.15 | [6 empty] | none | [14 empty] | 2022: 1.6; 2025: 1; 2030: 0.6; 2022: 0; 2022: 1.7; 2025: 3; 2030: 3; 2035: 3; 2040: 3; 2045: 3; 2050: 3 | [1] | 100 | 100 | 100 | 100 | 100 | 100 | 100
Agr05_02 | Landbouw | Conversion | Agriculture | Heat | Heat LT Agriculture | Boiler Gas - LT Heat for Agriculture | [GW] | 40 | 40 | 40 | 40 | 40 | 40 | 40 | 1 | 2 | 2 | 2 | 2 | 2 | 2 | 2 | 0 | 0 | 0 | 0 | 0 | 0 | 0 | 0.05 | 0 | 10 | 10 | 31.536 | Operation | Flat high spread | [13 empty] | none | [14 empty] | 2022: 1; 2025: 0.5; 2030: 0.5; 2022: 0; 2022: 1; 2025: 1.5; 2030: 3; 2035: 3; 2040: 3; 2045: 3; 2050: 3 | [1] | 100 | 100 | 100 | 100 | 100 | 100 | 100
Agr05_03 | Landbouw | Conversion | Agriculture | Heat | Heat LT Agriculture | Geothermal HP - LT Heat for Agriculture | [GW] | 1100 | 1100 | 1100 | 1100 | 1100 | 1100 | 1100 | 1 | 30 | 30 | 30 | 30 | 30 | 30 | 30 | 0 | 0 | 0 | 0 | 0 | 0 | 0 | 0.05 | 0 | 35 | 35 | 31.536 | Operation | Flat high spread | [13 empty] | none | [14 empty] | 2022: 0.2; 2050: 0.2; 2022: 0; 2022: 0.2; 2025: 1.5; 2030: 3; 2035: 3; 2040: 3; 2045: 3; 2050: 3 | [1] | 100 | 100 | 100 | 100 | 100 | 100 | 100
Agr05_04 | Landbouw | Conversion | Agriculture | Heat | Heat LT Agriculture | Shallow Soil Energy - LT Heat for Agriculture | [GW] | 900 | 900 | 900 | 900 | 900 | 900 | 900 | 1 | 30 | 30 | 30 | 30 | 30 | 30 | 30 | 0 | 0 | 0 | 0 | 0 | 0 | 0 | 0.05 | 0 | 20 | 20 | 31.536 | Operation | Flat high spread | [13 empty] | none | [14 empty] | 2022: 0.01; 2040: 0.01; 2022: 0; 2022: 0.01; 2025: 1.5; 2030: 3; 2035: 3; 2040: 3; 2045: 3; 2050: 3 | [1] | 100 | 100 | 100 | 100 | 100 | 100 | 100
Agr05_05 | Landbouw | Conversion | Agriculture | Heat | Heat LT Agriculture | Boiler Biomass - LT Heat for Agriculture | [GW] | 500 | 500 | 500 | 500 | 500 | 500 | 500 | 1 | 20 | 20 | 20 | 20 | 20 | 20 | 20 | 0 | 0 | 0 | 0 | 0 | 0 | 0 | 0.05 | 0 | 10 | 10 | 31.536 | Operation | Flat high spread | [13 empty] | none | [14 empty] | 2022: 0.2; 2025: 0.1; 2030: 0.1; 2022: 0; 2022: 0.2; 2025: 1.5; 2030: 3; 2035: 3; 2040: 3; 2045: 3; 2050: 3 | [1] | 100 | 100 | 100 | 100 | 100 | 100 | 100
Agr05_06 | Landbouw | Conversion | Agriculture | Heat | Heat LT Agriculture | Boiler Hydrogen - LT Heat for Agriculture | [GW] | 90 | 85 | 80 | 75 | 70 | 65 | 60 | 1 | 5 | 5 | 5 | 5 | 5 | 5 | 5 | 0 | 0 | 0 | 0 | 0 | 0 | 0 | 0.05 | 0 | 10 | 10 | 31.536 | Operation | Flat high spread | [13 empty] | none | [14 empty] | 2022: 0; 2022: 0; 2025: 1.5; 2030: 3; 2035: 3; 2040: 3; 2045: 3; 2050: 3 | [1] | 100 | 100 | 100 | 100 | 100 | 100 | 100
HTI01_01 | Industrie | Conversion | Industry | Heat | Heat HT Industry | Boiler Gas - HT Heat for Industry | [GW] | 20 | 20 | 20 | 20 | 20 | 20 | 20 | 1 | 1 | 1 | 1 | 1 | 1 | 1 | 1 | 0 | 0 | 0 | 0 | 0 | 0 | 0 | 0.05 | 0 | 20 | 20 | 31.536 | Operation | Flat | [13 empty] | none | [14 empty] | 2022: 1.9; 2025: 0.5; 2030: 0.5; 2035: 0.5; 2040: 0.4; 2022: 0; 2022: 2; 2025: 2; 2030: 2; 2035: 5; 2040: 10; 2045: 10; 2050: 10 | [83] | 100 | 100 | 100 | 100 | 100 | 100 | 100
HTI01_02 | Industrie | Conversion | Industry | Heat | Heat HT Industry | Boiler Gas wCCS - HT Heat for Industry | [GW] | 30 | 30 | 30 | 30 | 30 | 30 | 30 | 1 | 5 | 5 | 5 | 5 | 5 | 5 | 5 | 0 | 0 | 0 | 0 | 0 | 0 | 0 | 0.05 | 0 | 20 | 20 | 31.536 | Operation | Flat | [13 empty] | none | [14 empty] | 2022: 0; 2022: 0; 2025: 1; 2030: 2; 2035: 5; 2040: 10; 2045: 10; 2050: 10 | [83] | 100 | 100 | 100 | 100 | 100 | 100 | 100
HTI01_03 | Industrie | Conversion | Industry | Heat | Heat HT Industry | Hybrid Boiler Gas - HT Heat for Industry | [GW] | 180 | 180 | 180 | 180 | 180 | 180 | 180 | 1 | 15 | 15 | 15 | 15 | 15 | 15 | 15 | 0 | 0 | 0 | 0 | 0 | 0 | 0 | 0.05 | 0 | 20 | 20 | 31.536 | Operation | Flat | [13 empty] | none | [14 empty] | 2022: 0; 2022: 0; 2025: 1; 2030: 2; 2035: 5; 2040: 10; 2045: 10; 2050: 10 | [83] | 100 | 100 | 100 | 100 | 100 | 100 | 100
HTI01_04 | Industrie | Conversion | Industry | Heat | Heat HT Industry | Hybrid Boiler Gas wCCS - HT Heat for Industry | [GW] | 220 | 220 | 220 | 220 | 220 | 220 | 220 | 1 | 25 | 25 | 25 | 25 | 25 | 25 | 25 | 0 | 0 | 0 | 0 | 0 | 0 | 0 | 0.05 | 0 | 20 | 20 | 31.536 | Operation | Flat | [13 empty] | none | [14 empty] | 2022: 0; 2022: 0; 2025: 1; 2030: 2; 2035: 5; 2040: 10; 2045: 10; 2050: 10 | [83] | 100 | 100 | 100 | 100 | 100 | 100 | 100
HTI01_05 | Industrie | Conversion | Industry | Heat | Heat HT Industry | Boiler Coal - HT Heat for Industry | [GW] | 30 | 30 | 30 | 30 | 30 | 30 | 30 | 1 | 1 | 1 | 1 | 1 | 1 | 1 | 1 | 0 | 0 | 0 | 0 | 0 | 0 | 0 | 0.05 | 0 | 20 | 20 | 31.536 | Operation | Flat | [13 empty] | none | [14 empty] | 2022: 0; 2022: 0 | [83] | 0 | 0 | 0 | 0 | 0 | 0 | 0
HTI01_06 | Industrie | Conversion | Industry | Heat | Heat HT Industry | Boiler Coal wCCS - HT Heat for Industry | [GW] | 40 | 40 | 40 | 40 | 40 | 40 | 40 | 1 | 5 | 5 | 5 | 5 | 5 | 5 | 5 | 0 | 0 | 0 | 0 | 0 | 0 | 0 | 0.05 | 0 | 20 | 20 | 31.536 | Operation | Flat | [13 empty] | none | [14 empty] | 2022: 0; 2022: 0 | [83] | 100 | 100 | 100 | 100 | 100 | 100 | 100
HTI01_07 | Industrie | Conversion | Industry | Heat | Heat HT Industry | Boiler Biomass - HT Heat for Industry | [GW] | 400 | 400 | 400 | 400 | 400 | 400 | 400 | 1 | 5 | 5 | 5 | 5 | 5 | 5 | 5 | 0 | 0 | 0 | 0 | 0 | 0 | 0 | 0.05 | 0 | 20 | 20 | 31.536 | Operation | Flat | [13 empty] | none | [14 empty] | 2022: 0.5; 2025: 0.1; 2030: 0.1; 2035: 0.15; 2040: 0.15; 2022: 0; 2022: 0.5; 2025: 1; 2030: 2; 2035: 5; 2040: 10; 2045: 10; 2050: 10 | [83] | 100 | 100 | 100 | 100 | 100 | 100 | 100
HTI01_08 | Industrie | Conversion | Industry | Heat | Heat HT Industry | Boiler Biomass wCCS - HT Heat for Industry | [GW] | 500 | 500 | 500 | 500 | 500 | 500 | 500 | 1 | 15 | 15 | 15 | 15 | 15 | 15 | 15 | 0 | 0 | 0 | 0 | 0 | 0 | 0 | 0.05 | 0 | 20 | 20 | 31.536 | Operation | Flat | [13 empty] | none | [14 empty] | 2022: 0; 2022: 0; 2025: 0.5; 2030: 0.75; 2035: 1; 2040: 1.25; 2045: 1.5; 2050: 3 | [83] | 100 | 100 | 100 | 100 | 100 | 100 | 100
HTI01_09 | Industrie | Conversion | Industry | Heat | Heat HT Industry | CHP Gas - HT Heat for Industry | [GW] | 450 | 450 | 450 | 450 | 450 | 450 | 450 | 1 | 30 | 30 | 30 | 30 | 30 | 30 | 30 | 0 | 0 | 0 | 0 | 0 | 0 | 0 | 0.05 | 0 | 20 | 20 | 31.536 | CHP flexible | Flat |  | Heat HT Industry | Natural Gas HD | 0.95 | 1 hour [h] | 0.2 | 0.15 | [6 empty] | none | [14 empty] | 2022: 2.2; 2025: 0.55; 2030: 0.55; 2035: 0.55; 2040: 0.55; 2022: 0; 2022: 2.2; 2025: 5; 2030: 5; 2035: 5; 2040: 10; 2045: 10; 2050: 10 | [83] | 100 | 100 | 100 | 100 | 100 | 100 | 100
HTI01_10 | Industrie | Conversion | Industry | Heat | Heat HT Industry | CHP Gas wCCS - HT Heat for Industry | [GW] | 550 | 550 | 550 | 550 | 550 | 550 | 550 | 1 | 50 | 50 | 50 | 50 | 50 | 50 | 50 | 0 | 0 | 0 | 0 | 0 | 0 | 0 | 0.05 | 0 | 20 | 20 | 31.536 | CHP flexible | Flat |  | Heat HT Industry | Natural Gas HD | 0.95 | 1 hour [h] | 0.2 | 0.15 | [6 empty] | none | [14 empty] | 2022: 0; 2022: 0; 2025: 1; 2030: 2; 2035: 5; 2040: 10; 2045: 10; 2050: 10 | [83] | 100 | 100 | 100 | 100 | 100 | 100 | 100
HTI01_11 | Industrie | Conversion | Industry | Heat | Heat HT Industry | CHP Coal - HT Heat for Industry | [GW] | 500 | 500 | 500 | 500 | 500 | 500 | 500 | 1 | 30 | 30 | 30 | 30 | 30 | 30 | 30 | 0 | 0 | 0 | 0 | 0 | 0 | 0 | 0.05 | 0 | 20 | 20 | 31.536 | CHP flexible | Flat |  | Heat HT Industry | Coal | 0.95 | 1 hour [h] | 0.2 | 0.15 | [6 empty] | none | [14 empty] | 2022: 0.1; 2025: 0.04; 2030: 0.03; 2035: 0.03; 2022: 0; 2022: 0.1; 2025: 0.1; 2030: 0.1 | [83] | 100 | 100 | 100 | 100 | 100 | 100 | 100
HTI01_12 | Industrie | Conversion | Industry | Heat | Heat HT Industry | CHP Coal wCCS - HT Heat for Industry | [GW] | 600 | 600 | 600 | 600 | 600 | 600 | 600 | 1 | 50 | 50 | 50 | 50 | 50 | 50 | 50 | 0 | 0 | 0 | 0 | 0 | 0 | 0 | 0.05 | 0 | 20 | 20 | 31.536 | CHP flexible | Flat |  | Heat HT Industry | Natural Gas HD | 0.95 | 1 hour [h] | 0.2 | 0.15 | [6 empty] | none | [14 empty] | 2022: 0; 2022: 0; 2025: 0.1; 2030: 0.1 | [83] | 100 | 100 | 100 | 100 | 100 | 100 | 100
HTI01_13 | Industrie | Conversion | Industry | Heat | Heat HT Industry | CHP BFG - LT Heat for Industry | [GW] | 700 | 700 | 700 | 700 | 700 | 700 | 700 | 1 | 40 | 40 | 40 | 40 | 40 | 40 | 40 | 0 | 0 | 0 | 0 | 0 | 0 | 0 | 0.05 | 0 | 20 | 20 | 31.536 | CHP flexible | Flat |  | Heat HT Industry | Blast Furnace Gas | 0.95 | 1 hour [h] | 0.2 | 0.15 | [6 empty] | none | [14 empty] | 2022: 0.15; 2040: 0.15; 2022: 0; 2022: 0.15; 2025: 0.15; 2030: 0.15; 2035: 0.15; 2040: 0.15; 2045: 0.15; 2050: 0.15 | [83] | 15 | 15 | 15 | 15 | 15 | 15 | 15
HTI01_14 | Industrie | Conversion | Industry | Heat | Heat HT Industry | CHP Biomass - HT Heat for Industry | [GW] | 1200 | 1200 | 1200 | 1200 | 1200 | 1200 | 1200 | 1 | 60 | 60 | 60 | 60 | 60 | 60 | 60 | 0 | 0 | 0 | 0 | 0 | 0 | 0 | 0.05 | 0 | 20 | 20 | 31.536 | CHP flexible | Flat |  | Heat HT Industry | Biomass | 0.95 | 1 hour [h] | 0.2 | 0.15 | [6 empty] | none | [14 empty] | 2022: 0.6; 2025: 0.15; 2030: 0.15; 2035: 0.15; 2040: 0.15; 2022: 0; 2022: 0.6; 2025: 1; 2030: 2; 2035: 5; 2040: 10; 2045: 10; 2050: 10 | [83] | 100 | 100 | 100 | 100 | 100 | 100 | 100
HTI01_15 | Industrie | Conversion | Industry | Heat | Heat HT Industry | CHP Biomass wCCS - HT Heat for Industry | [GW] | 1400 | 1400 | 1400 | 1400 | 1400 | 1400 | 1400 | 1 | 75 | 75 | 75 | 75 | 75 | 75 | 75 | 0 | 0 | 0 | 0 | 0 | 0 | 0 | 0.05 | 0 | 20 | 20 | 31.536 | CHP flexible | Flat |  | Heat HT Industry | Biomass | 0.95 | 1 hour [h] | 0.2 | 0.15 | [6 empty] | none | [14 empty] | 2022: 0; 2022: 0; 2025: 1; 2030: 2; 2035: 5; 2040: 10; 2045: 10; 2050: 10 | [83] | 100 | 100 | 100 | 100 | 100 | 100 | 100
HTI01_16 | Industrie | Conversion | Industry | Heat | Heat HT Industry | Direct Heating Electricity - HT Heat for Industry | [GW] | 170 | 170 | 170 | 170 | 170 | 170 | 170 | 1 | 5 | 5 | 5 | 5 | 5 | 5 | 5 | 0 | 0 | 0 | 0 | 0 | 0 | 0 | 0.05 | 0 | 20 | 20 | 31.536 | Operation | Flat | [13 empty] | none | [14 empty] | 2022: 0; 2022: 0; 2025: 0.5; 2030: 0.75; 2035: 1; 2040: 1.25; 2045: 1.5; 2050: 3 | [83] | 150 | 150 | 150 | 150 | 150 | 150 | 150
HTI01_17 | Industrie | Conversion | Industry | Heat | Heat HT Industry | Boiler H2 - HT Heat for Industry | [GW] | 100 | 100 | 100 | 100 | 100 | 100 | 100 | 1 | 3 | 3 | 3 | 3 | 3 | 3 | 3 | 0 | 0 | 0 | 0 | 0 | 0 | 0 | 0.05 | 0 | 20 | 20 | 31.536 | Operation | Flat | [13 empty] | none | [14 empty] | 2022: 0; 2022: 0; 2025: 1; 2030: 2; 2035: 5; 2040: 10; 2045: 10; 2050: 10 | [83] | 100 | 100 | 100 | 100 | 100 | 100 | 100
HTI01_18 | Industrie | Conversion | Industry | Heat | Heat HT Industry | Nuclear SMR Heat - HT Heat for Industry | [GW] | 9867 | 8745.75 | 7097 | 6848.75 | 6600.5 | 6352.25 | 6104 | 0.9 | 100.4 | 100.4 | 100.4 | 100.4 | 100.4 | 100.4 | 100.4 | 4.94 | 4.94 | 4.94 | 4.94 | 4.94 | 4.94 | 4.94 | 0.05 | 0 | 60 | 60 | 28.4 | Hourly dispatch | Flat | [13 empty] | none | [14 empty] | 2022: 0; 2022: 0; 2025: 0; 2030: 0 | [83] | 100 | 100 | 100 | 100 | 100 | 100 | 100
HTI01_19 | Industrie | Conversion | Industry | Heat | Heat HT Industry | CHP Nuclear SMR - HT Heat for Industry | [GW] | 9867 | 8745.75 | 7097 | 6848.75 | 6600.5 | 6352.25 | 6104 | 0.9 | 100.4 | 100.4 | 100.4 | 100.4 | 100.4 | 100.4 | 100.4 | 4.94 | 4.94 | 4.94 | 4.94 | 4.94 | 4.94 | 4.94 | 0.05 | 0 | 60 | 60 | 28.4 | CHP flexible | Flat |  | Heat HT Industry | Uranium | 1 | 1 day [d] | 0.2 | 0.5 | [6 empty] | none | [14 empty] | 2022: 0; 2022: 0; 2022: 0; 2025: 0; 2030: 0; 2035: 0 | [83] | 100 | 100 | 100 | 100 | 100 | 100 | 100
LTI01_01 | Industrie | Conversion | Industry | Heat | Heat LT Industry | Dummy HT tech into LT - LT Heat for Industry | [GW] | 0 | 0 | 0 | 0 | 0 | 0 | 0 | 1 | 0 | 0 | 0 | 0 | 0 | 0 | 0 | 0 | 0 | 0 | 0 | 0 | 0 | 0 | 0.05 |  | 1 | 1 | 31.536 | Operation | Flat | [13 empty] | none | [14 empty] | 2022: 5; 2022: 10; 2025: 10; 2030: 10; 2035: 0.5; 2040: 0.5; 2045: 0.5; 2050: 0.5 | [83] | 500 | 500 | 500 | 500 | 500 | 500 | 500
LTI01_02 | Industrie | Conversion | Industry | Heat | Heat LT Industry | Heat Pump Gas - LT Heat for Industry | [GW] | 550 | 550 | 550 | 550 | 550 | 550 | 550 | 1 | 8 | 8 | 8 | 8 | 8 | 8 | 8 | 0 | 0 | 0 | 0 | 0 | 0 | 0 | 0.05 | 0 | 20 | 20 | 31.536 | Operation | Flat | [13 empty] | none | [14 empty] | 2022: 0; 2022: 0; 2025: 1; 2030: 2; 2035: 5; 2040: 10; 2045: 10; 2050: 10 | [83] | 150 | 150 | 150 | 150 | 150 | 150 | 150
LTI01_03 | Industrie | Conversion | Industry | Heat | Heat LT Industry | Heat Pump Electricity - LT Heat for Industry | [GW] | 1200 | 1100 | 1000 | 950 | 900 | 850 | 800 | 1 | 15 | 15 | 15 | 15 | 15 | 15 | 15 | 0 | 0 | 0 | 0 | 0 | 0 | 0 | 0.05 | 0 | 20 | 20 | 31.536 | Operation | Flat | [13 empty] | none | [14 empty] | 2022: 0; 2022: 0; 2025: 1; 2030: 2; 2035: 5; 2040: 10; 2045: 10; 2050: 10 | [83] | 150 | 150 | 150 | 150 | 150 | 150 | 150
LTI01_04 | Industrie | Conversion | Industry | Heat | Heat LT Industry | Geothermal HP - LT Heat for Industry | [GW] | 900 | 900 | 900 | 900 | 900 | 900 | 900 | 1 | 20 | 20 | 20 | 20 | 20 | 20 | 20 | 0 | 0 | 0 | 0 | 0 | 0 | 0 | 0.05 | 0 | 20 | 20 | 31.536 | Operation | Flat | [13 empty] | none | [14 empty] | 2022: 0; 2022: 0; 2025: 1; 2030: 2; 2035: 5; 2040: 10; 2045: 10; 2050: 10 | [83] | 150 | 150 | 150 | 150 | 150 | 150 | 150
LTI01_05 | Industrie | Conversion | Industry | Heat | Heat LT Industry | Co-Digestion Biomass - LT Heat for Industry | [GW] | 700 | 700 | 700 | 700 | 700 | 700 | 700 | 1 | 40 | 40 | 40 | 40 | 40 | 40 | 40 | 10 | 10 | 10 | 10 | 10 | 10 | 10 | 0.05 | 0 | 20 | 20 | 31.536 | Operation | Flat | [13 empty] | none | [14 empty] | 2022: 0; 2022: 0; 2025: 1; 2030: 2; 2035: 5; 2040: 10; 2045: 10; 2050: 10 | [83] | 150 | 150 | 150 | 150 | 150 | 150 | 150
FHI01_01 | Industrie | Conversion | Industry | Heat | Furnace Heat Industry | Natural Gas Furnace - FH Industry | [PJ/y] | 20 | 20 | 20 | 20 | 20 | 20 | 20 | 1 | 0.6 | 0.6 | 0.6 | 0.6 | 0.6 | 0.6 | 0.6 | 0 | 0 | 0 | 0 | 0 | 0 | 0 | 0.05 | 0 | 20 | 20 | 1 | Operation | Flat | [13 empty] | none | [14 empty] | 2022: 10; 2025: 5; 2030: 5; 2022: 0; 2022: 30; 2025: 30; 2030: 30; 2035: 30; 2040: 30; 2045: 30; 2050: 30
FHI01_02 | Industrie | Conversion | Industry | Heat | Furnace Heat Industry | Natural Gas Furnace wCCUS - FH Industry | [PJ/y] | 25 | 25 | 25 | 25 | 25 | 25 | 25 | 1 | 0.66 | 0.66 | 0.66 | 0.66 | 0.66 | 0.66 | 0.66 | 0 | 0 | 0 | 0 | 0 | 0 | 0 | 0.05 | 0 | 20 | 20 | 1 | Operation | Flat | [13 empty] | none | [14 empty] | 2022: 0; 2022: 0; 2025: 15; 2030: 30; 2035: 30; 2040: 30; 2045: 30; 2050: 30
FHI01_03 | Industrie | Conversion | Industry | Heat | Furnace Heat Industry | Biomass Furnace - FH Industry | [PJ/y] | 100 | 100 | 100 | 100 | 100 | 100 | 100 | 1 | 3 | 3 | 3 | 3 | 3 | 3 | 3 | 0 | 0 | 0 | 0 | 0 | 0 | 0 | 0.05 | 0 | 20 | 20 | 1 | Operation | Flat | [13 empty] | none | [14 empty] | 2022: 0; 2022: 0; 2025: 15; 2030: 30; 2035: 30; 2040: 30; 2045: 30; 2050: 30
FHI01_04 | Industrie | Conversion | Industry | Heat | Furnace Heat Industry | Biomass Furnace wCCUS - FH Industry | [PJ/y] | 120 | 120 | 120 | 120 | 120 | 120 | 120 | 1 | 4 | 4 | 4 | 4 | 4 | 4 | 4 | 0 | 0 | 0 | 0 | 0 | 0 | 0 | 0.05 | 0 | 20 | 20 | 1 | Operation | Flat | [13 empty] | none | [14 empty] | 2022: 0; 2022: 0; 2025: 15; 2030: 30; 2035: 30; 2040: 30; 2045: 30; 2050: 30
FHI01_05 | Industrie | Conversion | Industry | Heat | Furnace Heat Industry | Hydrogen Furnace - FH Industry | [PJ/y] | 50 | 47 | 44 | 41 | 38 | 35 | 32 | 1 | 0.66 | 0.66 | 0.66 | 0.66 | 0.66 | 0.66 | 0.66 | 0 | 0 | 0 | 0 | 0 | 0 | 0 | 0.05 | 0 | 20 | 20 | 1 | Operation | Flat | [13 empty] | none | [14 empty] | 2022: 0; 2022: 0; 2022: 15; 2025: 15; 2030: 30; 2035: 30; 2040: 30; 2045: 30; 2050: 30
FHI01_06 | Industrie | Conversion | Industry | Heat | Furnace Heat Industry | Electric Furnace - FH Industry | [PJ/y] | 35 | 35 | 35 | 35 | 35 | 35 | 35 | 1 | 1.05 | 1.05 | 1.05 | 1.05 | 1.05 | 1.05 | 1.05 | 0 | 0 | 0 | 0 | 0 | 0 | 0 | 0.05 | 0 | 20 | 20 | 1 | Operation | Flat | [13 empty] | none | [14 empty] | 2022: 0; 2022: 0; 2025: 15; 2030: 30; 2035: 30; 2040: 30; 2045: 30; 2050: 30
RFP01_01 | Industrie | Primary | Fossil | Fossil Secondary | LPG | Imported LPG - Refineries | [PJ/y] | 0 | 0 | 0 | 0 | 0 | 0 | 0 | 0 | 0 | 0 | 0 | 0 | 0 | 0 | 0 | 17.537 | 17.537 | 17.537 | 18.746 | 19.955 | 19.955 | 19.955 | 0.05 | 0 | 1 | 1 | 1 | Operation | Flat | [13 empty] | none | [14 empty] | 2022: 0; 2022: 300; 2025: 300; 2030: 300; 2035: 300; 2040: 300; 2045: 300; 2050: 300 | [2] | 300 | 300 | 300 | 300 | 300 | 300 | 300
RFP02_01 | Industrie | Primary | Fossil | Fossil Secondary | Naphtha | Imported Naphtha - Refineries | [PJ/y] | 0 | 0 | 0 | 0 | 0 | 0 | 0 |  | 0 | 0 | 0 | 0 | 0 | 0 | 0 | 25.3 | 25.3 | 25.3 | 25.3 | 25.3 | 25.3 | 25.3 | 0.05 | 0 | 1 | 1 | 1 | Operation | Flat | [13 empty] | none | [14 empty] | 2022: 0; 2022: 779; 2025: 779; 2030: 100; 2035: 100; 2040: 100; 2045: 100; 2050: 100 | [2] | 2000 | 2000 | 2000 | 2000 | 2000 | 2000 | 2000
RFP03_01 | Industrie | Conversion | Refineries | Fossil Based | Road Fuel | Deep cracking refinery - Refineries | [PJ/y] | 33 | 33 | 33 | 33 | 33 | 33 | 33 | 1 | 0.8 | 0.8 | 0.8 | 0.8 | 0.8 | 0.8 | 0.8 | 0 | 0 | 0 | 0 | 0 | 0 | 0 | 0.05 | 0 | 30 | 30 | 1 | Operation | Flat | [13 empty] | none | [14 empty] | 2022: 450; 2025: 90; 2022: 0; 2022: 450; 2025: 450 | [2] | 2000 | 2000 | 2000 | 2000 | 2000 | 2000 | 2000
RFP03_02 | Industrie | Conversion | Refineries | Fossil Based | Road Fuel | Deep cracking refinery wCCS - Refineries | [PJ/y] | 35 | 35 | 35 | 35 | 35 | 35 | 35 | 1 | 0.95 | 0.95 | 0.95 | 0.95 | 0.95 | 0.95 | 0.95 | 0 | 0 | 0 | 0 | 0 | 0 | 0 | 0.05 | 0 | 30 | 30 | 1 | Operation | Flat | [13 empty] | none | [14 empty] | 2022: 0; 2022: 0; 2022: 0; 2030: 450; 2035: 500; 2040: 500; 2045: 500; 2050: 500 | [2] | 2000 | 2000 | 2000 | 2000 | 2000 | 2000 | 2000
RFP03_03 | Industrie | Conversion | Refineries | Fossil Based | Road Fuel | Basic cracking refinery - Refineries | [PJ/y] | 33 | 33 | 33 | 33 | 33 | 33 | 33 | 1 | 0.75 | 0.75 | 0.75 | 0.75 | 0.75 | 0.75 | 0.75 | 0 | 0 | 0 | 0 | 0 | 0 | 0 | 0.05 | 0 | 30 | 30 | 1 | Operation | Flat | [13 empty] | none | [14 empty] | 2022: 550; 2025: 110; 2022: 0; 2022: 550; 2025: 550 | [2] | 2000 | 2000 | 2000 | 2000 | 2000 | 2000 | 2000
RFP03_04 | Industrie | Conversion | Refineries | Fossil Based | Road Fuel | Basic cracking refinery wCCS - Refineries | [PJ/y] | 35 | 35 | 35 | 35 | 35 | 35 | 35 | 1 | 0.9 | 0.9 | 0.9 | 0.9 | 0.9 | 0.9 | 0.9 | 0 | 0 | 0 | 0 | 0 | 0 | 0 | 0.05 | 0 | 30 | 30 | 1 | Operation | Flat | [13 empty] | none | [14 empty] | 2022: 0; 2022: 0; 2030: 550; 2035: 550; 2040: 550; 2045: 550; 2050: 550 | [2] | 2000 | 2000 | 2000 | 2000 | 2000 | 2000 | 2000
RFP03_05 | Industrie | Conversion | Refineries | Fossil Based | Road Fuel | Koch refinery - Refineries | [PJ/y] | 55 | 55 | 55 | 55 | 55 | 55 | 55 | 1 | 1.5 | 1.5 | 1.5 | 1.5 | 1.5 | 1.5 | 1.5 | 0 | 0 | 0 | 0 | 0 | 0 | 0 | 0.05 | 0 | 30 | 30 | 1 | Operation | Flat | [13 empty] | none | [14 empty] | 2022: 20; 2025: 5; 2022: 0; 2022: 20; 2025: 20 | [2] | 2000 | 2000 | 2000 | 2000 | 2000 | 2000 | 2000
RFP03_06 | Industrie | Conversion | Refineries | Fossil Based | Road Fuel | Koch refinery wCCS - Refineries | [PJ/y] | 60 | 60 | 60 | 60 | 60 | 60 | 60 | 1 | 1.8 | 1.8 | 1.8 | 1.8 | 1.8 | 1.8 | 1.8 | 0 | 0 | 0 | 0 | 0 | 0 | 0 | 0.05 | 0 | 30 | 30 | 1 | Operation | Flat | [13 empty] | none | [14 empty] | 2022: 0; 2022: 0; 2022: 0; 2030: 20; 2035: 20; 2040: 20; 2045: 20; 2050: 20 | [2] | 2000 | 2000 | 2000 | 2000 | 2000 | 2000 | 2000
RFP03_13 | Industrie | Primary | Fossil | Fossil Secondary | Road Fuel | Imported Road Fuel - Refineries | [PJ/y] | 0 | 0 | 0 | 0 | 0 | 0 | 0 |  | 0 | 0 | 0 | 0 | 0 | 0 | 0 | 18.886 | 18.886 | 18.886 | 20.188 | 21.49 | 21.49 | 21.49 | 0.05 | 0 | 1 | 1 | 1 | Operation | Flat | [13 empty] | none | [14 empty] | 2022: 0; 2022: 2300; 2025: 2300; 2030: 2300; 2035: 2300; 2040: 2300; 2045: 2300; 2050: 2300 | [2] | 2300 | 2300 | 2300 | 2300 | 2300 | 2300 | 2300
RFP04_01 | Industrie | Primary | Fossil | Fossil Secondary | Kerosene | Imported Kerosene - Refineries | [PJ/y] | 0 | 0 | 0 | 0 | 0 | 0 | 0 |  | 0 | 0 | 0 | 0 | 0 | 0 | 0 | 16.8625 | 16.8625 | 16.8625 | 18.025 | 19.1875 | 19.1875 | 19.1875 | 0.05 | 0 | 1 | 1 | 1 | Operation | Flat | [13 empty] | none | [14 empty] | 2022: 0; 2022: 1000; 2025: 1000; 2030: 1000; 2035: 1000; 2040: 1000; 2045: 1000; 2050: 1000 | [2] | 1000 | 1000 | 1000 | 1000 | 1000 | 1000 | 1000
RFP05_01 | Industrie | Primary | Fossil | Fossil Secondary | Fuel Oil | Imported Fuel Oil - Refineries | [PJ/y] | 0 | 0 | 0 | 0 | 0 | 0 | 0 |  | 0 | 0 | 0 | 0 | 0 | 0 | 0 | 13.49 | 13.49 | 13.49 | 14.42 | 15.35 | 15.35 | 15.35 | 0.05 | 0 | 1 | 1 | 1 | Operation | Flat | [13 empty] | none | [14 empty] | 2022: 0; 2022: 2000; 2025: 2000; 2030: 2000; 2035: 2000; 2040: 2000; 2045: 2000; 2050: 2000 | [2] | 2000 | 2000 | 2000 | 2000 | 2000 | 2000 | 2000
RFP06_01 | Industrie | Primary | Fossil | Fossil Secondary | Other Oil Products | Imported Other Oil Products - Refineries | [PJ/y] | 0 | 0 | 0 | 0 | 0 | 0 | 0 |  | 0 | 0 | 0 | 0 | 0 | 0 | 0 | 13.49 | 13.49 | 13.49 | 14.42 | 15.35 | 15.35 | 15.35 | 0.05 | 0 | 1 | 1 | 1 | Operation | Flat | [13 empty] | none | [14 empty] | 2022: 0; 2022: 2000; 2025: 2000; 2030: 2000; 2035: 2000; 2040: 2000; 2045: 2000; 2050: 2000 | [2] | 2000 | 2000 | 2000 | 2000 | 2000 | 2000 | 2000
RFB00_01 | Industrie | Primary | Renewable | Bio Fuels | Bio Naphtha | Imported Bionaphtha - Refineries | [PJ/y] | 0 | 0 | 0 | 0 | 0 | 0 | 0 |  | 0 | 0 | 0 | 0 | 0 | 0 | 0 | 33.2384 | 31.8139 | 29.4397 | 27.0655 | 24.6914 | 22.3172 | 19.943 | 0.05 | 0 | 1 | 1 | 1 | Operation | Flat | [13 empty] | none | [14 empty] | 2022: 0; 2022: 0; 2025: 0; 2030: 0; 2035: 0; 2040: 0; 2045: 0; 2050: 0 | [2] | 200 | 200 | 200 | 200 | 200 | 200 | 200
RFB01_01 | Industrie | Conversion | Refineries | Bio Based | Bio Ethanol | Bioethanol from sugar fermentation - Refineries | [PJ/y] | 32.05 | 32.05 | 32.05 | 32.05 | 32.05 | 32.05 | 32.05 | 0.9 | 3.94 | 3.94 | 3.94 | 3.94 | 3.94 | 3.94 | 3.94 | 39.4875 | 39.4875 | 39.4875 | 63.83 | 88.18 | 112.53 | 136.8823 | 0.05 | 0 | 30 | 30 | 1 | Operation | Flat | [13 empty] | none | [12 empty] | 1 |  | 2022: 2.5; 2040: 2.5; 2022: 2.5; 2022: 2.5; 2025: 50; 2030: 500; 2035: 500; 2040: 500; 2045: 500; 2050: 500 | [2] | 500 | 500 | 500 | 500 | 500 | 500 | 500
RFB01_02 | Industrie | Conversion | Refineries | Bio Based | Bio Ethanol | Bioethanol from starch fermentation - Refineries | [PJ/y] | 43.33 | 43.33 | 43.33 | 43.33 | 43.33 | 43.33 | 43.33 | 0.9 | 4.49 | 4.49 | 4.49 | 4.49 | 4.49 | 4.49 | 4.49 | 17.627 | 23.3359 | 29.0474 | 29.0469 | 29.0469 | 29.0469 | 29.0474 | 0.05 | 0 | 30 | 30 | 1 | Operation | Flat | [13 empty] | none | [14 empty] | 2022: 0; 2022: 0; 2022: 0; 2025: 50; 2030: 500; 2035: 500; 2040: 500; 2045: 500; 2050: 500 | [2] | 500 | 500 | 500 | 500 | 500 | 500 | 500
RFB01_03 | Industrie | Conversion | Refineries | Bio Based | Bio Ethanol | Bioethanol from cellulosic biomass trough hydrolisis and fermentation - Refineries | [PJ/y] | 76.65 | 70.9 | 65.15 | 63.49 | 61.83 | 60.54 | 59.24 | 0.9 | 11.19 | 11.19 | 11.19 | 11.19 | 11.19 | 11.19 | 11.19 | 38.9119 | 38.9119 | 38.9119 | 42.37 | 45.82 | 49.27 | 52.7267 | 0.05 | 0 | 30 | 30 | 1 | Operation | Flat | [13 empty] | none | [12 empty] | 1 |  | 2022: 5; 2040: 5; 2022: 5; 2022: 5; 2025: 50; 2030: 1000; 2035: 1000; 2040: 1000; 2045: 1000; 2050: 1000 | [2] | 500 | 500 | 500 | 500 | 500 | 500 | 500
RFB01_04 | Industrie | Primary | Renewable | Bio Fuels | Bio Ethanol | Imported Bioethanol - Refineries | [PJ/y] | 0 | 0 | 0 | 0 | 0 | 0 | 0 |  | 0 | 0 | 0 | 0 | 0 | 0 | 0 | 41.7782 | 38.04 | 34.3 | 34.3 | 34.3 | 34.3 | 34.3 | 0.05 | 0 | 1 | 1 | 1 | Operation | Flat | [13 empty] | none | [14 empty] | 2022: 0; 2022: 0; 2025: 0; 2030: 0; 2035: 0; 2040: 0; 2045: 0; 2050: 0 | [2] | 200 | 200 | 200 | 200 | 200 | 200 | 200
RFB02_01 | Industrie | Conversion | Refineries | Bio Based | Bio Diesel | Biodiesel from FAME - Refineries | [PJ/y] | 63 | 63 | 63 | 63 | 63 | 63 | 63 | 0.9 | 1.45 | 1.45 | 1.45 | 1.45 | 1.45 | 1.45 | 1.45 | 0 | 0 | 0 | 0 | 0 | 0 | 0 | 0.05 | 0 | 30 | 30 | 1 | Operation | Flat | [13 empty] | none | [14 empty] | 2022: 0; 2022: 0; 2022: 0; 2025: 50; 2030: 1000; 2035: 1000; 2040: 1000; 2045: 1000; 2050: 1000 | [2] | 500 | 500 | 500 | 500 | 500 | 500 | 500
RFB02_02 | Industrie | Conversion | Refineries | Bio Based | Bio Diesel | Biodiesel oriented hydro pyrolisis - Refineries | [PJ/y] | 70 | 68 | 65 | 62.5 | 60 | 55 | 50 | 0.9 | 3 | 3 | 3 | 3 | 2.5 | 2.5 | 2.5 | 0 | 0 | 0 | 0 | 0 | 0 | 0 | 0.05 | 0 | 30 | 30 | 1 | Operation | Flat | [13 empty] | none | [14 empty] | 2022: 0; 2022: 0; 2025: 50; 2030: 1000; 2035: 1000; 2040: 1000; 2045: 1000; 2050: 1000 | [65]
RFB02_03 | Industrie | Primary | Renewable | Bio Fuels | Bio Diesel | Imported Biodiesel - Refineries | [PJ/y] | 0 | 0 | 0 | 0 | 0 | 0 | 0 |  | 0 | 0 | 0 | 0 | 0 | 0 | 0 | 63.0503 | 60.3481 | 55.8446 | 51.341 | 46.8374 | 42.3338 | 37.8302 | 0.05 | 0 | 1 | 1 | 1 | Operation | Flat | [13 empty] | none | [14 empty] | 2022: 0; 2022: 0; 2025: 0; 2030: 0; 2035: 0; 2040: 0; 2045: 0; 2050: 0 | [2] | 200 | 200 | 200 | 200 | 200 | 200 | 200
RFB03_01 | Industrie | Conversion | Refineries | Bio Based | Bio Kerosene | Biokerosene oriented hydro pyrolisis - Refineries | [PJ/y] | 70 | 68 | 65 | 62.5 | 60 | 55 | 50 | 0.9 | 3 | 3 | 3 | 3 | 2.5 | 2.5 | 2.5 | 0 | 0 | 0 | 0 | 0 | 0 | 0 | 0.05 | 0 | 30 | 30 | 1 | Operation | Flat | [13 empty] | none | [14 empty] | 2022: 0; 2022: 0; 2025: 50; 2030: 1000; 2035: 1000; 2040: 1000; 2045: 1000; 2050: 1000 | [65]
RFB03_02 | Industrie | Primary | Renewable | Bio Fuels | Bio Kerosene | Imported Biokerosene - Refineries | [PJ/y] | 0 | 0 | 0 | 0 | 0 | 0 | 0 |  | 0 | 0 | 0 | 0 | 0 | 0 | 0 | 60.7482 | 58.1447 | 53.8055 | 49.4664 | 45.1272 | 40.7881 | 36.4489 | 0.05 | 0 | 1 | 1 | 1 | Operation | Flat | [13 empty] | none | [14 empty] | 2022: 0; 2022: 0; 2025: 0; 2030: 0; 2035: 0; 2040: 0; 2045: 0; 2050: 0 | [2],[7] | 130 | 130 | 130 | 130 | 130 | 130 | 130
RFB03_03 | Industrie | Conversion | Refineries | Bio Based | Bio Kerosene | Biokerosene from HEFA | [PJ/y] | 45 | 42.64 | 38.71 | 34.79 | 30.86 | 26.93 | 23 | 0.9 | 1.8 | 1.71 | 1.55 | 1.39 | 1.23 | 1.08 | 0.92 | [7 empty] | 0.05 |  | 30 | 30 | 1 | Operation | Flat | [13 empty] | none | [14 empty] | 2022: 10.5; 2022: 0; 2022: 10.5; 2025: 50; 2030: 500; 2035: 500; 2040: 1000; 2045: 1000; 2050: 1000 |  | 500 | 500 | 500 | 500 | 500 | 500 | 500
RFS01_01 | Industrie | Conversion | Refineries | Synthetic | Syn Diesel | Syndiesel oriented Fischer Tropsch - Refineries | [PJ/y] | 30.66 | 29.45 | 27.42 | 25.4 | 23.37 | 21.35 | 19.32 | 0.9 | 1.23 | 1.18 | 1.1 | 1.02 | 0.93 | 0.85 | 0.77 | 0 | 0 | 0 | 0 | 0 | 0 | 0 | 0.05 |  | 30 | 30 | 1 | Operation | Flat | [13 empty] | none | [14 empty] | 2022: 0; 2022: 0; 2025: 50; 2030: 1000; 2035: 1000; 2040: 1000; 2045: 1000; 2050: 1000 | [61] | 2000 | 2000 | 2000 | 2000 | 2000 | 2000 | 2000
RFS01_02 | Industrie | Conversion | Refineries | Synthetic | Syn Diesel | Syndiesel oriented methanol to fuels - Refineries | [PJ/y] | 33.06 | 31.75 | 29.57 | 27.38 | 25.2 | 23.01 | 20.83 | 0.9 | 1.32 | 1.27 | 1.18 | 1.1 | 1.01 | 0.92 | 0.83 | [7 empty] | 0.05 |  | 30 | 30 | 1 | Operation | Flat | [13 empty] | none | [14 empty] | 2022: 0; 2022: 0; 2025: 50; 2030: 1000; 2035: 1000; 2040: 1000; 2045: 1000; 2050: 1000 | [64], [96]
RFS02_01 | Industrie | Conversion | Refineries | Synthetic | Syn Kerosene | Synkerosene oriented Fischer Tropsch - Refineries | [PJ/y] | 30.66 | 29.45 | 27.42 | 25.4 | 23.37 | 21.35 | 19.32 | 0.9 | 1.23 | 1.18 | 1.1 | 1.02 | 0.93 | 0.85 | 0.77 | 0 | 0 | 0 | 0 | 0 | 0 | 0 | 0.05 |  | 30 | 30 | 1 | Operation | Flat | [13 empty] | none | [14 empty] | 2022: 0; 2022: 0; 2025: 50; 2030: 1000; 2035: 1000; 2040: 1000; 2045: 1000; 2050: 1000 | [61]
RFS02_02 | Industrie | Conversion | Refineries | Synthetic | Syn Kerosene | Synkerosene oriented methanol to fuels - Refineries | [PJ/y] | 33.06 | 31.75 | 29.57 | 27.38 | 25.2 | 23.01 | 20.83 | 0.9 | 1.32 | 1.27 | 1.18 | 1.1 | 1.01 | 0.92 | 0.83 | [7 empty] | 0.05 |  | 30 | 30 | 1 | Operation | Flat | [13 empty] | none | [14 empty] | 2022: 0; 2022: 0; 2025: 50; 2030: 1000; 2035: 1000; 2040: 1000; 2045: 1000; 2050: 1000 | [64], [96]
RFS02_03 | Industrie | Conversion | Refineries | Synthetic | E-Kerosene | E-Kerosene oriented Fischer Tropsch incl. RWGS | [PJ/y] | 39.09 | 37.54 | 34.96 | 32.38 | 29.79 | 27.21 | 24.63 | 0.9 | 1.56 | 1.5 | 1.4 | 1.3 | 1.19 | 1.09 | 0.99 | 0 | 0 | 0 | 0 | 0 | 0 | 0 | 0.05 |  | 30 | 30 | 1 | Operation | Flat | [13 empty] | none | [14 empty] | 2022: 0; 2022: 0; 2025: 50; 2030: 1000; 2035: 1000; 2040: 1000; 2045: 1000; 2050: 1000 | [61]
RFS02_04 | Industrie | Conversion | Refineries | Synthetic | E-Kerosene | E-Kerosene oriented methanol to fuels incl. methanol production | [PJ/y] | 52.76 | 50.67 | 47.18 | 43.7 | 40.21 | 36.73 | 33.24 | 0.9 | 2.11 | 2.03 | 1.89 | 1.75 | 1.61 | 1.47 | 1.33 | [7 empty] | 0.05 |  | 30 | 30 | 1 | Operation | Flat | [13 empty] | none | [14 empty] | 2022: 0; 2022: 0; 2025: 50; 2030: 1000; 2035: 1000; 2040: 1000; 2045: 1000; 2050: 1000 | [64], [96]
RFS03_01 | Industrie | Conversion | Refineries | Bio Based | Syngas | Syngas from biomass gasification - Refineries | [PJ/y] | 45 | 41 | 40 | 36 | 33 | 30 | 28 | 0.9 | 1.35 | 1.23 | 1.2 | 1.08 | 0.99 | 0.9 | 0.84 | 0 | 0 | 0 | 0 | 0 | 0 | 0 | 0.05 |  | 30 | 30 | 1 | Operation | Flat | [13 empty] | none | [14 empty] | 2022: 0; 2022: 0; 2025: 50; 2030: 1000; 2035: 1000; 2040: 1000; 2045: 1000; 2050: 1000 | [66], [99]
RFS03_02 | Industrie | Conversion | Refineries | Synthetic | Syngas | Syngas from CO2 and H2 RWGS - Refineries | [PJ/y] | 5.27 | 5.04 | 4.67 | 4.29 | 3.91 | 3.54 | 3.16 | 0.9 | 0.16 | 0.15 | 0.14 | 0.13 | 0.12 | 0.11 | 0.09 | 0 | 0 | 0 | 0 | 0 | 0 | 0 | 0.05 | 0 | 30 | 30 | 1 | Operation | Flat | [13 empty] | none | [14 empty] | 2022: 0; 2022: 0; 2022: 0; 2025: 50; 2030: 1000; 2035: 1000; 2040: 1000; 2045: 1000; 2050: 1000 | [60] | 1000 | 1000 | 1000 | 1000 | 1000 | 1000 | 1000
RFS03_03 | Industrie | Conversion | Refineries | Synthetic | Syngas | Syngas from SOEC electrolysis - Refineries | [PJ/y] | 8 | 7 | 5 | 4 | 2 | 1.5 | 1 | 0.9 | 0.15 | 0.14 | 0.12 | 0.1 | 0.05 | 0.04 | 0.03 | 0 | 0 | 0 | 0 | 0 | 0 | 0 | 0.05 |  | 30 | 30 | 1 | Shedding | Flat | [7 empty] | 9.7e-05 | 0.2 | 1 hour [h] |  |  |  | none | [14 empty] | 2022: 0; 2022: 0; 2030: 0; 2035: 0; 2040: 0; 2045: 0; 2050: 0 | [63] | 500 | 500 | 500 | 500 | 500 | 500 | 500
RFS03_04 | Industrie | Conversion | Refineries | Fossil Based | Syngas | Syngas from SMR | [PJ/y] | 16.04 | 16.036 | 16.036 | 16.036 | 16.036 | 16.036 | 16.04 | 0.9 | 0.64 | 0.64 | 0.64 | 0.64 | 0.64 | 0.64 | 0.64 | 0 | 0 | 0 | 0 | 0 | 0 | 0 | 0.05 | 0 | 30 | 30 | 1 | Operation | Flat | [13 empty] | none | [14 empty] | 2022: 0; 2022: 0; 2022: 0; 2025: 200; 2030: 200; 2035: 200; 2040: 200; 2045: 1000; 2050: 1000 | [98] | 1000 | 1000 | 1000 | 1000 | 1000 | 1000 | 1000
RFS04_01 | Industrie | Conversion | Refineries | Synthetic | Methanol | Methanol from syngas - Refineries | [PJ/y] | 8.5 | 8.5 | 8.5 | 8.5 | 8.5 | 8.5 | 8.5 | 0.9 | 0.34 | 0.34 | 0.34 | 0.34 | 0.34 | 0.34 | 0.34 | [7 empty] | 0.05 |  | 30 | 30 | 1 | Operation | Flat | [13 empty] | none | [14 empty] | 2022: 8.96; 2022: 0; 2022: 8.96; 2025: 50; 2030: 250; 2035: 500; 2040: 1000; 2045: 1000; 2050: 1000 | [62], [100] | 1000 | 1000 | 1000 | 1000 | 1000 | 1000 | 1000
RFS04_02 | Industrie | Conversion | Refineries | Synthetic | Methanol | Methanol direct synthesis from CO2 and H2 - Refineries | [PJ/y] | 11.59 | 11.14 | 10.39 | 9.64 | 8.88 | 8.13 | 7.38 | 0.9 | 0.46 | 0.45 | 0.42 | 0.39 | 0.36 | 0.33 | 0.3 | 0 | 0 | 0 | 0 | 0 | 0 | 0 | 0.05 | 0 | 30 | 30 | 1 | Operation | Flat | [13 empty] | none | [14 empty] | 2022: 0; 2022: 0; 2022: 0; 2025: 0; 2030: 20; 2035: 50; 2040: 250; 2045: 500; 2050: 1000 | [62] | 500 | 500 | 500 | 500 | 500 | 500 | 500
RFS04_03 | Industrie | Conversion | Refineries | Synthetic | Methanol | E-Methanol direct synthesis from CO2 and H2 - Refineries | [PJ/y] | 11.59 | 11.14 | 10.39 | 9.64 | 8.88 | 8.13 | 7.38 | 0.9 | 0.46 | 0.45 | 0.42 | 0.39 | 0.36 | 0.33 | 0.3 | 0 | 0 | 0 | 0 | 0 | 0 | 0 | 0.05 | 0 | 30 | 30 | 1 | Operation | Flat | [13 empty] | none | [14 empty] | 2022: 0; 2022: 0; 2022: 0; 2025: 0; 2030: 20; 2035: 50; 2040: 250; 2045: 500; 2050: 1000 | [62] | 500 | 500 | 500 | 500 | 500 | 500 | 500
Gas01_01 | Industrie | Conversion | Final Gas | Fossil Based | Natural Gas HD | Gas Extraction - Final Gas | [GWh/d] | 2.95 | 2.95 | 2.95 | 2.95 | 2.95 | 2.95 | 2.95 | 0.9 | 0.29 | 0.29 | 0.29 | 0.29 | 0.29 | 0.29 | 0.29 | 0 | 0 | 0 | 0 | 0 | 0 | 0 | 0.05 | 0 | 25 | 25 | 1.314 | Operation | Flat | [13 empty] | none | [12 empty] | 1 |  | 2022: 940; 2025: 540; 2030: 200; 2035: 200; 2022: 940; 2022: 940; 2025: 400; 2030: 200; 2035: 0; 2040: 0; 2045: 0 | [2] | 400 | 400 | 400 | 400 | 400 | 400 | 400
Gas01_02 | Industrie | Conversion | Final Gas | Synthetic | Natural Gas HD | Methane from Hydrogen - Final Gas | [PJ/y] | 139.96 | 125.96 | 111.97 | 108.09 | 104.2 | 101.23 | 98.26 | 0.9 | 0.77 | 0.68 | 0.59 | 0.59 | 0.59 | 0.59 | 0.59 | 0 | 0 | 0 | 0 | 0 | 0 | 0 | 0.05 | 0 | 20 | 20 | 1 | Operation | Flat | [13 empty] | none | [14 empty] | 2022: 0; 2022: 0; 2022: 100; 2025: 1000; 2030: 1000; 2035: 1000; 2040: 1000; 2045: 1000; 2050: 1000 | [2] | 1000 | 1000 | 1000 | 1000 | 1000 | 1000 | 1000
Gas01_03 | Industrie | Primary | Fossil | Fossil Primary | Natural Gas HD | Imported Natural Gas - Final Gas | [PJ/y] | 0 | 0 | 0 | 0 | 0 | 0 | 0 |  | 0 | 0 | 0 | 0 | 0 | 0 | 0 | 11.27 | 11.27 | 11.27 | 11.27 | 11.27 | 11.52 | 11.76 | 0.05 | 0 | 1 | 1 | 1 | Daily dispatch | Flat | [13 empty] | none | [14 empty] | 2022: 4000; 2022: 0; 2022: 4000; 2025: 4000; 2030: 4000; 2035: 4000; 2040: 4000; 2045: 4000; 2050: 4000 | [2],[50] | 2000 | 2000 | 2000 | 2000 | 2000 | 2000 | 2000
Gas01_04 | Industrie | Conversion | Final Gas | Fossil Based | Natural Gas HD | LNG decompression station - Final Gas | [GWh/d] | 5.9 | 5.9 | 5.9 | 5.9 | 5.9 | 5.9 | 5.9 | 0.9 | 0.57 | 0.57 | 0.57 | 0.57 | 0.57 | 0.57 | 0.57 | 1.01 | 1.01 | 1.01 | 1.01 | 1.01 | 1.01 | 1.01 | 0.05 | 0 | 10 | 10 | 1.314 | Daily dispatch | Flat | [13 empty] | none | [12 empty] | 1 |  | 2022: 390; 2025: 195; 2030: 195; 2022: 390; 2022: 390; 2025: 2000; 2030: 2000; 2035: 2000; 2040: 2000; 2045: 2000; 2050: 2000 | [2] | 2000 | 2000 | 2000 | 2000 | 2000 | 2000 | 2000
Gas02_01 | Industrie | Conversion | Final Gas | Storage | Natural Gas HD | Small scale storage buffer - Final Gas | [GWh/d] | 1.17 | 1.17 | 1.17 | 1.17 | 1.17 | 1.17 | 1.17 | 0.9 | 0.04 | 0.04 | 0.04 | 0.04 | 0.04 | 0.04 | 0.04 | 0 | 0 | 0 | 0 | 0 | 0 | 0 | 0.05 | 0 | 40 | 40 | 1.314 | Gas buffer | Flat | [13 empty] | none | [8 empty] | Natural Gas HD | 0.0027 | 0.0044 | 12 |  |  | 2022: 340; 2025: 56.6667; 2030: 56.6667; 2035: 56.6667; 2040: 56.6667; 2045: 56.6667; 2050: 56.6667; 2022: 0; 2022: 1000; 2025: 1000; 2030: 1000; 2035: 1000; 2040: 1000; 2045: 1000; 2050: 1000 | [2] | 1000 | 1000 | 1000 | 1000 | 1000 | 1000 | 1000
Gas02_02 | Industrie | Conversion | Final Gas | Storage | Natural Gas HD | Large scale storage buffer - Final Gas | [GWh/d] | 1.63 | 1.63 | 1.63 | 1.63 | 1.63 | 1.63 | 1.63 | 0.9 | 0.05 | 0.05 | 0.05 | 0.05 | 0.05 | 0.05 | 0.05 | 0 | 0 | 0 | 0 | 0 | 0 | 0 | 0.05 | 0 | 40 | 40 | 1.314 | Gas buffer | Flat | [13 empty] | none | [8 empty] | Natural Gas HD | 0.003 | 0.004 | 100 |  |  | 2022: 550; 2025: 91.6667; 2030: 91.6667; 2035: 91.6667; 2040: 91.6667; 2045: 91.6667; 2050: 91.6667; 2022: 0; 2022: 2000; 2025: 2000; 2030: 2000; 2035: 2000; 2040: 2000; 2045: 2000; 2050: 2000 | [2] | 2000 | 2000 | 2000 | 2000 | 2000 | 2000 | 2000
Gas03_01 | Elektriciteit | Conversion | Final Gas | Internal Gas Flow | Natural Gas HD | LD to HD compressor - Final Gas | [GW] | 154.33 | 154.33 | 154.33 | 154.33 | 154.33 | 154.33 | 154.33 | 0.9 | 4.63 | 4.63 | 4.63 | 4.63 | 4.63 | 4.63 | 4.63 | 0 | 0 | 0 | 0 | 0 | 0 | 0 | 0.05 | 0 | 10 | 10 | 31.536 | Daily dispatch | Flat | [13 empty] | none | [14 empty] | 2022: 0; 2022: 0; 2022: 3500; 2025: 3500; 2030: 3500; 2035: 3500; 2040: 3500; 2045: 3500; 2050: 3500 | [2] | 3500 | 3500 | 3500 | 3500 | 3500 | 3500 | 3500
Gas04_01 | Industrie | Conversion | Final Gas | Bio Based | Natural Gas LD | Gas from Manure Digestion - Final Gas | [PJ/y] | 234.02 | 216.47 | 198.92 | 193.85 | 188.78 | 184.83 | 180.88 | 0.9 | 19.71 | 19.71 | 19.71 | 19.71 | 19.71 | 19.71 | 19.71 | 0 | 0 | 0 | 0 | 0 | 0 | 0 | 0.05 | 0 | 12 | 12 | 1 | Operation | Flat | [13 empty] | none | [12 empty] | 1 |  | 2022: 14.6; 2030: 14.6; 2022: 14.6; 2022: 14.6; 2025: 1000; 2030: 1000; 2035: 1000; 2040: 1000; 2045: 1000; 2050: 1000 | [2] | 1000 | 1000 | 1000 | 1000 | 1000 | 1000 | 1000
Gas04_02 | Industrie | Conversion | Final Gas | Bio Based | Natural Gas LD | Gas from Manure-Starch Co-Digestion - Final Gas | [PJ/y] | 44.05 | 40.74 | 37.44 | 36.48 | 35.53 | 34.79 | 34.04 | 0.9 | 3.66 | 3.66 | 3.66 | 3.66 | 3.66 | 3.66 | 3.66 | 0 | 0 | 0 | 0 | 0 | 0 | 0 | 0.05 | 0 | 12 | 12 | 1 | Operation | Flat | [13 empty] | none | [14 empty] | 2022: 0; 2022: 0; 2025: 1000; 2030: 1000; 2035: 1000; 2040: 1000; 2045: 1000; 2050: 1000 | [2] | 1000 | 1000 | 1000 | 1000 | 1000 | 1000 | 1000
Gas04_03 | Industrie | Conversion | Final Gas | Bio Based | Natural Gas LD | Gas from Solid Biomass Gasification - Final Gas | [PJ/y] | 130.64 | 117.57 | 104.51 | 100.89 | 97.27 | 94.49 | 91.72 | 0.9 | 8.16 | 8.16 | 8.16 | 8.16 | 8.16 | 8.16 | 8.16 | 0 | 0 | 0 | 0 | 0 | 0 | 0 | 0.05 | 0 | 12 | 12 | 1 | Operation | Flat | [13 empty] | none | [14 empty] | 2022: 0; 2022: 0; 2025: 1000; 2030: 1000; 2035: 1000; 2040: 1000; 2045: 1000; 2050: 1000 | [2] | 1000 | 1000 | 1000 | 1000 | 1000 | 1000 | 1000
Gas04_04 | Industrie | Conversion | Final Gas | Bio Based | Natural Gas LD | Gas from Solid Biomass Gasification wCCS - Final Gas | [PJ/y] | 148.44 | 133.78 | 119.12 | 113.85 | 108.57 | 105.06 | 101.54 | 0.9 | 8.16 | 8.16 | 8.16 | 8.16 | 8.16 | 8.16 | 8.16 | 0 | 0 | 0 | 0 | 0 | 0 | 0 | 0.05 | 0 | 12 | 12 | 1 | Operation | Flat | [13 empty] | none | [14 empty] | 2022: 0; 2022: 0; 2022: 0; 2025: 250; 2030: 500; 2035: 1000; 2040: 1000; 2045: 1000; 2050: 1000 | [2] | 1000 | 1000 | 1000 | 1000 | 1000 | 1000 | 1000
Gas05_01 | Elektriciteit | Conversion | Final Gas | Internal Gas Flow | Natural Gas LD | HD to LD compressor - Final Gas | [GW] | 154.33 | 154.33 | 154.33 | 154.33 | 154.33 | 154.33 | 154.33 | 0.9 | 4.63 | 4.63 | 4.63 | 4.63 | 4.63 | 4.63 | 4.63 | 0 | 0 | 0 | 0 | 0 | 0 | 0 | 0.05 | 0 | 10 | 10 | 31.536 | Daily dispatch | Flat | [13 empty] | none | [14 empty] | 2022: 60; 2025: 30; 2030: 30; 2022: 0; 2022: 3500; 2025: 3500; 2030: 3500; 2035: 3500; 2040: 3500; 2045: 3500; 2050: 3500 | [2] | 3500 | 3500 | 3500 | 3500 | 3500 | 3500 | 3500
Gas06_01 | Industrie | Primary | Fossil | Fossil Primary | Natural Gas LNG | Imported LNG - Final Gas | [PJ/y] | 0 | 0 | 0 | 0 | 0 | 0 | 0 | 0 | 0 | 0 | 0 | 0 | 0 | 0 | 0 | 14.651 | 14.651 | 14.651 | 14.651 | 14.651 | 14.976 | 15.288 | 0.05 | 0 | 1 | 1 | 1 | Operation | Flat | [13 empty] | none | [14 empty] | 2022: 0; 2022: 2000; 2025: 2000; 2030: 2000; 2035: 2000; 2040: 2000; 2045: 2000; 2050: 2000 | [2] | 2000 | 2000 | 2000 | 2000 | 2000 | 2000 | 2000
Hyd01_01 | Industrie | Conversion | Hydrogen | Fossil Based | Hydrogen HD | Gas Reforming - Hydrogen Production | [PJ/y] | 20.026 | 20.026 | 20.026 | 20.026 | 20.026 | 20.026 | 20.026 | 0.9 | 1.35 | 1.35 | 1.35 | 1.35 | 1.35 | 1.35 | 1.35 | 0 | 0 | 0 | 0 |  | 0 | 0 | 0.05 | 0 | 20 | 20 | 1 | Operation | Flat | [13 empty] | none | [14 empty] | 2022: 0; 2022: 0; 2022: 200; 2025: 200; 2030: 200; 2035: 200; 2040: 200; 2045: 200; 2050: 200 | [2], [98] | 200 | 200 | 200 | 200 | 200 | 200 | 200
Hyd01_02 | Industrie | Conversion | Hydrogen | Fossil Based | Hydrogen HD | Gas Reforming wCCS - Hydrogen Production | [PJ/y] | 23.6096 | 23.6096 | 23.6096 | 23.6096 | 23.6096 | 23.6096 | 23.6096 | 0.9 | 3.61 | 3.61 | 3.61 | 3.61 | 3.61 | 3.61 | 3.61 | 0 | 0 | 0 | 0 | 0 | 0 | 0 | 0.05 | 0 | 20 | 20 | 1 | Operation | Flat | [13 empty] | none | [14 empty] | 2022: 0; 2022: 0; 2025: 50; 2030: 100; 2035: 200; 2040: 200; 2045: 200; 2050: 200 | [2], [98] | 200 | 200 | 200 | 200 | 200 | 200 | 200
Hyd01_03 | Industrie | Conversion | Hydrogen | Nuclear Based | Hydrogen HD | Nuclear Gen IV - Hydrogen Production | [PJ/y] | 135 | 135 | 135 | 130 | 120 | 110 | 100 | 0.9 | 8 | 8 | 8 | 8 | 8 | 8 | 8 | [7 empty] | 0.05 | 0 | 60 | 60 | 1 | Operation | Flat | [13 empty] | none | [14 empty] | 2022: 0; 2022: 0 | [48]
Hyd01_04 | Industrie | Conversion | Hydrogen | Synthetic | Hydrogen HD | Alkalyne Electrolyzer - Hydrogen Production | [GWe] | 2630 | 2460.93 | 2179.14 | 1897.36 | 1615.57 | 1333.79 | 1052 | 0.9 | 131.5 | 123.0465 | 108.957 | 94.868 | 80.7785 | 66.6895 | 52.6 | 2.4004 | 1.9653 | 1.5133 | 1.2828 | 1.0922 | 0.83955 | 0.66218 | 0.05 | 0 | 20 | 20 | 31.536 | Shedding | Flat | [7 empty] | 0.000175 | 0.75 | 1 hour [h] |  |  |  | none | [13 empty] | 5 | 2022: 0; 2022: 0; 2022: 0; 2025: 1000; 2030: 1000; 2035: 1000; 2040: 1000; 2045: 1000; 2050: 1000 | [69] | 1000 | 1000 | 1000 | 1000 | 1000 | 1000 | 1000
Hyd01_05 | Industrie | Conversion | Hydrogen | Synthetic | Hydrogen HD | PEM Electrolyzer - Hydrogen Production | [GWe] | 3050 | 2853.93 | 2527.14 | 2200.36 | 1873.57 | 1546.79 | 1220 | 0.9 | 61 | 57.0786 | 50.5428 | 44.0072 | 37.4714 | 30.9358 | 24.4 | 5.6995 | 4.4782 | 3.3514 | 2.918 | 2.1396 | 1.7664 | 1.1942 | 0.05 | 0 | 20 | 20 | 31.536 | Shedding | Flat | [7 empty] | 0.000168 | 0.9 | 1 hour [h] |  |  |  | none | [13 empty] | 5 | 2022: 0; 2022: 0; 2022: 0; 2025: 1000; 2030: 1000; 2035: 1000; 2040: 1000; 2045: 1000; 2050: 1000 | [70] | 1000 | 1000 | 1000 | 1000 | 1000 | 1000 | 1000
Hyd01_06 | Industrie | Conversion | Hydrogen | Synthetic | Hydrogen HD | Solid Oxide Electrolyzer - Hydrogen Production | [GWe] | 5300 | 4959.29 | 4391.43 | 3823.57 | 3255.71 | 2687.86 | 2120 | 0.9 | 636 | 595.1148 | 526.9716 | 458.8284 | 390.6852 | 322.5432 | 254.4 | 47.1111 | 27.1523 | 16.5898 | 14.4446 | 9.5344 | 7.8714 | 4.8539 | 0.05 | 0 | 20 | 20 | 31.536 | Shedding | Flat | [7 empty] | 0.00012 | 0.9 | 1 hour [h] |  |  |  | none | [13 empty] | 5 | 2022: 0; 2022: 0; 2022: 0; 2025: 1000; 2030: 1000; 2035: 1000; 2040: 1000; 2045: 1000; 2050: 1000 | [71] | 1000 | 1000 | 1000 | 1000 | 1000 | 1000 | 1000
Hyd02_01 | Industrie | Conversion | Hydrogen | Storage | Hydrogen HD | Small scale storage buffer - Hydrogen Production | [GWh/d] | 3.6 | 3.6 | 3.6 | 3.6 | 3.6 | 3.6 | 3.6 | 0.9 | 0.14 | 0.14 | 0.14 | 0.14 | 0.14 | 0.14 | 0.14 | 0 | 0 | 0 | 0 | 0 | 0 | 0 | 0.05 | 0 | 40 | 50 | 1.314 | Gas buffer | Flat | [13 empty] | none | [8 empty] | Hydrogen HD | 0.0027 | 0.0044 | 12 |  |  | 2022: 0; 2022: 0; 2022: 100; 2025: 100; 2030: 100; 2035: 1000; 2040: 1000; 2045: 1000; 2050: 1000 | [2] | 1000 | 1000 | 1000 | 1000 | 1000 | 1000 | 1000
Hyd02_02 | Industrie | Conversion | Hydrogen | Storage | Hydrogen HD | Large scale storage buffer - Hydrogen Production | [GWh/d] | 6.49 | 6.49 | 6.49 | 6.49 | 6.49 | 6.49 | 6.49 | 0.9 | 0.19 | 0.19 | 0.19 | 0.19 | 0.19 | 0.19 | 0.19 | 0 | 0 | 0 | 0 | 0 | 0 | 0 | 0.05 | 0 | 40 | 50 | 1.314 | Gas buffer | Flat | [13 empty] | none | [8 empty] | Hydrogen HD | 0.003 | 0.004 | 100 |  |  | 2022: 0; 2022: 0; 2022: 100; 2025: 100; 2030: 100; 2035: 1000; 2040: 1000; 2045: 1000; 2050: 1000 | [2] | 1000 | 1000 | 1000 | 1000 | 1000 | 1000 | 1000
Hyd03_01 | Industrie | Primary | Hydrogen | Imported Hydrogen | Hydrogen HD | Imported Hydrogen (liquid) - Hydrogen Production | [PJ/y] | 0 | 0 | 0 | 0 | 0 | 0 | 0 | 0 | 0 | 0 | 0 | 0 | 0 | 0 | 0 | 41.2 | 37.63 | 34.05 | 30.73 | 27.4 | 27.4 | 27.4 | 0.05 | 0 | 1 | 1 | 1 | Daily dispatch | Flat | [13 empty] | none | [14 empty] | 2022: 0; 2022: 0; 2025: 0; 2030: 0; 2035: 0; 2040: 0; 2045: 0; 2050: 0
Hyd03_02 | Industrie | Primary | Hydrogen | Exported Hydrogen | Hydrogen HD | Exported Hydrogen - Hydrogen Production | [PJ/y] | 0 | 0 | 0 | 0 | 0 | 0 | 0 | 0 | 0 | 0 | 0 | 0 | 0 | 0 | 0 | -41.2 | -37.63 | -34.05 | -30.73 | -27.4 | -27.4 | -27.4 | 0.05 | 0 | 1 | 1 | 1 | Daily dispatch | Flat | [13 empty] | none | [14 empty] | 2022: 0; 2030: 0; 2035: 0; 2040: 0; 2045: 0; 2050: 0
Hyd03_03 | Industrie | Primary | Hydrogen | Exported Hydrogen | Hydrogen HD | Imported Hydrogen (pipeline) - Hydrogen Production | [PJ/y] | 0 | 0 | 0 | 0 | 0 | 0 | 0 | 0 | 0 | 0 | 0 | 0 | 0 | 0 | 0 | 41.25 | 37.65 | 34.05 | 30.73 | 27.4 | 27.4 | 27.4 | 0.05 | 0 | 1 | 1 | 1 | Daily dispatch | Flat | [13 empty] | none | [14 empty] | 2022: 0; 2022: 0; 2025: 0; 2030: 0; 2035: 0; 2040: 0; 2045: 0; 2050: 0
Hyd04_01 | Elektriciteit | Conversion | Hydrogen | Internal Hydrogen Flow | Hydrogen HD | LD to HD compressor - Hydrogen Production | [GW] | 185.2 | 185.2 | 185.2 | 185.2 | 185.2 | 185.2 | 185.2 | 0.9 | 5.56 | 5.56 | 5.56 | 5.56 | 5.56 | 5.56 | 5.56 | 0 | 0 | 0 | 0 | 0 | 0 | 0 | 0.05 | 0 | 10 | 10 | 31.536 | Daily dispatch | Flat | [13 empty] | none | [14 empty] | 2022: 0; 2022: 0; 2022: 3500; 2025: 3500; 2030: 3500; 2035: 3500; 2040: 3500; 2045: 3500; 2050: 3500 | [2] | 3500 | 3500 | 3500 | 3500 | 3500 | 3500 | 3500
Hyd04_02 | Elektriciteit | Conversion | Hydrogen | Internal Hydrogen Flow | Hydrogen LD | HD to LD compressor - Hydrogen Production | [GW] | 185.2 | 185.2 | 185.2 | 185.2 | 185.2 | 185.2 | 185.2 | 0.9 | 5.56 | 5.56 | 5.56 | 5.56 | 5.56 | 5.56 | 5.56 | 0 | 0 | 0 | 0 | 0 | 0 | 0 | 0.05 | 0 | 10 | 10 | 31.536 | Daily dispatch | Flat | [13 empty] | none | [14 empty] | 2022: 0; 2022: 0; 2022: 3500; 2025: 3500; 2030: 3500; 2035: 3500; 2040: 3500; 2045: 3500; 2050: 3500 | [2] | 3500 | 3500 | 3500 | 3500 | 3500 | 3500 | 3500
Amm01_01 | Industrie | Conversion | Ammonia | Ammonia | Ammonia | Haber Bosch with H2 from SMR - Ammonia Production | [PJ/y] | 41 | 41 | 41 | 41 | 41 | 41 | 41 | 0.9 | 1.2 | 1.2 | 1.2 | 1.2 | 1.2 | 1.2 | 1.2 | 0 | 0 | 0 | 0 | 0 | 0 | 0 | 0.05 | 0 | 30 | 30 | 1 | Operation | Flat | [13 empty] | none | [14 empty] | 2022: 55; 2030: 55; 2022: 0; 2022: 60; 2025: 60; 2030: 80; 2035: 100; 2040: 250; 2045: 500; 2050: 1000 | [54] | 60 | 60 | 500 | 500 | 500 | 500 | 500
Amm01_02 | Industrie | Conversion | Ammonia | Ammonia | Ammonia | Haber Bosch with H2 from SMR wCCUS - Ammonia Production | [PJ/y] | 50 | 50 | 50 | 50 | 50 | 50 | 50 | 0.9 | 1.3 | 1.3 | 1.3 | 1.3 | 1.3 | 1.3 | 1.3 | 0 | 0 | 0 | 0 | 0 | 0 | 0 | 0.05 | 0 | 30 | 30 | 1 | Operation | Flat | [13 empty] | none | [14 empty] | 2022: 0; 2022: 0; 2025: 30; 2030: 50; 2035: 100; 2040: 250; 2045: 500; 2050: 1000 | [54] | 60 | 60 | 250 | 500 | 500 | 500 | 500
Amm01_03 | Industrie | Conversion | Ammonia | Ammonia | Ammonia | Haber Bosch with external H2 - Ammonia Production | [PJ/y] | 8 | 8 | 8 | 8 | 8 | 8 | 8 | 0.9 | 0.3 | 0.3 | 0.3 | 0.3 | 0.3 | 0.3 | 0.3 | 0 | 0 | 0 | 0 | 0 | 0 | 0 | 0.05 | 0 | 30 | 30 | 1 | Operation | Flat | [13 empty] | none | [14 empty] | 2022: 0; 2022: 0; 2025: 50; 2030: 80; 2035: 100; 2040: 250; 2045: 500; 2050: 1000 | [54] | 60 | 60 | 100 | 250 | 500 | 500 | 500
Amm01_04 | Industrie | Conversion | Ammonia | Ammonia | Ammonia | Haber Bosch with renewable external H2 - Ammonia Production | [PJ/y] | 8 | 8 | 8 | 8 | 8 | 8 | 8 | 0.9 | 0.3 | 0.3 | 0.3 | 0.3 | 0.3 | 0.3 | 0.3 | 0 | 0 | 0 | 0 | 0 | 0 | 0 | 0.05 | 0 | 30 | 30 | 1 | Operation | Flat | [13 empty] | none | [14 empty] | 2022: 0; 2022: 0; 2025: 50; 2030: 80; 2035: 100; 2040: 250; 2045: 500; 2050: 1000 | [54] | 60 | 60 | 100 | 250 | 500 | 500 | 500
Amm01_05 | Industrie | Conversion | Ammonia | Ammonia | Ammonia | Haber Bosch with electrolyzer - Ammonia Production | [PJ/y] | 42 | 37 | 32 | 32 | 32 | 32 | 32 | 0.9 | 1.1 | 1.1 | 1.1 | 1.1 | 1.1 | 1.1 | 1.1 | 0 | 0 | 0 | 0 | 0 | 0 | 0 | 0.05 | 0 | 30 | 30 | 1 | Shedding | Flat | [7 empty] | 0.00022 | 0.5 | 1 hour [h] |  |  |  | none | [14 empty] | 2022: 0; 2022: 0; 2022: 0; 2025: 0; 2030: 0; 2035: 0; 2040: 0; 2045: 0; 2050: 0 | [54] | 60 | 60 | 100 | 200 | 300 | 400 | 500
Amm01_06 | Industrie | Conversion | Ammonia | Ammonia | Ammonia | Solid State Ammonia Synthesis - Ammonia Production | [PJ/y] | 53 | 50 | 47 | 44 | 41 | 38 | 35 | 0.9 | 1.3 | 1.2 | 1.1 | 1 | 0.9 | 0.8 | 0.7 | 0 | 0 | 0 | 0 | 0 | 0 | 0 | 0.05 | 0 | 30 | 30 | 1 | Shedding | Flat | [7 empty] | 0.00019 | 0.5 | 1 hour [h] |  |  |  | none | [14 empty] | 2022: 0; 2022: 0; 2022: 0; 2025: 0; 2030: 0; 2035: 0; 2040: 0; 2045: 0; 2050: 0 | [54] | 60 | 60 | 100 | 200 | 300 | 400 | 500
Amm01_07 | Industrie | Primary | Ammonia | Imported Ammonia | Ammonia | Imported Ammonia - Ammonia Production | [PJ/y] | [15 empty] | 24.34 | 24.34 | 24.34 | 24.34 | 24.34 | 24.34 | 24.34 | 0.05 | 0 | 1 | 1 | 1 | Daily dispatch | Flat | [13 empty] | none | [14 empty] | 2022: 0; 2022: 0; 2025: 3.33; 2030: 6.66; 2035: 7.5; 2040: 8.33; 2045: 9.17; 2050: 10 | [54] | 60 | 60 | 100 | 200 | 300 | 400 | 500
Bio01_01 | Industrie | Conversion | Final Biomass | Bio Based | Biomass | Biomass from wood - Final Biomass | [PJ/y] | 0 | 0 | 0 | 0 | 0 | 0 | 0 |  | 0 | 0 | 0 | 0 | 0 | 0 | 0 | 0 | 0 | 0 | 0 | 0 | 0 | 0 | 0.05 | 0 | 1 | 1 | 1 | Operation | Flat | [13 empty] | none | [14 empty] | 2022: 0; 2022: 1000; 2025: 1000; 2030: 1000; 2035: 1000; 2040: 1000; 2045: 1000; 2050: 1000 | [2] | 1000 | 1000 | 1000 | 1000 | 1000 | 1000 | 1000
Bio01_02 | Industrie | Conversion | Final Biomass | Bio Based | Biomass | Biomass from grasscrops - Final Biomass | [PJ/y] | 0 | 0 | 0 | 0 | 0 | 0 | 0 |  | 0 | 0 | 0 | 0 | 0 | 0 | 0 | 0 | 0 | 0 | 0 | 0 | 0 | 0 | 0.05 | 0 | 1 | 1 | 1 | Operation | Flat | [13 empty] | none | [14 empty] | 2022: 0; 2022: 1000; 2025: 1000; 2030: 1000; 2035: 1000; 2040: 1000; 2045: 1000; 2050: 1000 | [2] | 1000 | 1000 | 1000 | 1000 | 1000 | 1000 | 1000
Bio01_03 | Industrie | Conversion | Final Biomass | Bio Based | Biomass | Biomass from agriculture residues - Final Biomass | [PJ/y] | 0 | 0 | 0 | 0 | 0 | 0 | 0 | 0 | 0 | 0 | 0 | 0 | 0 | 0 | 0 | 0 | 0 | 0 | 0 | 0 | 0 | 0 | 0.05 | 0 | 1 | 1 | 1 | Operation | Flat | [13 empty] | none | [14 empty] | 2022: 0; 2022: 1000; 2025: 1000; 2030: 1000; 2035: 1000; 2040: 1000; 2045: 1000; 2050: 1000 | [2] | 1000 | 1000 | 1000 | 1000 | 1000 | 1000 | 1000
EPF01_01 | Industrie | Primary | Fossil | Fossil Primary | Coal | Imported Coal | [PJ/y] | 0 | 0 | 0 | 0 | 0 | 0 | 0 | 0 | 0 | 0 | 0 | 0 | 0 | 0 | 0 | 2 | 2.55 | 3.09 | 3.19 | 3.29 | 3.49 | 3.689 | 0.05 | 0 | 1 | 1 | 1 | none | Flat | [13 empty] | none | [14 empty] | 2022: 0; 2022: 1000; 2025: 1000; 2030: 1000; 2035: 1000; 2040: 1000; 2045: 1000; 2050: 1000 | [2],[50] | 1000 | 1000 | 1000 | 1000 | 1000 | 1000 | 1000
EPF01_02 | Industrie | Primary | Fossil | Fossil Primary | Crude Oil | Imported Crude Oil | [PJ/y] | 0 | 0 | 0 | 0 | 0 | 0 | 0 | 0 | 0 | 0 | 0 | 0 | 0 | 0 | 0 | 13.49 | 13.49 | 13.49 | 14.42 | 15.35 | 15.35 | 15.35 | 0.05 | 0 | 1 | 1 | 1 | none | Flat | [13 empty] | none | [14 empty] | 2022: 0; 2022: 8000; 2025: 8000; 2030: 8000; 2035: 8000; 2040: 8000; 2045: 8000; 2050: 8000 | [2],[50] | 8000 | 8000 | 8000 | 8000 | 8000 | 8000 | 8000
EPF01_04 | Industrie | Primary | Fossil | Fossil Primary | National Natural Gas | National Natural Gas | [PJ/y] | 0 | 0 | 0 | 0 | 0 | 0 | 0 | 0 | 0 | 0 | 0 | 0 | 0 | 0 | 0 | 4 | 4.6 | 5.2 | 5.8 | 6.4 | 7 | 7.6 | 0.05 | 0 | 1 | 1 | 1 | none | Flat | [13 empty] | none | [14 empty] | 2022: 0; 2022: 1500; 2025: 1250; 2030: 1000; 2035: 750; 2040: 500; 2045: 250; 2050: 100 | [2] | 1000 | 1000 | 1000 | 1000 | 1000 | 1000 | 1000
EPO01_01 | Industrie | Primary | Other | Nuclear | Uranium | Imported Uranium NL | [PJ/y] | 0 | 0 | 0 | 0 | 0 | 0 | 0 | 0 | 0 | 0 | 0 | 0 | 0 | 0 | 0 | 0 | 0 | 0 | 0 | 0 | 0 | 0 | 0.05 | 0 | 1 | 1 | 1 | none | Flat | [13 empty] | none | [14 empty] | 2022: 0; 2022: 5000; 2025: 5000; 2030: 5000; 2035: 5000; 2040: 5000; 2045: 5000; 2050: 5000 | [2],[7] | 5000 | 5000 | 5000 | 5000 | 5000 | 5000 | 5000
EPO01_02 | Industrie | Primary | Other | Waste | Municipal Waste | Municipal Waste NL | [PJ/y] | 0 | 0 | 0 | 0 | 0 | 0 | 0 | 0 | 0 | 0 | 0 | 0 | 0 | 0 | 0 | 3.5347 | 4.1295 | 4.1295 | 4.1295 | 4.1295 | 4.1295 | 4.1295 | 0.05 | 0 | 1 | 1 | 1 | none | Flat | [13 empty] | none | [14 empty] | 2022: 0; 2022: 83.22; 2025: 83.03; 2030: 82.65; 2035: 82.27; 2040: 81.89; 2045: 81.51; 2050: 81.13 | [2] | 73.8 | 73.8 | 73.8 | 73.8 | 73.8 | 73.8 | 73.8
EPO01_03 | Industrie | Primary | Other | Waste | Plastic Waste | Plastic Waste NL | [PJ/y] | 0 | 0 | 0 | 0 | 0 | 0 | 0 | 0 | 0 | 0 | 0 | 0 | 0 | 0 | 0 | 7 | 7 | 7 | 7 | 7 | 7 | 7 | 0.05 | 0 | 1 | 1 | 1 | none | Flat | [13 empty] | none | [13 empty] | 0 | 2022: 0; 2025: 0; 2022: 42.108; 2025: 42.0119; 2030: 41.8196; 2035: 41.6273; 2040: 41.435; 2045: 41.2428; 2050: 41.0505
EPB01_01 |  | Primary | Renewable | Biomass | Wood | Wood (crops, and others) | [PJ/y] | 0 | 0 | 0 | 0 | 0 | 0 | 0 | 0 | 0 | 0 | 0 | 0 | 0 | 0 | 0 | 10.6 | 10.6 | 10.6 | 10.6 | 10.6 | 10.6 | 10.6 | 0.05 | 0 | 1 | 1 | 1 | none | Flat | [13 empty] | none | [14 empty] | 2022: 0; 2022: 22; 2025: 31; 2030: 40; 2035: 45; 2040: 50; 2045: 55; 2050: 60 | [73] | 60 | 60 | 60 | 60 | 60 | 60 | 60
EPB01_02 |  | Primary | Renewable | Biomass | Wood | Imported Wood EU | [PJ/y] | 0 | 0 | 0 | 0 | 0 | 0 | 0 | 0 | 0 | 0 | 0 | 0 | 0 | 0 | 0 | 11.167 | 10.11 | 9.06 | 9.06 | 9.06 | 9.06 | 9.06 | 0.05 | 0 | 1 | 1 | 1 | none | Flat | [13 empty] | none | [14 empty] | 2022: 0; 2025: 22.5; 2030: 45; 2035: 171.5; 2040: 298; 2045: 424.5; 2050: 551 | [73]
EPB01_03 |  | Primary | Renewable | Biomass | Wood | Imported Wood America | [PJ/y] | 0 | 0 | 0 | 0 | 0 | 0 | 0 | 0 | 0 | 0 | 0 | 0 | 0 | 0 | 0 | 14.6207 | 14.06 | 13.49 | 13.49 | 13.49 | 13.49 | 13.49 | 0.05 | 0 | 1 | 1 | 1 | none | Flat | [13 empty] | none | [14 empty] | 2022: 0; 2025: 19.2; 2030: 38.4; 2035: 53.43; 2040: 68.45; 2045: 83.48; 2050: 98.5 | [73]
EPB01_04 |  | Primary | Renewable | Biomass | Grasscrops | Grasscrops | [PJ/y] | 0 | 0 | 0 | 0 | 0 | 0 | 0 | 0 | 0 | 0 | 0 | 0 | 0 | 0 | 0 | 9.5 | 9 | 8.5 | 8.5 | 8.5 | 8.5 | 8.5 | 0.05 | 0 | 1 | 1 | 1 | none | Flat | [13 empty] | none | [14 empty] | 2022: 0; 2022: 14.2; 2025: 19.95; 2030: 25.7; 2035: 26.7; 2040: 27.7; 2045: 30.85; 2050: 34 | [73] | 23 | 23 | 23 | 23 | 23 | 23 | 23
EPB01_05 |  | Primary | Renewable | Biomass | Dry organic matter | Dry organic matter | [PJ/y] | 0 | 0 | 0 | 0 | 0 | 0 | 0 | 0 | 0 | 0 | 0 | 0 | 0 | 0 | 0 | 4.5 | 4.5 | 4.5 | 4.5 | 4.5 | 4.5 | 4.5 | 0.05 | 0 | 1 | 1 | 1 | none | Flat | [13 empty] | none | [14 empty] | 2022: 0; 2022: 23.6; 2025: 23.6; 2030: 23.6; 2035: 23.6; 2040: 23.6; 2045: 24.6; 2050: 25.6 | [73] | 9.52 | 9.52 | 9.52 | 9.52 | 9.52 | 9.52 | 9.52
EPB01_06 |  | Primary | Renewable | Biomass | Wet organic matter | Wet organic matter | [PJ/y] | 0 | 0 | 0 | 0 | 0 | 0 | 0 | 0 | 0 | 0 | 0 | 0 | 0 | 0 | 0 | 0.1 | 0.1 | 0.1 | 0.1 | 0.1 | 0.1 | 0.1 | 0.05 | 0 | 1 | 1 | 1 | none | Flat | [13 empty] | none | [14 empty] | 2022: 0; 2022: 0.3; 2025: 0.35; 2030: 0.4; 2035: 0.6; 2040: 0.6; 2045: 0.6; 2050: 0.6 | [73] | 5.6 | 5.6 | 5.6 | 5.6 | 5.6 | 5.6 | 5.6
EPB01_07 |  | Primary | Renewable | Biomass | Manure | Manure | [PJ/y] | 0 | 0 | 0 | 0 | 0 | 0 | 0 | 0 | 0 | 0 | 0 | 0 | 0 | 0 | 0 | 0.1 | 0.1 | 0.1 | 0.1 | 0.1 | 0.1 | 0.1 | 0.05 | 0 | 1 | 1 | 1 | none | Flat | [13 empty] | none | [14 empty] | 2022: 0; 2022: 71.7; 2025: 71.85; 2030: 72; 2035: 72; 2040: 72; 2045: 72; 2050: 72 | [73] | 71.9 | 71.9 | 71.9 | 71.9 | 71.9 | 71.9 | 71.9
EPB01_08 |  | Primary | Renewable | Biomass | Sugars | Sugars | [PJ/y] | 0 | 0 | 0 | 0 | 0 | 0 | 0 | 0 | 0 | 0 | 0 | 0 | 0 | 0 | 0 | 4.5 | 5.98 | 7.46 | 10.55 | 13.63 | 16.72 | 19.8 | 0.05 | 0 | 1 | 1 | 1 | none | Flat | [13 empty] | none | [14 empty] | 2022: 0; 2022: 15.6; 2025: 19.3; 2030: 23; 2035: 23; 2040: 23; 2045: 23; 2050: 23 | [73] | 15.79 | 15.79 | 15.79 | 15.79 | 15.79 | 15.79 | 15.79
EPB01_09 |  | Primary | Renewable | Biomass | Starch | Starch | [PJ/y] | 0 | 0 | 0 | 0 | 0 | 0 | 0 | 0 | 0 | 0 | 0 | 0 | 0 | 0 | 0 | 16 | 18.5 | 21 | 21.25 | 21.5 | 21.75 | 22 | 0.05 | 0 | 1 | 1 | 1 | none | Flat | [13 empty] | none | [14 empty] | 2022: 0; 2022: 1; 2025: 1; 2030: 1; 2035: 1; 2040: 1; 2045: 1; 2050: 1 | [73] | 0.62 | 0.62 | 0.62 | 0.62 | 0.62 | 0.62 | 0.62
EPB01_10 |  | Primary | Renewable | Bio Fuels | Vegetable Oil | Vegetable Oil | [PJ/y] | 0 | 0 | 0 | 0 | 0 | 0 | 0 | 0 | 0 | 0 | 0 | 0 | 0 | 0 | 0 | 26 | 32 | 38 | 38 | 38 | 38 | 38 | 0.05 | 0 | 1 | 1 | 1 | none | Flat | [13 empty] | none | [14 empty] | 2022: 0; 2022: 0.1; 2025: 0.1; 2030: 0.1; 2035: 0.1; 2040: 0.1; 2045: 0.1; 2050: 0.1 | [73] | 0.01 | 0.01 | 0.01 | 0.01 | 0.01 | 0.01 | 0.01
EPB01_11 |  | Primary | Renewable | Bio Fuels | Vegetable Oil | Imported Vegetable Oil | [PJ/y] | 0 | 0 | 0 | 0 | 0 | 0 | 0 | 0 | 0 | 0 | 0 | 0 | 0 | 0 | 0 | 30 | 23.55 | 17.09 | 17.09 | 17.09 | 17.09 | 17.09 | 0.05 | 0 | 1 | 1 | 1 | none | Flat | [13 empty] | none | [14 empty] | 2022: 0; 2022: 2; 2025: 22.65; 2030: 43.3; 2035: 46.8; 2040: 50.29; 2045: 53.79; 2050: 57.28 | [73]
EPR01_01 |  | Primary | Renewable | Wind | Wind Energy | Wind Energy | [PJ/y] | 0 | 0 | 0 | 0 | 0 | 0 | 0 | 0 | 0 | 0 | 0 | 0 | 0 | 0 | 0 | 0 | 0 | 0 | 0 | 0 | 0 | 0 | 0.05 | 0 | 1 | 1 | 1 | none | Flat | [13 empty] | none | [14 empty] | 2022: 0; 2022: 5000; 2025: 5000; 2030: 5000; 2035: 5000; 2040: 5000; 2045: 5000; 2050: 5000 | [2] | 5000 | 5000 | 5000 | 5000 | 5000 | 5000 | 5000
EPR01_02 |  | Primary | Renewable | Solar | Solar Energy | Solar Energy | [PJ/y] | 0 | 0 | 0 | 0 | 0 | 0 | 0 | 0 | 0 | 0 | 0 | 0 | 0 | 0 | 0 | 0 | 0 | 0 | 0 | 0 | 0 | 0 | 0.05 | 0 | 1 | 1 | 1 | none | Flat | [13 empty] | none | [14 empty] | 2022: 0; 2022: 5000; 2025: 5000; 2030: 5000; 2035: 5000; 2040: 5000; 2045: 5000; 2050: 5000 | [2] | 5000 | 5000 | 5000 | 5000 | 5000 | 5000 | 5000
EPR01_03 |  | Primary | Renewable | Ambient | Ambient Energy | Ambient Energy | [PJ/y] | 0 | 0 | 0 | 0 | 0 | 0 | 0 | 0 | 0 | 0 | 0 | 0 | 0 | 0 | 0 | 0 | 0 | 0 | 0 | 0 | 0 | 0 | 0.05 | 0 | 1 | 1 | 1 | none | Flat | [13 empty] | none | [14 empty] | 2022: 0; 2022: 1000; 2025: 1000; 2030: 1000; 2035: 1000; 2040: 1000; 2045: 1000; 2050: 1000 | [2] | 1000 | 1000 | 1000 | 1000 | 1000 | 1000 | 1000
EPR01_04 |  | Primary | Renewable | Geothermal | Geothermal Energy | Geothermal Energy | [PJ/y] | 0 | 0 | 0 | 0 | 0 | 0 | 0 | 0 | 0 | 0 | 0 | 0 | 0 | 0 | 0 | 0 | 0 | 0 | 0 | 0 | 0 | 0 | 0.05 | 0 | 1 | 1 | 1 | none | Flat | [13 empty] | none | [14 empty] | 2022: 0; 2022: 20; 2025: 35; 2030: 50; 2035: 87.5; 2040: 125; 2045: 162.5; 2050: 200 | [2] | 200 | 200 | 200 | 200 | 200 | 200 | 200
EPR01_05 |  | Primary | Renewable | Solar | Solar Heat | Solar Heat | [PJ/y] | 0 | 0 | 0 | 0 | 0 | 0 | 0 | 0 | 0 | 0 | 0 | 0 | 0 | 0 | 0 | 0 | 0 | 0 | 0 | 0 | 0 | 0 | 0.05 | 0 | 1 | 1 | 1 | none | Flat | [13 empty] | none | [14 empty] | 2022: 0; 2022: 500; 2025: 500; 2030: 500; 2035: 500; 2040: 500; 2045: 500; 2050: 500 | [2] | 500 | 500 | 500 | 500 | 500 | 500 | 500
EPM01_01 |  | Primary | Material | Imported material | DRI | Imported DRI briquettes | [Mton_DRI/y] | 0 | 0 | 0 | 0 | 0 | 0 | 0 | 0 | 0 | 0 | 0 | 0 | 0 | 0 | 0 | 600 | 600 | 600 | 600 | 600 | 600 | 600 | 0.05 | 0 | 1 | 1 | 1 | none | Flat | [13 empty] | none | [14 empty] | 2022: 0; 2022: 500; 2025: 500; 2030: 500; 2035: 500; 2040: 500; 2045: 500; 2050: 500 | [2] | 500 | 500 | 500 | 500 | 500 | 500 | 500
EPM01_02 |  | Primary | Material | Imported material | Steel scrap | Imported or purchased steel scrap | [Mton_steelscrap/y] | 0 | 0 | 0 | 0 | 0 | 0 | 0 | 0 | 0 | 0 | 0 | 0 | 0 | 0 | 0 | 500 | 500 | 500 | 500 | 500 | 500 | 500 | 0.05 | 0 | 1 | 1 | 1 | none | Flat | [13 empty] | none | [14 empty] | 2022: 0; 2022: 500; 2025: 500; 2030: 500; 2035: 500; 2040: 500; 2045: 500; 2050: 500 | [2] | 500 | 500 | 500 | 500 | 500 | 500 | 500
neE02_01 | Gebouwde omgeving | Emission | Residential | CO2 | Emitted neGHG - Residential - CO2 | Emitted neGHG - Residential - CO2 | [MtonCO2e/y] | 0 | 0 | 0 | 0 | 0 | 0 | 0 | 0 | 0 | 0 | 0 | 0 | 0 | 0 | 0 | 0 | 0 | 0 | 0 | 0 | 0 | 0 | 0.05 | 0 | 1 | 1 | 1 | none | Flat | [13 empty] | none | [14 empty] | 2022: 0; 2022: 15; 2025: 15; 2030: 15; 2035: 15; 2040: 15; 2045: 15; 2050: 15 | [2]
neE02_02 | Gebouwde omgeving | Emission | Residential | CO2 | Emitted neGHG - Residential - CO2 | MACC Component 1 - neGHG CO2 Other | [MtonCO2e/y] | 250 | 250 | 250 | 250 | 250 | 250 | 250 | 0 | 0 | 0 | 0 | 0 | 0 | 0 | 0 | 0 | 0 | 0 | 0 | 0 | 0 | 0 | 0.05 | 0 | 20 | 20 | 1 | none | Flat | [13 empty] | none | [14 empty] | 2022: 0; 2022: 0; 2022: 0; 2025: 1; 2030: 2; 2035: 3; 2040: 4; 2045: 5; 2050: 5 | [2]
neE02_03 | Gebouwde omgeving | Emission | Services | CH4 | Emitted neGHG - Services - CH4 | Emitted neGHG - Services - CH4 | [MtonCO2e/y] | 0 | 0 | 0 | 0 | 0 | 0 | 0 | 0 | 0 | 0 | 0 | 0 | 0 | 0 | 0 | 0 | 0 | 0 | 0 | 0 | 0 | 0 | 0.05 | 0 | 1 | 1 | 1 | none | Flat | [13 empty] | none | [14 empty] | 2022: 0; 2022: 20; 2025: 20; 2030: 20; 2035: 20; 2040: 20; 2045: 20; 2050: 20 | [2]
neE02_04 | Gebouwde omgeving | Emission | Services | CH4 | Emitted neGHG - Services - CH4 | MACC Component 1 - neGHG CH4 Other | [MtonCO2e/y] | 125 | 125 | 125 | 125 | 125 | 125 | 125 | 0 | 0 | 0 | 0 | 0 | 0 | 0 | 0 | 0 | 0 | 0 | 0 | 0 | 0 | 0 | 0.05 | 0 | 20 | 20 | 1 | none | Flat | [13 empty] | none | [14 empty] | 2022: 0; 2022: 0; 2025: 1; 2030: 2; 2035: 3; 2040: 4; 2045: 5; 2050: 6.6667 | [2]
neE02_05 | Landbouw | Emission | Agriculture | CO2 | Emitted neGHG - Agriculture - CO2 | Emitted neGHG - Agriculture - CO2 | [MtonCO2e/y] | 0 | 0 | 0 | 0 | 0 | 0 | 0 | 0 | 0 | 0 | 0 | 0 | 0 | 0 | 0 | 0 | 0 | 0 | 0 | 0 | 0 | 0 | 0.05 | 0 | 1 | 1 | 1 | none | Flat | [13 empty] | none | [14 empty] | 2022: 0; 2022: 15; 2025: 15; 2030: 15; 2035: 15; 2040: 15; 2045: 15; 2050: 15 | [2]
neE02_06 | Landbouw | Emission | Agriculture | CO2 | Emitted neGHG - Agriculture - CO2 | MACC Component 1 - neGHG CO2 Other | [MtonCO2e/y] | 250 | 250 | 250 | 250 | 250 | 250 | 250 | 0 | 0 | 0 | 0 | 0 | 0 | 0 | 0 | 0 | 0 | 0 | 0 | 0 | 0 | 0 | 0.05 | 0 | 20 | 20 | 1 | none | Flat | [13 empty] | none | [14 empty] | 2022: 0; 2022: 0; 2025: 1; 2030: 2; 2035: 3; 2040: 4; 2045: 5; 2050: 5 | [2]
neE02_07 | Landbouw | Emission | Agriculture | CH4 | Emitted neGHG - Agriculture - CH4 | Emitted neGHG - Agriculture - CH4 | [MtonCO2e/y] | 0 | 0 | 0 | 0 | 0 | 0 | 0 | 0 | 0 | 0 | 0 | 0 | 0 | 0 | 0 | 0 | 0 | 0 | 0 | 0 | 0 | 0 | 0.05 | 0 | 1 | 1 | 1 | none | Flat | [13 empty] | none | [14 empty] | 2022: 0; 2022: 20; 2025: 20; 2030: 20; 2035: 20; 2040: 20; 2045: 20; 2050: 20 | [2]
neE02_08 | Landbouw | Emission | Agriculture | CH4 | Emitted neGHG - Agriculture - CH4 | MACC Component 1 - neGHG CH4 Enteric Fermentation | [MtonCO2e/y] | 75 | 83.33 | 91.67 | 100 | 108.33 | 116.67 | 125 | 0 | 0 | 0 | 0 | 0 | 0 | 0 | 0 | 0 | 0 | 0 | 0 | 0 | 0 | 0 | 0.05 | 0 | 20 | 20 | 1 | none | Flat | [13 empty] | none | [14 empty] | 2022: 0; 2022: 0; 2022: 0.435; 2025: 0.59186; 2030: 0.6; 2035: 0.57; 2040: 0.53; 2045: 0.5; 2050: 0.46 | [2]
neE02_09 | Landbouw | Emission | Agriculture | CH4 | Emitted neGHG - Agriculture - CH4 | MACC Component 2 - neGHG CH4 Enteric Fermentation | [MtonCO2e/y] | 1250 | 1270.83 | 1291.67 | 1312.5 | 1333.33 | 1354.17 | 1375 | 0 | 0 | 0 | 0 | 0 | 0 | 0 | 0 | 0 | 0 | 0 | 0 | 0 | 0 | 0 | 0.05 | 0 | 20 | 20 | 1 | none | Flat | [13 empty] | none | [14 empty] | 2022: 0; 2022: 0; 2022: 0.348; 2025: 0.46202; 2030: 0.5; 2035: 0.47; 2040: 0.43; 2045: 0.4; 2050: 0.36 | [2]
neE02_10 | Landbouw | Emission | Agriculture | CH4 | Emitted neGHG - Agriculture - CH4 | MACC Component 3 - neGHG CH4 Enteric Fermentation | [MtonCO2e/y] | 4750 | 4750 | 4750 | 4750 | 4750 | 4750 | 4750 | 0 | 0 | 0 | 0 | 0 | 0 | 0 | 0 | 0 | 0 | 0 | 0 | 0 | 0 | 0 | 0.05 | 0 | 20 | 20 | 1 | none | Flat | [13 empty] | none | [14 empty] | 2022: 0; 2022: 0; 2022: 0; 2025: 0.05734; 2030: 0.1; 2035: 0.13; 2040: 0.15; 2045: 0.18; 2050: 0.2 | [2]
neE02_11 | Landbouw | Emission | Agriculture | CH4 | Emitted neGHG - Agriculture - CH4 | MACC Component 1 - neGHG CH4 Manure Management | [MtonCO2e/y] | 25 | 52.08 | 79.17 | 106.25 | 133.33 | 160.42 | 187.5 | 0 | 0 | 0 | 0 | 0 | 0 | 0 | 0 | 0 | 0 | 0 | 0 | 0 | 0 | 0 | 0.05 | 0 | 20 | 20 | 1 | none | Flat | [13 empty] | none | [14 empty] | 2022: 0; 2022: 0; 2022: 0.195; 2025: 0.37158; 2030: 0.4; 2035: 0.4; 2040: 0.4; 2045: 0.4; 2050: 0.4 | [2]
neE02_12 | Landbouw | Emission | Agriculture | CH4 | Emitted neGHG - Agriculture - CH4 | MACC Component 2 - neGHG CH4 Manure Management | [MtonCO2e/y] | 4750 | 4750 | 4750 | 4750 | 4750 | 4750 | 4750 | 0 | 0 | 0 | 0 | 0 | 0 | 0 | 0 | 0 | 0 | 0 | 0 | 0 | 0 | 0 | 0.05 | 0 | 20 | 20 | 1 | none | Flat | [13 empty] | none | [14 empty] | 2022: 0; 2022: 0; 2022: 0.39; 2025: 0.41078; 2030: 0.3; 2035: 0.3; 2040: 0.3; 2045: 0.3; 2050: 0.3 | [2]
neE02_13 | Landbouw | Emission | Agriculture | CH4 | Emitted neGHG - Agriculture - CH4 | MACC Component 1 - neGHG CH4 Other | [MtonCO2e/y] | 125 | 125 | 125 | 125 | 125 | 125 | 125 | 0 | 0 | 0 | 0 | 0 | 0 | 0 | 0 | 0 | 0 | 0 | 0 | 0 | 0 | 0 | 0.05 | 0 | 20 | 20 | 1 | none | Flat | [13 empty] | none | [14 empty] | 2022: 0; 2022: 0; 2022: 0.988; 2025: 0.85458; 2030: 0.36; 2035: 0.3; 2040: 0.23; 2045: 0.17; 2050: 0.1 | [2]
neE02_14 | Landbouw | Emission | Agriculture | N2O | Emitted neGHG - Agriculture - N2O | Emitted neGHG - Agriculture - N2O | [MtonCO2e/y] | 0 | 0 | 0 | 0 | 0 | 0 | 0 | 0 | 0 | 0 | 0 | 0 | 0 | 0 | 0 | 0 | 0 | 0 | 0 | 0 | 0 | 0 | 0.05 | 0 | 1 | 1 | 1 | none | Flat | [13 empty] | none | [14 empty] | 2022: 0; 2022: 10; 2025: 10; 2030: 10; 2035: 10; 2040: 10; 2045: 10; 2050: 10 | [2]
neE02_15 | Landbouw | Emission | Agriculture | N2O | Emitted neGHG - Agriculture - N2O | MACC Component 1 - neGHG N2O Fertilizer | [MtonCO2e/y] | 25 | 31.25 | 37.5 | 43.75 | 50 | 56.25 | 62.5 | 0 | 0 | 0 | 0 | 0 | 0 | 0 | 0 | 0 | 0 | 0 | 0 | 0 | 0 | 0 | 0.05 | 0 | 20 | 20 | 1 | none | Flat | [13 empty] | none | [14 empty] | 2022: 0; 2022: 0; 2022: 0.062; 2025: 0.11017; 2030: 0.1; 2035: 0.1; 2040: 0.09; 2045: 0.09; 2050: 0.08 | [2],[7]
neE02_16 | Landbouw | Emission | Agriculture | N2O | Emitted neGHG - Agriculture - N2O | MACC Component 2 - neGHG N2O Fertilizer | [MtonCO2e/y] | 812.5 | 843.75 | 875 | 906.25 | 937.5 | 968.75 | 1000 | 0 | 0 | 0 | 0 | 0 | 0 | 0 | 0 | 0 | 0 | 0 | 0 | 0 | 0 | 0 | 0.05 | 0 | 20 | 20 | 1 | none | Flat | [13 empty] | none | [14 empty] | 2022: 0; 2022: 0; 2022: 0.155; 2025: 0.25067; 2030: 0.2; 2035: 0.2; 2040: 0.19; 2045: 0.18; 2050: 0.17 | [2]
neE02_17 | Landbouw | Emission | Agriculture | N2O | Emitted neGHG - Agriculture - N2O | MACC Component 3 - neGHG N2O Fertilizer | [MtonCO2e/y] | 4750 | 4750 | 4750 | 4750 | 4750 | 4750 | 4750 | 0 | 0 | 0 | 0 | 0 | 0 | 0 | 0 | 0 | 0 | 0 | 0 | 0 | 0 | 0 | 0.05 | 0 | 20 | 20 | 1 | none | Flat | [13 empty] | none | [14 empty] | 2022: 0; 2022: 0; 2022: 0; 2025: 0.0315; 2030: 0.06; 2035: 0.06; 2040: 0.05; 2045: 0.05; 2050: 0.04 | [2]
neE02_18 | Landbouw | Emission | Agriculture | N2O | Emitted neGHG - Agriculture - N2O | MACC Component 1 - neGHG N2O Manure Management | [MtonCO2e/y] | 187.5 | 197.92 | 208.33 | 218.75 | 229.17 | 239.58 | 250 | 0 | 0 | 0 | 0 | 0 | 0 | 0 | 0 | 0 | 0 | 0 | 0 | 0 | 0 | 0 | 0.05 | 0 | 20 | 20 | 1 | none | Flat | [13 empty] | none | [14 empty] | 2022: 0; 2022: 0; 2022: 0.08; 2025: 0.093901; 2030: 0.05; 2035: 0.05; 2040: 0.05; 2045: 0.05; 2050: 0.04 | [2]
neE02_19 | Landbouw | Emission | Agriculture | N2O | Emitted neGHG - Agriculture - N2O | MACC Component 2 - neGHG N2O Manure Management | [MtonCO2e/y] | 812.5 | 833.33 | 854.17 | 875 | 895.83 | 916.67 | 937.5 | 0 | 0 | 0 | 0 | 0 | 0 | 0 | 0 | 0 | 0 | 0 | 0 | 0 | 0 | 0 | 0.05 | 0 | 20 | 20 | 1 | none | Flat | [13 empty] | none | [14 empty] | 2022: 0; 2022: 0; 2022: 0.064; 2025: 0.069674; 2030: 0.04; 2035: 0.04; 2040: 0.04; 2045: 0.04; 2050: 0.03 | [2]
neE02_20 | Landbouw | Emission | Agriculture | N2O | Emitted neGHG - Agriculture - N2O | MACC Component 3 - neGHG N2O Manure Management | [MtonCO2e/y] | 4750 | 4750 | 4750 | 4750 | 4750 | 4750 | 4750 | 0 | 0 | 0 | 0 | 0 | 0 | 0 | 0 | 0 | 0 | 0 | 0 | 0 | 0 | 0 | 0.05 | 0 | 20 | 20 | 1 | none | Flat | [13 empty] | none | [14 empty] | 2022: 0; 2022: 0; 2022: 0; 2025: 0.0076258; 2030: 0.01; 2035: 0.02; 2040: 0.02; 2045: 0.02; 2050: 0.02 | [2]
neE02_21 | Landbouw | Emission | Agriculture | N2O | Emitted neGHG - Agriculture - N2O | MACC Component 1 - neGHG N2O Other | [MtonCO2e/y] | 187.5 | 193.75 | 200 | 206.25 | 212.5 | 218.75 | 225 | 0 | 0 | 0 | 0 | 0 | 0 | 0 | 0 | 0 | 0 | 0 | 0 | 0 | 0 | 0 | 0.05 | 0 | 20 | 20 | 1 | none | Flat | [13 empty] | none | [14 empty] | 2022: 0; 2022: 0; 2022: 0.812; 2025: 0.95333; 2030: 0.18; 2035: 0.16; 2040: 0.14; 2045: 0.12; 2050: 0.1 | [2]
neE02_22 | Industrie | Emission | Industry | CO2 | Emitted neGHG - Industry - CO2 | Emitted neGHG - Industry - CO2 | [MtonCO2e/y] | 0 | 0 | 0 | 0 | 0 | 0 | 0 | 0 | 0 | 0 | 0 | 0 | 0 | 0 | 0 | 0 | 0 | 0 | 0 | 0 | 0 | 0 | 0.05 | 0 | 1 | 1 | 1 | none | Flat | [13 empty] | none | [14 empty] | 2022: 0; 2022: 15; 2025: 15; 2030: 15; 2035: 15; 2040: 15; 2045: 15; 2050: 15 | [2]
neE02_23 | Industrie | Emission | Industry | CO2 | Emitted neGHG - Industry - CO2 | MACC Component 1 - neGHG CO2 Other | [MtonCO2e/y] | 250 | 250 | 250 | 250 | 250 | 250 | 250 | 0 | 0 | 0 | 0 | 0 | 0 | 0 | 0 | 0 | 0 | 0 | 0 | 0 | 0 | 0 | 0.05 | 0 | 20 | 20 | 1 | none | Flat | [13 empty] | none | [14 empty] | 2022: 0; 2022: 0; 2022: 0.6675; 2025: 0.73958; 2030: 0.73958; 2035: 0.74; 2040: 0.74; 2045: 0.74; 2050: 0.73958 | [2]
neE02_24 | Industrie | Emission | Industry | CH4 | Emitted neGHG - Industry - CH4 | Emitted neGHG - Industry - CH4 | [MtonCO2e/y] | 0 | 0 | 0 | 0 | 0 | 0 | 0 | 0 | 0 | 0 | 0 | 0 | 0 | 0 | 0 | 0 | 0 | 0 | 0 | 0 | 0 | 0 | 0.05 | 0 | 1 | 1 | 1 | none | Flat | [13 empty] | none | [14 empty] | 2022: 0; 2022: 20; 2025: 20; 2030: 20; 2035: 20; 2040: 20; 2045: 20; 2050: 20 | [2]
neE02_25 | Industrie | Emission | Industry | CH4 | Emitted neGHG - Industry - CH4 | MACC Component 1 - neGHG CH4 Other | [MtonCO2e/y] | 125 | 125 | 125 | 125 | 125 | 125 | 125 | 0 | 0 | 0 | 0 | 0 | 0 | 0 | 0 | 0 | 0 | 0 | 0 | 0 | 0 | 0 | 0.05 | 0 | 20 | 20 | 1 | none | Flat | [13 empty] | none | [14 empty] | 2022: 0; 2022: 0; 2022: 0.988; 2025: 0.85458; 2030: 1.345; 2035: 1.35; 2040: 1.35; 2045: 1.35; 2050: 1.345 | [2]
neE02_26 | Industrie | Emission | Industry | N2O | Emitted neGHG - Industry - N2O | Emitted neGHG - Industry - N2O | [MtonCO2e/y] | 0 | 0 | 0 | 0 | 0 | 0 | 0 | 0 | 0 | 0 | 0 | 0 | 0 | 0 | 0 | 0 | 0 | 0 | 0 | 0 | 0 | 0 | 0.05 | 0 | 1 | 1 | 1 | none | Flat | [13 empty] | none | [14 empty] | 2022: 0; 2022: 10; 2025: 10; 2030: 10; 2035: 10; 2040: 10; 2045: 10; 2050: 10 | [2]
neE02_27 | Industrie | Emission | Industry | N2O | Emitted neGHG - Industry - N2O | MACC Component 1 - neGHG N2O Other | [MtonCO2e/y] | 187.5 | 193.75 | 200 | 206.25 | 212.5 | 218.75 | 225 | 0 | 0 | 0 | 0 | 0 | 0 | 0 | 0 | 0 | 0 | 0 | 0 | 0 | 0 | 0 | 0.05 | 0 | 20 | 20 | 1 | none | Flat | [13 empty] | none | [14 empty] | 2022: 0; 2022: 0; 2022: 0.812; 2025: 0.95333; 2030: 0.359; 2035: 0.36; 2040: 0.36; 2045: 0.36; 2050: 0.359 | [2]
neE02_28 | Industrie | Emission | Industry | F-gas | Emitted neGHG - Industry - F-gas | Emitted neGHG - Industry - F-gas | [MtonCO2e/y] | 0 | 0 | 0 | 0 | 0 | 0 | 0 | 0 | 0 | 0 | 0 | 0 | 0 | 0 | 0 | 0 | 0 | 0 | 0 | 0 | 0 | 0 | 0.05 | 0 | 1 | 1 | 1 | none | Flat | [13 empty] | none | [14 empty] | 2022: 0; 2022: 5; 2025: 5; 2030: 5; 2035: 5; 2040: 5; 2045: 5; 2050: 5 | [2]
neE02_29 | Industrie | Emission | Industry | F-gas | Emitted neGHG - Industry - F-gas | MACC Component 1 - neGHG F-gas Refrigerator | [MtonCO2e/y] | 120 | 122.5 | 125 | 112.5 | 100 | 100 | 100 | 0 | 0 | 0 | 0 | 0 | 0 | 0 | 0 | 0 | 0 | 0 | 0 | 0 | 0 | 0 | 0.05 | 0 | 20 | 20 | 1 | none | Flat | [13 empty] | none | [14 empty] | 2022: 0; 2022: 0; 2022: 1.05; 2025: 1.0875; 2030: 1.0875; 2035: 1.09; 2040: 1.09; 2045: 1.09; 2050: 1.0875 | [2]
neE02_30 | Industrie | Emission | Industry | F-gas | Emitted neGHG - Industry - F-gas | MACC Component 2 - neGHG F-gas Refrigerator | [MtonCO2e/y] | 800 | 681.25 | 562.5 | 456.25 | 350 | 350 | 350 | 0 | 0 | 0 | 0 | 0 | 0 | 0 | 0 | 0 | 0 | 0 | 0 | 0 | 0 | 0 | 0.05 | 0 | 20 | 20 | 1 | none | Flat | [13 empty] | none | [14 empty] | 2022: 0; 2022: 0; 2022: 0.15; 2025: 0.1575; 2030: 0.1575; 2035: 0.16; 2040: 0.16; 2045: 0.16; 2050: 0.1575 | [2]
neE02_31 | Industrie | Emission | Industry | F-gas | Emitted neGHG - Industry - F-gas | MACC Component 1 - neGHG F-gas Other | [MtonCO2e/y] | 150 | 141.67 | 133.33 | 125 | 116.67 | 108.33 | 100 | 0 | 0 | 0 | 0 | 0 | 0 | 0 | 0 | 0 | 0 | 0 | 0 | 0 | 0 | 0 | 0.05 | 0 | 20 | 20 | 1 | none | Flat | [13 empty] | none | [14 empty] | 2022: 0; 2022: 0; 2022: 0.32; 2025: 0.3; 2030: 0.3; 2035: 0.3; 2040: 0.3; 2045: 0.3; 2050: 0.3 | [2]
neE02_32 | Mobiliteit | Emission | Transport | CH4 | Emitted neGHG - Transport - CH4 | Emitted neGHG - Transport - CH4 | [MtonCO2e/y] | 0 | 0 | 0 | 0 | 0 | 0 | 0 | 0 | 0 | 0 | 0 | 0 | 0 | 0 | 0 | 0 | 0 | 0 | 0 | 0 | 0 | 0 | 0.05 | 0 | 1 | 1 | 1 | none | Flat | [13 empty] | none | [14 empty] | 2022: 0; 2022: 20; 2025: 20; 2030: 20; 2035: 20; 2040: 20; 2045: 20; 2050: 20 | [2]
neE02_33 | Mobiliteit | Emission | Transport | CH4 | Emitted neGHG - Transport - CH4 | MACC Component 1 - neGHG CH4 Other | [MtonCO2e/y] | 125 | 125 | 125 | 125 | 125 | 125 | 125 | 0 | 0 | 0 | 0 | 0 | 0 | 0 | 0 | 0 | 0 | 0 | 0 | 0 | 0 | 0 | 0.05 | 0 | 20 | 20 | 1 | none | Flat | [13 empty] | none | [14 empty] | 2022: 0; 2022: 0; 2022: 0.988; 2025: 0.85458; 2030: 0.85458; 2035: 0.85; 2040: 0.85; 2045: 0.85; 2050: 0.85458 | [2]
neE02_34 | Mobiliteit | Emission | Transport | N2O | Emitted neGHG - Transport - N2O | Emitted neGHG - Transport - N2O | [MtonCO2e/y] | 0 | 0 | 0 | 0 | 0 | 0 | 0 | 0 | 0 | 0 | 0 | 0 | 0 | 0 | 0 | 0 | 0 | 0 | 0 | 0 | 0 | 0 | 0.05 | 0 | 1 | 1 | 1 | none | Flat | [13 empty] | none | [14 empty] | 2022: 0; 2022: 10; 2025: 10; 2030: 10; 2035: 10; 2040: 10; 2045: 10; 2050: 10 | [2]
neE02_35 | Mobiliteit | Emission | Transport | N2O | Emitted neGHG - Transport - N2O | MACC Component 1 - neGHG N2O Other | [MtonCO2e/y] | 187.5 | 193.75 | 200 | 206.25 | 212.5 | 218.75 | 225 | 0 | 0 | 0 | 0 | 0 | 0 | 0 | 0 | 0 | 0 | 0 | 0 | 0 | 0 | 0 | 0.05 | 0 | 20 | 20 | 1 | none | Flat | [13 empty] | none | [14 empty] | 2022: 0; 2022: 0; 2022: 0.812; 2025: 0.95333; 2030: 0.95333; 2035: 0.95; 2040: 0.95; 2045: 0.95; 2050: 0.95333 | [2]
neE02_36 | Mobiliteit | Emission | Transport | F-gas | Emitted neGHG - Transport - F-gas | Emitted neGHG - Transport - F-gas | [MtonCO2e/y] | 0 | 0 | 0 | 0 | 0 | 0 | 0 | 0 | 0 | 0 | 0 | 0 | 0 | 0 | 0 | 0 | 0 | 0 | 0 | 0 | 0 | 0 | 0.05 | 0 | 1 | 1 | 1 | none | Flat | [13 empty] | none | [14 empty] | 2022: 0; 2022: 5; 2025: 5; 2030: 5; 2035: 5; 2040: 5; 2045: 5; 2050: 5 | [2]
neE02_37 | Mobiliteit | Emission | Transport | F-gas | Emitted neGHG - Transport - F-gas | MACC Component 1 - neGHG F-gas Other | [MtonCO2e/y] | 150 | 141.67 | 133.33 | 125 | 116.67 | 108.33 | 100 | 0 | 0 | 0 | 0 | 0 | 0 | 0 | 0 | 0 | 0 | 0 | 0 | 0 | 0 | 0 | 0.05 | 0 | 20 | 20 | 1 | none | Flat | [13 empty] | none | [14 empty] | 2022: 0; 2022: 0; 2022: 0.32; 2025: 0.3; 2030: 0.3; 2035: 0.3; 2040: 0.3; 2045: 0.3; 2050: 0.3 | [2]
neE02_38 | Landgebruik | Emission | LULUCF | CO2 | Emitted neGHG - LULUCF - CO2 | Emitted neGHG - LULUCF - CO2 | [MtonCO2e/y] | 0 | 0 | 0 | 0 | 0 | 0 | 0 | 0 | 0 | 0 | 0 | 0 | 0 | 0 | 0 | 0 | 0 | 0 | 0 | 0 | 0 | 0 | 0.05 | 0 | 1 | 1 | 1 | none | Flat | [13 empty] | none | [14 empty] | 2022: 0; 2022: 15; 2025: 15; 2030: 15; 2035: 15; 2040: 15; 2045: 15; 2050: 15 | [2]
neE02_39 | Landgebruik | Emission | LULUCF | CO2 | Emitted neGHG - LULUCF - CO2 | MACC Component 1 - neGHG CO2 Other | [MtonCO2e/y] | 200 | 200 | 200 | 200 | 225 | 250 | 250 | 0 | 0 | 0 | 0 | 0 | 0 | 0 | 0 | 0 | 0 | 0 | 0 | 0 | 0 | 0 | 0.05 | 0 | 20 | 20 | 1 | none | Flat | [13 empty] | none | [14 empty] | 2022: 0; 2022: 0; 2022: 0.6675; 2025: 0.73958; 2030: 1.604; 2035: 1.6; 2040: 1.6; 2045: 1.6; 2050: 1.604 | [2]
Emi01_01 | Industrie | Emission | Industry | CCUS Storage | CO2 CCUS Network | CO2 Storage | [Mton_CO2/y] | 0 | 0 | 0 | 0 | 0 | 0 | 0 | 0 | 0 | 0 | 0 | 0 | 0 | 0 | 0 | 20 | 20 | 20 | 20 | 20 | 20 | 20 | 0.05 | 0 | 1 | 1 | 1 | Daily dispatch | Flat | [13 empty] | none | [14 empty] | 2022: 0; 2022: 0; 2025: 4.85; 2030: 9.7; 2035: 24; 2040: 35; 2045: 40; 2050: 40 | [2]
Emi01_02 | Industrie | Emission | Industry | CCUS | CO2 CCUS Network | CO2 from Direct Air Capture under ETS scheme | [Mton_CO2/y] | 1251.4 | 938.55 | 625.7 | 521.42 | 437.99 | 364.99 | 312.85 | 0.9 | 50.06 | 37.54 | 25.03 | 20.86 | 17.52 | 14.6 | 12.51 | 0 | 0 | 0 | 0 | 0 | 0 | 0 | 0.05 | 0 | 20 | 20 | 1 | Operation | Flat | [13 empty] | none | [14 empty] | 2022: 0; 2022: 0; 2022: 0; 2025: 0; 2035: 2.5; 2040: 5; 2045: 7.5; 2050: 10 | [2]
Emi01_03 | Industrie | Emission | Industry | CCUS | CO2 CCUS Network | CO2 from Direct Air Capture outside ETS scheme | [Mton_CO2/y] | 1251.4 | 938.55 | 625.7 | 521.42 | 437.99 | 364.99 | 312.85 | 0.9 | 50.06 | 37.54 | 25.03 | 20.86 | 17.52 | 14.6 | 12.51 | 0 | 0 | 0 | 0 | 0 | 0 | 0 | 0.05 | 0 | 20 | 20 | 1 | Operation | Flat | [13 empty] | none | [14 empty] | 2022: 0; 2022: 0; 2022: 0; 2025: 0; 2035: 2.5; 2040: 5; 2045: 7.5; 2050: 10 | [2]
Emi01_04 | Industrie | Emission | Industry | CCUS | CO2 CCUS Network | Small scale storage buffer - CCUS Network | [kton_CO2/d] | 5.77 | 5.77 | 5.77 | 5.77 | 5.77 | 5.77 | 5.77 | 0.9 | 0.17 | 0.17 | 0.17 | 0.17 | 0.17 | 0.17 | 0.17 | 0 | 0 | 0 | 0 | 0 | 0 | 0 | 0.05 | 0 | 40 | 40 | 0.365 | Gas buffer | Flat | [13 empty] | none | [8 empty] | CO2 CCUS Network | 0.001 | 0.001 | 12 |  |  | 2022: 0; 2022: 0; 2022: 1000; 2025: 1000; 2030: 1000; 2035: 1000; 2040: 1000; 2045: 1000; 2050: 1000 | [2]
Emi02_01 |  | Emission | Emission | National ETS | CO2 Air ETS | CO2 ETS quota | [Mton_CO2/y] | 0 | 0 | 0 | 0 | 0 | 0 | 0 | 0 | 0 | 0 | 0 | 0 | 0 | 0 | 0 | 0 | 0 | 0 | 0 | 0 | 0 | 0 | 0.05 | 0 | 1 | 1 | 1 | none | Flat | [13 empty] | none | [14 empty] | 2022: 0; 2022: 0; 2025: 0; 2030: 0; 2035: 0; 2040: 0; 2045: 0; 2050: 0 | [2]
Emi02_02 |  | Emission | Emission | National nETS | CO2 Air n-ETS | CO2 Emission non-ETS | [Mton_CO2/y] | 0 | 0 | 0 | 0 | 0 | 0 | 0 | 0 | 0 | 0 | 0 | 0 | 0 | 0 | 0 | 0 | 0 | 0 | 0 | 0 | 0 | 0 | 0.05 | 0 | 1 | 1 | 1 | none | Flat | [13 empty] | none | [14 empty] | 2022: 0; 2022: 0; 2025: 0; 2030: 0; 2035: 0; 2040: 0; 2045: 0; 2050: 0 | [2]
Emi02_03 |  | Emission | Emission | Bunker | CO2 Air Int. Transport | CO2 Emission Int. Transport | [Mton_CO2/y] | 0 | 0 | 0 | 0 | 0 | 0 | 0 | 0 | 0 | 0 | 0 | 0 | 0 | 0 | 0 | 0 | 0 | 0 | 0 | 0 | 0 | 0 | 0.05 | 0 | 1 | 1 | 1 | none | Flat | [13 empty] | none | [12 empty] | 0 |  | 2022: 0; 2022: 1000; 2025: 1000; 2030: 1000; 2035: 1000; 2040: 1000; 2045: 1000; 2050: 1000 | [2],[7]
Emi02_04 |  | Emission | Emission | Scope 3 | CO2 Air Feedstock end of lifetime | CO2 Emission Feedstock | [Mton_CO2/y] | 0 | 0 | 0 | 0 | 0 | 0 | 0 | 0 | 0 | 0 | 0 | 0 | 0 | 0 | 0 | 0 | 0 | 0 | 0 | 0 | 0 | 0 | 0.05 | 0 | 1 | 1 | 1 | none | Flat | [13 empty] | none | [12 empty] | 0 |  | 2022: 0; 2022: 1000; 2025: 1000; 2030: 1000; 2035: 1000; 2040: 1000; 2045: 1000; 2050: 1000 | [2],[7]
Note on CB76: [Threaded comment] Your version of Excel allows you to read this threaded comment; however, any edits to it will get removed if the file is opened in a newer version of Excel. Learn more: https://go.microsoft.com/fwlink/?linkid=870924 Comment: Based on imports from 2022 from CBS statistics (about 6 Mt imported and 3 Mt exported)
Note on CI193: [Threaded comment] Your version of Excel allows you to read this threaded comment; however, any edits to it will get removed if the file is opened in a newer version of Excel. Learn more: https://go.microsoft.com/fwlink/?linkid=870924 Comment: Based on CBS 2022 82.1 PJ uitvoer elektriciteit
Note on CP193: [Threaded comment] Your version of Excel allows you to read this threaded comment; however, any edits to it will get removed if the file is opened in a newer version of Excel. Learn more: https://go.microsoft.com/fwlink/?linkid=870924 Comment: Based on CBS 2022 82.1 PJ uitvoer elektriciteit
Note on BN211: [Threaded comment] Your version of Excel allows you to read this threaded comment; however, any edits to it will get removed if the file is opened in a newer version of Excel. Learn more: https://go.microsoft.com/fwlink/?linkid=870924 Comment: Basedon CBS 2022
Note on CI211: [Threaded comment] Your version of Excel allows you to read this threaded comment; however, any edits to it will get removed if the file is opened in a newer version of Excel. Learn more: https://go.microsoft.com/fwlink/?linkid=870924 Comment: Based on 25.6 PJ from CBS 2022
Note on BN213: [Threaded comment] Your version of Excel allows you to read this threaded comment; however, any edits to it will get removed if the file is opened in a newer version of Excel. Learn more: https://go.microsoft.com/fwlink/?linkid=870924 Comment: Based on CBS 2022
Note on CI213: [Threaded comment] Your version of Excel allows you to read this threaded comment; however, any edits to it will get removed if the file is opened in a newer version of Excel. Learn more: https://go.microsoft.com/fwlink/?linkid=870924 Comment: Based on 6.4 PJ from CBS 2022
Note on BN216: [Threaded comment] Your version of Excel allows you to read this threaded comment; however, any edits to it will get removed if the file is opened in a newer version of Excel. Learn more: https://go.microsoft.com/fwlink/?linkid=870924 Comment: Basedon 3.9 from CBS 2022
Note on CI216: [Threaded comment] Your version of Excel allows you to read this threaded comment; however, any edits to it will get removed if the file is opened in a newer version of Excel. Learn more: https://go.microsoft.com/fwlink/?linkid=870924 Comment: Based on 12.0 PJ from CBS 2022
Note on CB291: [Threaded comment] Your version of Excel allows you to read this threaded comment; however, any edits to it will get removed if the file is opened in a newer version of Excel. Learn more: https://go.microsoft.com/fwlink/?linkid=870924 Comment: Based on CBS statistics, 2022 imports of 17.7 million kg (at 44 MJ/kg) -> 779 PJ
Note on I313: [Threaded comment] Your version of Excel allows you to read this threaded comment; however, any edits to it will get removed if the file is opened in a newer version of Excel. Learn more: https://go.microsoft.com/fwlink/?linkid=870924 Comment: Updated based on Techno-economic assessment and comparison of Fischer–Tropsch and Methanol-to-Jet processes to produce sustainable aviation fuel via Power-to-Liquid - ScienceDirect Reply: Times 1.33 because the syncrude output is 1.33 PJ
Note on O313: [Threaded comment] Your version of Excel allows you to read this threaded comment; however, any edits to it will get removed if the file is opened in a newer version of Excel. Learn more: https://go.microsoft.com/fwlink/?linkid=870924 Comment: Assumed linear cost decline to 2050
Note on I314: [Threaded comment] Your version of Excel allows you to read this threaded comment; however, any edits to it will get removed if the file is opened in a newer version of Excel. Learn more: https://go.microsoft.com/fwlink/?linkid=870924 Comment: Updated based on Techno-economic assessment and comparison of Fischer–Tropsch and Methanol-to-Jet processes to produce sustainable aviation fuel via Power-to-Liquid - ScienceDirect Reply: Times 1.33 because the syncrude output is 1.33 PJ
Note on I315: [Threaded comment] Your version of Excel allows you to read this threaded comment; however, any edits to it will get removed if the file is opened in a newer version of Excel. Learn more: https://go.microsoft.com/fwlink/?linkid=870924 Comment: Updated based on Techno-economic assessment and comparison of Fischer–Tropsch and Methanol-to-Jet processes to produce sustainable aviation fuel via Power-to-Liquid - ScienceDirect Reply: Times 1.33 because the syncrude output is 1.33 PJ
Note on I316: [Threaded comment] Your version of Excel allows you to read this threaded comment; however, any edits to it will get removed if the file is opened in a newer version of Excel. Learn more: https://go.microsoft.com/fwlink/?linkid=870924 Comment: Updated based on Techno-economic assessment and comparison of Fischer–Tropsch and Methanol-to-Jet processes to produce sustainable aviation fuel via Power-to-Liquid - ScienceDirect Reply: Times 1.33 because the syncrude output is 1.33 PJ
Note on I317: [Threaded comment] Your version of Excel allows you to read this threaded comment; however, any edits to it will get removed if the file is opened in a newer version of Excel. Learn more: https://go.microsoft.com/fwlink/?linkid=870924 Comment: Updated based on Techno-economic assessment and comparison of Fischer–Tropsch and Methanol-to-Jet processes to produce sustainable aviation fuel via Power-to-Liquid - ScienceDirect Reply: Times 1.33 because the syncrude output is 1.33 PJ
Note on I318: [Threaded comment] Your version of Excel allows you to read this threaded comment; however, any edits to it will get removed if the file is opened in a newer version of Excel. Learn more: https://go.microsoft.com/fwlink/?linkid=870924 Comment: Updated based on Techno-economic assessment and comparison of Fischer–Tropsch and Methanol-to-Jet processes to produce sustainable aviation fuel via Power-to-Liquid - ScienceDirect Reply: Times 1.33 because the syncrude output is 1.33 PJ
Note on I319: [Threaded comment] Your version of Excel allows you to read this threaded comment; however, any edits to it will get removed if the file is opened in a newer version of Excel. Learn more: https://go.microsoft.com/fwlink/?linkid=870924 Comment: Updated based on TKI_Nieuw_Gas-BTG_openbaar_eindrapport_vergassing_11_maart_2021_kaft_en_WCAG_-_210301.pdf excluded costs for methanation to only have syngas. Reply: Also in line with PBL advice for the SDE++ 2024: Eindadvies basisbedragen SDE++ 2024
Note on I320: [Threaded comment] Your version of Excel allows you to read this threaded comment; however, any edits to it will get removed if the file is opened in a newer version of Excel. Learn more: https://go.microsoft.com/fwlink/?linkid=870924 Comment: Updated based on: technology-factsheets-rwgs-to-co-from-co2-and-h2-1.pdf. Only includes the water-gas-shift
Note on I322: [Threaded comment] Your version of Excel allows you to read this threaded comment; however, any edits to it will get removed if the file is opened in a newer version of Excel. Learn more: https://go.microsoft.com/fwlink/?linkid=870924 Comment: Updated based on 2017-02 Techno - Economic Evaluation of SMR Based Standalone (Merchant) Hydrogen Plant with CCS.pdf
Note on I323: [Threaded comment] Your version of Excel allows you to read this threaded comment; however, any edits to it will get removed if the file is opened in a newer version of Excel. Learn more: https://go.microsoft.com/fwlink/?linkid=870924 Comment: Updated based on Techno-economic assessment of long-term methanol production from natural gas and renewables - ScienceDirect
Note on Q324: [Threaded comment] Your version of Excel allows you to read this threaded comment; however, any edits to it will get removed if the file is opened in a newer version of Excel. Learn more: https://go.microsoft.com/fwlink/?linkid=870924 Comment: 4% of CAPEX as described in TNO factsheet
Note on Q325: [Threaded comment] Your version of Excel allows you to read this threaded comment; however, any edits to it will get removed if the file is opened in a newer version of Excel. Learn more: https://go.microsoft.com/fwlink/?linkid=870924 Comment: 4% of CAPEX as described in TNO factsheet
Note on I339: [Threaded comment] Your version of Excel allows you to read this threaded comment; however, any edits to it will get removed if the file is opened in a newer version of Excel. Learn more: https://go.microsoft.com/fwlink/?linkid=870924 Comment: Updated based on: 2017-02 Techno - Economic Evaluation of SMR Based Standalone (Merchant) Hydrogen Plant with CCS.pdf
Note on I340: [Threaded comment] Your version of Excel allows you to read this threaded comment; however, any edits to it will get removed if the file is opened in a newer version of Excel. Learn more: https://go.microsoft.com/fwlink/?linkid=870924 Comment: Updated based on: 2017-02 Techno - Economic Evaluation of SMR Based Standalone (Merchant) Hydrogen Plant with CCS.pdf
Note on I342: [Threaded comment] Your version of Excel allows you to read this threaded comment; however, any edits to it will get removed if the file is opened in a newer version of Excel. Learn more: https://go.microsoft.com/fwlink/?linkid=870924 Comment: Based on ISPT (also TNO & Krishnan papers), converted to 2022 currency
Note on Q342: [Threaded comment] Your version of Excel allows you to read this threaded comment; however, any edits to it will get removed if the file is opened in a newer version of Excel. Learn more: https://go.microsoft.com/fwlink/?linkid=870924 Comment: Based on percentages from TNO factsheets
Note on X342: [Threaded comment] Your version of Excel allows you to read this threaded comment; however, any edits to it will get removed if the file is opened in a newer version of Excel. Learn more: https://go.microsoft.com/fwlink/?linkid=870924 Comment: Stack replacement costs. For alkaline, 23% of CAPEX replaced every 70000h (every 252 PJ at full load). According to Danish Energy Agency Technology catalogue
Note on AT342: [Threaded comment] Your version of Excel allows you to read this threaded comment; however, any edits to it will get removed if the file is opened in a newer version of Excel. Learn more: https://go.microsoft.com/fwlink/?linkid=870924 Comment: ISPT GW scale research Reply: Public-report-gigawatt-advanced-green-electrolyser-design.pdf Minimum loads for PEM & Alkaline
Note on DK342: [Threaded comment] Your version of Excel allows you to read this threaded comment; however, any edits to it will get removed if the file is opened in a newer version of Excel. Learn more: https://go.microsoft.com/fwlink/?linkid=870924 Comment: Updated but not yet added to data list, see comments
Note on Q343: [Threaded comment] Your version of Excel allows you to read this threaded comment; however, any edits to it will get removed if the file is opened in a newer version of Excel. Learn more: https://go.microsoft.com/fwlink/?linkid=870924 Comment: Based on percentages from TNO factsheets
Note on X343: [Threaded comment] Your version of Excel allows you to read this threaded comment; however, any edits to it will get removed if the file is opened in a newer version of Excel. Learn more: https://go.microsoft.com/fwlink/?linkid=870924 Comment: Stack replacement costs. For PEM, 37% of CAPEX replaced every 55000h (every 198 PJ at full load). According to Danish Energy Agency Technology catalogue
Note on DK343: [Threaded comment] Your version of Excel allows you to read this threaded comment; however, any edits to it will get removed if the file is opened in a newer version of Excel. Learn more: https://go.microsoft.com/fwlink/?linkid=870924 Comment: Updated but not yet added to data list, see comments
Note on I344: [Threaded comment] Your version of Excel allows you to read this threaded comment; however, any edits to it will get removed if the file is opened in a newer version of Excel. Learn more: https://go.microsoft.com/fwlink/?linkid=870924 Comment: Prosser et al 2024 gives some data, but costs seem very low Cost analysis of hydrogen production by high-temperature solid oxide electrolysis - ScienceDirect Reply: Instead used Danish energy agency tech catalogue, values for 10MW SOEC (range 1800 for 100 MW and 4000 for 1 MW) Reply: Used upper range of 2050 value
Note on Q344: [Threaded comment] Your version of Excel allows you to read this threaded comment; however, any edits to it will get removed if the file is opened in a newer version of Excel. Learn more: https://go.microsoft.com/fwlink/?linkid=870924 Comment: 12% of CAPEX (from Danish Energy Agency technology catalogue)
Note on X344: [Threaded comment] Your version of Excel allows you to read this threaded comment; however, any edits to it will get removed if the file is opened in a newer version of Excel. Learn more: https://go.microsoft.com/fwlink/?linkid=870924 Comment: Stack replacement costs. For PEM, 68% of CAPEX replaced every 21250h (every 76.5 PJ at full load). According to Danish Energy Agency Technology catalogue
Note on AT344: [Threaded comment] Your version of Excel allows you to read this threaded comment; however, any edits to it will get removed if the file is opened in a newer version of Excel. Learn more: https://go.microsoft.com/fwlink/?linkid=870924 Comment: https://www.sciencedirect.com/science/article/pii/S0360319915009477 10-100% load
Note on CB368: [Threaded comment] Your version of Excel allows you to read this threaded comment; however, any edits to it will get removed if the file is opened in a newer version of Excel. Learn more: https://go.microsoft.com/fwlink/?linkid=870924 Comment: Updated based on ENSPRESO project, Med scenario - MINBIOCRP41, MINBIOCRP41a, MINBIOFRSR1, MINBIOWOO, MINBIOWOOa, MINBIOWOOW1, MINBIOWOOW1a (Willow, Poplar, Fuelwood residues, FuelwoodRW, C&P_RW, Secondary Forestry residues - woodchips, Sawdust)
Note on CD368: [Threaded comment] Your version of Excel allows you to read this threaded comment; however, any edits to it will get removed if the file is opened in a newer version of Excel. Learn more: https://go.microsoft.com/fwlink/?linkid=870924 Comment: Updated based on ENSPRESO project, Med scenario - MINBIOCRP41, MINBIOCRP41a, MINBIOFRSR1, MINBIOWOO, MINBIOWOOa, MINBIOWOOW1, MINBIOWOOW1a (Willow, Poplar, Fuelwood residues, FuelwoodRW, C&P_RW, Secondary Forestry residues - woodchips, Sawdust) Reply: Updated from CE Delft Bioscope
Note on CH368: [Threaded comment] Your version of Excel allows you to read this threaded comment; however, any edits to it will get removed if the file is opened in a newer version of Excel. Learn more: https://go.microsoft.com/fwlink/?linkid=870924 Comment: Updated based on ENSPRESO project, Med scenario - MINBIOCRP41, MINBIOCRP41a, MINBIOFRSR1, MINBIOWOO, MINBIOWOOa, MINBIOWOOW1, MINBIOWOOW1a (Willow, Poplar, Fuelwood residues, FuelwoodRW, C&P_RW, Secondary Forestry residues - woodchips, Sawdust) Reply: Updated from CE Delft Bioscope
Note on CB371: [Threaded comment] Your version of Excel allows you to read this threaded comment; however, any edits to it will get removed if the file is opened in a newer version of Excel. Learn more: https://go.microsoft.com/fwlink/?linkid=870924 Comment: Updated based on ENSPRESO project, Med scenario - MINBIOCRP31 (miscanthus, switchgrass, RCG)
Note on CD371: [Threaded comment] Your version of Excel allows you to read this threaded comment; however, any edits to it will get removed if the file is opened in a newer version of Excel. Learn more: https://go.microsoft.com/fwlink/?linkid=870924 Comment: Updated based on ENSPRESO project, Med scenario - MINBIOCRP31 (miscanthus, switchgrass, RCG)
Note on CF371: [Threaded comment] Your version of Excel allows you to read this threaded comment; however, any edits to it will get removed if the file is opened in a newer version of Excel. Learn more: https://go.microsoft.com/fwlink/?linkid=870924 Comment: Updated based on ENSPRESO project, Med scenario - MINBIOCRP31 (miscanthus, switchgrass, RCG)
Note on CH371: [Threaded comment] Your version of Excel allows you to read this threaded comment; however, any edits to it will get removed if the file is opened in a newer version of Excel. Learn more: https://go.microsoft.com/fwlink/?linkid=870924 Comment: Updated based on ENSPRESO project, Med scenario - MINBIOCRP31 (miscanthus, switchgrass, RCG)
Note on CB374: [Threaded comment] Your version of Excel allows you to read this threaded comment; however, any edits to it will get removed if the file is opened in a newer version of Excel. Learn more: https://go.microsoft.com/fwlink/?linkid=870924 Comment: Updated based on ENSPRESO project, Med scenario - MINBIOGAS1 (manure solid, liquid)
Note on CD374: [Threaded comment] Your version of Excel allows you to read this threaded comment; however, any edits to it will get removed if the file is opened in a newer version of Excel. Learn more: https://go.microsoft.com/fwlink/?linkid=870924 Comment: Updated based on ENSPRESO project, Med scenario - MINBIOGAS1 (manure solid, liquid)
Note on CF374: [Threaded comment] Your version of Excel allows you to read this threaded comment; however, any edits to it will get removed if the file is opened in a newer version of Excel. Learn more: https://go.microsoft.com/fwlink/?linkid=870924 Comment: Updated based on ENSPRESO project, Med scenario - MINBIOGAS1 (manure solid, liquid)
Note on CH374: [Threaded comment] Your version of Excel allows you to read this threaded comment; however, any edits to it will get removed if the file is opened in a newer version of Excel. Learn more: https://go.microsoft.com/fwlink/?linkid=870924 Comment: Updated based on ENSPRESO project, Med scenario - MINBIOGAS1 (manure solid, liquid)
Note on CB375: [Threaded comment] Your version of Excel allows you to read this threaded comment; however, any edits to it will get removed if the file is opened in a newer version of Excel. Learn more: https://go.microsoft.com/fwlink/?linkid=870924 Comment: Updated based on ENSPRESO project, Med scenario - MINBIOCRP21 (sugar from sugar beet)
Note on CB377: [Threaded comment] Your version of Excel allows you to read this threaded comment; however, any edits to it will get removed if the file is opened in a newer version of Excel. Learn more: https://go.microsoft.com/fwlink/?linkid=870924 Comment: Updated based on ENSPRESO project, Med scenario - MINBIOLIQ1 (sunflower, soya seed) & MINBIORPS1 (rapeseed)

## EnergyBalance
Tech. Specifics | [14 empty] | Data source | Activity Balances - Activity Balances - Activity Balances - Activity Balances - Activity Balances - Activity Balances - Activity Balances - Activity Balances - Activity Balances - Activity Balances - Activity Balances - Activity Balances - Activity Balances - Activity Balances - Activity Balances - Activity Balances - Activity Balances - Activity Balances - Activity Balances - Activity Balances - Activity Balances - Activity Balances - Activity Balances - Activity Balances - Activity Balances - Activity Balances - Activity Balances - Activity Balances - Activity Balances - Activity Balances - Activity Balances - Activity Balances - Activity Balances - Activity Balances - Activity Balances - Activity Balances - Activity Balances - Activity Balances - Activity Balances - Activity Balances - Activity Balances - Activity Balances - Activity Balances - Activity Balances - Activity Balances - Activity Balances - Activity Balances - Activity Balances - Activity Balances - Activity Balances - Activity Balances - Activity Balances - Activity Balances - Activity Balances - Activity Balances - Activity Balances - Activity Balances - Activity Balances - Activity Balances - Activity Balances - Activity Balances - Activity Balances - Activity Balances - Activity Balances - Activity Balances - Activity Balances - Activity Balances - Activity Balances - Activity Balances - Activity Balances - Activity Balances - Activity Balances - Activity Balances - Activity Balances - Activity Balances - Activity Balances - Activity Balances - Activity Balances - Activity Balances - Activity Balances - Activity Balances - Activity Balances - Activity Balances - Activity Balances - Activity Balances - Activity Balances - Activity Balances - Activity Balances - Activity Balances - Activity Balances - Activity Balances - Activity Balances - Activity Balances - Activity Balances - Activity Balances - Activity Balances - Activity Balances - Activity Balances - Activity Balances - Activity Balances - Activity Balances - Activity Balances - Activity Balances - Activity Balances - Activity Balances - Activity Balances - Activity Balances - Activity Balances - Activity Balances - Activity Balances - Activity Balances - Activity Balances - Activity Balances - Activity Balances - Activity Balances - Activity Balances - Activity Balances - Activity Balances - Activity Balances - Activity Balances - Activity Balances - Activity Balances - Activity Balances - Activity Balances - Activity Balances - Activity Balances - Activity Balances - Activity Balances - Activity Balances - Activity Balances - Activity Balances - Activity Balances
Tech_ID | Policy Sectors | Category | Sector | Main Activity | Name | CO2 Removal | CO2 used from CCUS network | Accounted Embodied CO2 | Feedstock Carbon | Other ETS emission (process emission) | Other non-ETS emission forms | ETS status | Emission node | International emissions |  | Electricity demand - Residential | Houses - Residential Flats | Houses - Residential Terrace | Houses - Residential Dwellings | Electricity demand - Services | Space - Services | Electricity demand - Agricuture | Heat demand - Agriculture | Machinery - Agriculture | Steel production - Basic Metals Industry | Nitric Acid production - Fertilizers Industry | Urea production - Fertilizers Industry | Other Ammonia based fertilizers - Fertilizers Industry | Ethylene production - Chemical Industry | Propylene production - Chemical Industry | Butadiene production - Chemical Industry | BTX aromatics production - Chemical Industry | Chlorine production - Chemical Industry | Other ETS chemicals - Chemical Industry | Glass production - ETS Industry | Ceramics production -ETS Industry | Paper production - ETS Industry | Board production - ETS Industry | Food production - non-ETS Industry | Other ETS - Industry | Other non-ETS - Industry | Machinery - Industry | Waste Management | Motorcycles | Passenger Cars | Light-Duty Vehicles | Heavy-Duty Vehicles | Buses | Rail | Domestic Navigation | Other Transport | Bunker Navigation | Bunker Aviation | neGHG - Residential - CO2 | neGHG - Services - CH4 | neGHG - Agriculture - CO2 | neGHG - Agriculture - CH4 | neGHG - Agriculture - N2O | neGHG - Industry - Chemical - CO2 | neGHG - Industry - Other - CO2 | neGHG - Industry - CH4 | neGHG - Industry - N2O | neGHG - Industry - F-gas | neGHG - Transport - CH4 | neGHG - Transport - N2O | neGHG - Transport - F-gas | neGHG - LULUCF | Natural Gas Exports | Naphtha Exports | Road Fuel Exports | Kerosene Exports | Electricity demand - EU | DRI | Steel scrap | Electricity EU | Electricity NL - HVNS | Electricity NL - HV | Electricity NL - LV | Heat LT Houses C-G | Heat LT Houses A+,A,B | Heat LT Services | Heat LT Network | Heat LT Agriculture | Heat HT Industry | Heat LT Industry | Furnace Heat Industry | Blast Furnace Gas | LPG | Naphtha | Road Fuel | Kerosene | Fuel Oil | Other Oil Products | Bio Naphtha | Bio Ethanol | Bio Diesel | Bio Kerosene | Syn Naphtha | Syn Diesel | Syn Kerosene | Syngas | E-Kerosene | Methanol | Natural Gas HD | Natural Gas LD | Natural Gas LNG | Hydrogen HD | Hydrogen LD | Renewable H2 Credit | Plastic pyrolysis oil | Ammonia | Biomass | Coal | Crude Oil | National Natural Gas | Uranium | Municipal Waste | Plastic Waste | Wood | Grasscrops | Dry organic matter | Wet organic matter | Manure | Sugars | Starch | Vegetable Oil | Wind Energy | Solar Energy | Ambient Energy | Geothermal Energy | Solar Heat | Emitted neGHG - Residential - CO2 | Emitted neGHG - Services - CH4 | Emitted neGHG - Agriculture - CO2 | Emitted neGHG - Agriculture - CH4 | Emitted neGHG - Agriculture - N2O | Emitted neGHG - Industry - CO2 | Emitted neGHG - Industry - CH4 | Emitted neGHG - Industry - N2O | Emitted neGHG - Industry - F-gas | Emitted neGHG - Transport - CH4 | Emitted neGHG - Transport - N2O | Emitted neGHG - Transport - F-gas | Emitted neGHG - LULUCF - CO2 | Renewable CO2 Credit | CO2 CCUS Network | CO2 Air ETS | CO2 Air n-ETS | CO2 Air Int. Transport | CO2 Air Feedstock end of lifetime
[8 empty] | FORMULA! | FORMULA! | [58 empty] | 0.0566 | 0.071 | 0.073 | 0.072 | [15 empty] | 0.2474 | 0.0631 | 0.071 | 0.073 | 0.072 | 0.077 | 0.081 | 0.071 | 0.055 | 0.073 | 0.072 | 0.071 | 0.073 | 0.072 | 0.074 | 0.072 | 0.069 | 0.0566 | 0.0566 | 0.0566 | 0 | 0 | 0 | 0.071 | 0 | 0.1096 | 0.0983 | 0.0733 | 0.0566 | 0 | 0.1063 | 0.075 | 0.1096 | 0.1096 | 0.1096 | 0.1096 | 0.1096 | 0.1096 | 0.1096 | 0.0712 | 0 | 0 | 0 | 0 | 0 | [14 empty] | NL | NL | NL | NL | NL
[6 empty] | no AIMMS | no AIMMS | no AIMMS | no AIMMS | no AIMMS | no AIMMS | no AIMMS | no AIMMS | no AIMMS | [53 empty] | 0.0566 | 0.071 | 0.073 | 0.072 | [15 empty] | 0.2474 | 0.0631 | 0.071 | 0.073 | 0.072 | 0.077 | 0.081 | 0 | 0 | 0 | 0 | 0.071 | 0.073 | 0.072 | 0.074 | 0.072 | 0.069 | 0.0566 | 0.0566 | 0.0566 | 0 | 0 | 0 | 0.071 | 0 | 0 | 0.0983 | 0.0733 | 0.0566 | 0 | 0.039331 | 0.075 | 0 | 0 | 0 | 0 | 0 | 0 | 0 | 0 | 0 | 0 | 0 | 0 | 0
[6 empty] | [%] | [Mton_CO2/UoA] | [Mton_CO2/UoA] | [Mton_CO2/UoA] | [Mton_CO2/UoA] | [Mton_CO2/UoA] | [t/f] | [node] | [%] | [ref No.] | [PJ] | [khouses] | [khouses] | [khouses] | [PJ] | [Mm2] | [PJ] | [PJ] | [PJ] | [Mton_Steel] | [Mton_AN] | [Mton_Urea] | [Mton_NH3] | [Mton_Ey] | [Mton_Py] | [Mton_Butadiene] | [Mton_BTX] | [Mton_CL2] | [Idx_2020] | [Mton_Glass] | [Mton_Ceramics] | [Mton_Paper] | [Mton_board] | [Idx_2020] | [Idx_2020] | [Idx_2020] | [PJ] | [Mton_Waste] | [Gvkm] | [Gvkm] | [Gvkm] | [Gvkm] | [Mvkm] | [Mvkm] | [Mvkm] | [PJ] | [Mvkm] | [Mvkm] | [Mton_CO2e] | [Mton_CO2e] | [Mton_CO2e] | [Mton_CO2e] | [Mton_CO2e] | [Mton_CO2e] | [Mton_CO2e] | [Mton_CO2e] | [Mton_CO2e] | [Mton_CO2e] | [Mton_CO2e] | [Mton_CO2e] | [Mton_CO2e] | [Mton_CO2e] | [PJ] | [PJ] | [PJ] | [PJ] | [PJ] | [Mton_DRI/y] | [Mton_steelscrap] | [PJ] | [PJ] | [PJ] | [PJ] | [PJ] | [PJ] | [PJ] | [PJ] | [PJ] | [PJ] | [PJ] | [PJ] | [PJ] | [PJ] | [PJ] | [PJ] | [PJ] | [PJ] | [PJ] | [PJ] | [PJ] | [PJ] | [PJ] | [PJ] | [PJ] | [PJ] | [PJ] | [PJ] | [PJ] | [PJ] | [PJ] | [PJ] | [PJ] | [PJ] | [PJ] | [PJ] | [PJ] | [PJ] | [PJ] | [PJ] | [PJ] | [PJ] | [PJ] | [PJ] | [PJ] | [PJ] | [PJ] | [PJ] | [PJ] | [PJ] | [PJ] | [PJ] | [PJ] | [PJ] | [PJ] | [PJ] | [PJ] | [Mton_CO2e] | [Mton_CO2e] | [Mton_CO2e] | [Mton_CO2e] | [Mton_CO2e] | [Mton_CO2e] | [Mton_CO2e] | [Mton_CO2e] | [Mton_CO2e] | [Mton_CO2e] | [Mton_CO2e] | [Mton_CO2e] | [Mton_CO2e] | [Mton_CO2e] | [Mton_CO2] | [Mton_CO2] | [Mton_CO2] | [Mton_CO2] | [Mton_CO2]
Res01_01 | Gebouwde omgeving | Final | Residential | Electricity demand - Residential | Dummy standard electricity consumption - Residential |  |  | 0 | 0 |  |  |  | NL |  | [1] | 1 | [61 empty] | -1 | [67 empty] | 0 | 0 | 0 | 0 | 0
Res01_02 | Gebouwde omgeving | Final | Residential | Electricity demand - Residential | Flexible standard electricity consumption - Residential |  |  | 0 | 0 |  |  |  | NL |  | [1] | 1 | [61 empty] | -1 | [67 empty] | 0 | 0 | 0 | 0 | 0
Res02_01 | Gebouwde omgeving | Final | Residential | Houses - Residential Flats | House with insulation GFE - Residential Flats |  |  | 0 | 0 |  |  |  | NL |  | [1] |  | 1 | [61 empty] | -0.030508 | [66 empty] | 0 | 0 | 0 | 0 | 0
Res02_02 | Gebouwde omgeving | Final | Residential | Houses - Residential Flats | House with insulation DC - Residential Flats |  |  | 0 | 0 |  |  |  | NL |  | [1] |  | 1 | [61 empty] | -0.029348 | [66 empty] | 0 | 0 | 0 | 0 | 0
Res02_03 | Gebouwde omgeving | Final | Residential | Houses - Residential Flats | House with insulation B - Residential Flats |  |  | 0 | 0 |  |  |  | NL |  | [1] |  | 1 | [62 empty] | -0.026738 | [65 empty] | 0 | 0 | 0 | 0 | 0
Res02_04 | Gebouwde omgeving | Final | Residential | Houses - Residential Flats | House with insulation A - Residential Flats |  |  | 0 | 0 |  |  |  | NL |  | [1] |  | 1 | [62 empty] | -0.020648 | [65 empty] | 0 | 0 | 0 | 0 | 0
Res02_05 | Gebouwde omgeving | Final | Residential | Houses - Residential Flats | House with insulation A+ - Residential Flats |  |  | 0 | 0 |  |  |  | NL |  | [9] |  | 1 | [62 empty] | -0.017458 | [65 empty] | 0 | 0 | 0 | 0 | 0
Res03_01 | Gebouwde omgeving | Final | Residential | Houses - Residential Terrace | House with insulation GFE - Residential Terrace |  |  | 0 | 0 |  |  |  | NL |  | [9] |  |  | 1 | [60 empty] | -0.045586 | [66 empty] | 0 | 0 | 0 | 0 | 0
Res03_02 | Gebouwde omgeving | Final | Residential | Houses - Residential Terrace | House with insulation DC - Residential Terrace |  |  | 0 | 0 |  |  |  | NL |  | [1],[37],[38] |  |  | 1 | [60 empty] | -0.039206 | [66 empty] | 0 | 0 | 0 | 0 | 0
Res03_03 | Gebouwde omgeving | Final | Residential | Houses - Residential Terrace | House with insulation B - Residential Terrace |  |  | 0 | 0 |  |  |  | NL |  | [1],[37],[38] |  |  | 1 | [61 empty] | -0.035726 | [65 empty] | 0 | 0 | 0 | 0 | 0
Res03_04 | Gebouwde omgeving | Final | Residential | Houses - Residential Terrace | House with insulation A - Residential Terrace |  |  | 0 | 0 |  |  |  | NL |  | [1],[37],[38] |  |  | 1 | [61 empty] | -0.027606 | [65 empty] | 0 | 0 | 0 | 0 | 0
Res03_05 | Gebouwde omgeving | Final | Residential | Houses - Residential Terrace | House with insulation A+ - Residential Terrace |  |  | 0 | 0 |  |  |  | NL |  | [1],[37],[38] |  |  | 1 | [61 empty] | -0.023256 | [65 empty] | 0 | 0 | 0 | 0 | 0
Res04_01 | Gebouwde omgeving | Final | Residential | Houses - Residential Dwellings | House with insulation GFE - Residential Dwellings |  |  | 0 | 0 |  |  |  | NL |  | [1],[37],[38] |  |  |  | 1 | [59 empty] | -0.069073 | [66 empty] | 0 | 0 | 0 | 0 | 0
Res04_02 | Gebouwde omgeving | Final | Residential | Houses - Residential Dwellings | House with insulation DC - Residential Dwellings |  |  | 0 | 0 |  |  |  | NL |  | [1] |  |  |  | 1 | [59 empty] | -0.060083 | [66 empty] | 0 | 0 | 0 | 0 | 0
Res04_03 | Gebouwde omgeving | Final | Residential | Houses - Residential Dwellings | House with insulation B - Residential Dwellings |  |  | 0 | 0 |  |  |  | NL |  | [1],[35] |  |  |  | 1 | [60 empty] | -0.053703 | [65 empty] | 0 | 0 | 0 | 0 | 0
Res04_04 | Gebouwde omgeving | Final | Residential | Houses - Residential Dwellings | House with insulation A - Residential Dwellings |  |  | 0 | 0 |  |  |  | NL |  | [1],[35] |  |  |  | 1 | [60 empty] | -0.041233 | [65 empty] | 0 | 0 | 0 | 0 | 0
Res04_05 | Gebouwde omgeving | Final | Residential | Houses - Residential Dwellings | House with insulation A+ - Residential Dwellings |  |  | 0 | 0 |  |  |  | NL |  | [1] |  |  |  | 1 | [60 empty] | -0.034563 | [65 empty] | 0 | 0 | 0 | 0 | 0
Ser01_01 | Gebouwde omgeving | Final | Services | Electricity demand - Services | Dummy standard electricity consumption - Services |  |  | 0 | 0 |  |  |  | NL |  | [39] |  |  |  |  | 1 | [57 empty] | -1 | [67 empty] | 0 | 0 | 0 | 0 | 0
Ser01_02 | Gebouwde omgeving | Final | Services | Electricity demand - Services | Flexible standard electricity consumption - Services |  |  | 0 | 0 |  |  |  | NL |  | [D] |  |  |  |  | 1 | [57 empty] | -1 | [67 empty] | 0 | 0 | 0 | 0 | 0
Ser02_01 | Gebouwde omgeving | Final | Services | Space - Services | Space with insulation GFE - Services |  |  | 0 | 0 |  |  |  | NL |  | [1],[36],[39] | [5 empty] | 1 | [59 empty] | -0.431 | [64 empty] | 0 | 0 | 0 | 0 | 0
Ser02_02 | Gebouwde omgeving | Final | Services | Space - Services | Space with insulation DC - Services |  |  | 0 | 0 |  |  |  | NL |  | [1],[36],[39] | [5 empty] | 1 | [59 empty] | -0.24163 | [64 empty] | 0 | 0 | 0 | 0 | 0
Ser02_03 | Gebouwde omgeving | Final | Services | Space - Services | Space with insulation B - Services |  |  | 0 | 0 |  |  |  | NL |  | [1],[36],[39] | [5 empty] | 1 | [59 empty] | -0.20074 | [64 empty] | 0 | 0 | 0 | 0 | 0
Ser02_04 | Gebouwde omgeving | Final | Services | Space - Services | Space with insulation A - Services |  |  | 0 | 0 |  |  |  | NL |  | [1],[36],[39] | [5 empty] | 1 | [59 empty] | -0.15811 | [64 empty] | 0 | 0 | 0 | 0 | 0
Ser02_05 | Gebouwde omgeving | Final | Services | Space - Services | Space with insulation A+ - Services |  |  | 0 | 0 |  |  |  | NL |  | [1],[36],[39] | [5 empty] | 1 | [59 empty] | -0.13549 | [64 empty] | 0 | 0 | 0 | 0 | 0
Agr01_01 | Landbouw | Final | Agriculture | Electricity demand - Agricuture | Dummy standard electricity consumption - Agriculture |  |  | 0 | 0 |  |  |  | NL |  | [9] | [6 empty] | 1 | [55 empty] | -1 | [67 empty] | 0 | 0 | 0 | 0 | 0
Agr02_01 | Landbouw | Final | Agriculture | Heat demand - Agriculture | Dummy balance heat consumption - Agriculture Horticulture |  |  | 0 | 0 |  |  |  | NL |  | [9] | [7 empty] | 1 | [59 empty] | -1 | [62 empty] | 0 | 0 | 0 | 0 | 0
Agr04_01 | Mobiliteit | Final | Agriculture | Machinery - Agriculture | Fuel based Machinery - Agriculture |  |  | 0 | 0 |  |  |  | NL |  | [D] | [8 empty] | 1 | [65 empty] | -1 | [55 empty] | 0 | 0 | 0.073 | 0 | 0
Agr04_02 | Mobiliteit | Final | Agriculture | Machinery - Agriculture | Hybrid Machinery - Agriculture |  |  | 0 | 0 |  |  |  | NL |  | [D] | [8 empty] | 1 | [53 empty] | -0.325 | [11 empty] | -0.5 | [55 empty] | 0 | 0 | 0.0365 | 0 | 0
IBM01_01 | Industrie | Final | Industry | Steel production - Basic Metals Industry | Blast furnace BOF - Steel Production |  |  | 0.063895 | 0.063895 | 0.15 |  | 1 | NL |  | [51],[93] | [9 empty] | 1 | [51 empty] | -1.34 | [9 empty] | 3.67 | [16 empty] | -1.68 | [8 empty] | -18.55 | -0.03 | [31 empty] | 0 | 1.0989 | 0 | 0 | 0.063895
IBM01_02 | Industrie | Final | Industry | Steel production - Basic Metals Industry | Blast furnace BOF wCCUS (end-of-pipe) - Steel Production | 0.6 |  | 0.063895 | 0.063895 | 0.15 |  | 1 | NL |  | [51],[93] | [9 empty] | 1 | [51 empty] | -1.98 | [6 empty] | -3.25 | -1 |  | 3.67 | [16 empty] | -1.68 | [8 empty] | -18.55 | -0.03 | [31 empty] | 0.5693 | 0.5296 | 0 | 0 | 0.063895
IBM01_03 | Industrie | Final | Industry | Steel production - Basic Metals Industry | Blast furnace BOF with top gas recycling wCCUS (end-of-pipe) - Steel Production | 0.9 |  | 0.063895 | 0.063895 | 0.185 |  | 1 | NL |  | [51],[93] | [9 empty] | 1 | [51 empty] | -1.88 | [6 empty] | -3.25 | -1 | [18 empty] | -1.27 | [8 empty] | -15.87 | [32 empty] | 1.4112 | 0.3418 | 0 | 0 | 0.063895
IBM01_04 | Industrie | Final | Industry | Steel production - Basic Metals Industry | Hisarna - Steel Production |  |  | 0.063895 | 0.063895 | 0.143 |  | 1 | NL |  | [51],[93] | [9 empty] | 1 | [51 empty] | -0.95 | [26 empty] | -0.95 | [8 empty] | -12.7 | [32 empty] | 0 | 1.3813 | 0 | 0 | 0.063895
IBM01_05 | Industrie | Final | Industry | Steel production - Basic Metals Industry | Hisarna wCCUS (cryogenic) - Steel Production | 0.9 |  | 0.063895 | 0.063895 | 0.143 |  | 1 | NL |  | [51],[93] | [9 empty] | 1 | [51 empty] | -1.7 | [26 empty] | -0.95 | [8 empty] | -12.7 | [32 empty] | 1.1145 | 0.2668 | 0 | 0 | 0.063895
IBM01_06 | Industrie | Final | Industry | Steel production - Basic Metals Industry | Hisarna biomass wCCUS (cryogenic) - Steel Production | 0.9 |  | 0 | 0.07672 | 0.143 |  | 1 | NL |  | [51],[93] | [9 empty] | 1 | [51 empty] | -1.7 | [26 empty] | -0.95 | [7 empty] | -15 | [32 empty] | 1.4589 | 1.4589 | -1.2622 | 0 | 0 | 0
IBM01_07 | Industrie | Final | Industry | Steel production - Basic Metals Industry | Direct reduction from natural gas - Steel Production |  |  | 0.063895 | 0.063895 | 0.02 |  | 1 | NL |  | [51],[93] | [9 empty] | 1 | [51 empty] | -2.94 | [26 empty] | -8.4 | [8 empty] | -0.9 | [32 empty] | 0 | 0.52 | 0 | 0 | 0.063895
IBM01_08 | Industrie | Final | Industry | Steel production - Basic Metals Industry | Direct reduction from hydrogen - Steel Production |  |  | 0.063895 | 0.063895 | 0.02 |  | 1 | NL |  | [51],[93] | [9 empty] | 1 | [51 empty] | -2.94 | [29 empty] | -6.82 | [5 empty] | -0.9 | [32 empty] | 0 | 0.0446 | 0 | 0 | 0.063895
IBM01_09 | Industrie | Final | Industry | Steel production - Basic Metals Industry | Direct reduction from hydrogen w/biomass - Steel Production |  |  | 0 | 0.07672 | 0.02 |  | 1 | NL |  | [51],[93] | [9 empty] | 1 | [51 empty] | -2.94 | [29 empty] | -6.82 |  |  |  |  | -2 | [33 empty] | 0 | 0.02 | 0 | 0 | 0
IBM01_10 | Industrie | Final | Industry | Steel production - Basic Metals Industry | Low temperature electro winning (ULCOWIN) - Steel Production |  |  | 0 | 0.07672 |  |  | 1 | NL |  | [51],[93] | [9 empty] | 1 | [51 empty] | -12 | [34 empty] | -2 | [33 empty] | 0 | 0 | 0 | 0 | 0
IBM01_11 | Industrie | Final | Industry | Steel production - Basic Metals Industry | High temperature electro winning - Steel Production |  |  | 0 | 0.07672 |  |  | 1 | NL |  | [51],[93] | [9 empty] | 1 | [51 empty] | -11 | [6 empty] | -2 | [27 empty] | -2 | [33 empty] | 0 | 0 | 0 | 0 | 0
IBM01_12 | Industrie | Final | Industry | Steel production - Basic Metals Industry | Scrap-fed EAF - Steel Production |  |  | 0.070776 | 0.070776 |  |  | 1 | NL |  | [51],[93] | [9 empty] | 1 | [48 empty] | -0.98 |  |  | -1.27 | [26 empty] | -2.89 | [8 empty] | -0.72 | [32 empty] | 0 | 0.1636 | 0 | 0 | 0.070776
IBM01_13 | Industrie | Final | Industry | Steel production - Basic Metals Industry | Scrap-fed EAF with syngas fuel - Steel Production |  |  | 0.070776 | 0.070776 |  |  | 1 | NL |  | [51],[93] | [9 empty] | 1 | [48 empty] | -0.98 |  |  | -1.27 | [23 empty] | -2.89 | [11 empty] | -0.72 | [32 empty] | 0 | 0.2139 | 0 | 0 | 0.070776
IBM01_15 | Industrie | Final | Industry | Steel production - Basic Metals Industry | DRI-fed EAF - Steel Production |  |  | 0.070776 | 0.070776 |  |  | 1 | NL |  | [51],[93] | [9 empty] | 1 | [47 empty] | -0.98 |  |  |  | -1.27 | [26 empty] | -2.89 | [8 empty] | -0.72 | [32 empty] | 0 | 0.1636 | 0 | 0 | 0.070776
IBM01_16 | Industrie | Final | Industry | Steel production - Basic Metals Industry | DRI-fed EAF with syngas fuel - Steel Production |  |  | 0.070776 | 0.070776 |  |  | 1 | NL |  | [51],[93] | [9 empty] | 1 | [47 empty] | -0.98 |  |  |  | -1.27 | [23 empty] | -2.89 | [11 empty] | -0.72 | [32 empty] | 0 | 0.2139 | 0 | 0 | 0.070776
IBM01_17 | Industrie | Final | Industry | Steel production - Basic Metals Industry | DRI-fed EAF with syngas fuel and biomass reducing agent - Steel Production |  |  | 0 | 0.80556 |  |  | 1 | NL |  | [51],[93] | [9 empty] | 1 | [47 empty] | -0.98 |  |  |  | -1.27 | [23 empty] | -2.89 | [10 empty] | -2.02 | [33 empty] | 0 | 0.2139 | 0 | 0 | 0
IFE01_01 | Industrie | Final | Industry | Nitric Acid production - Fertilizers Industry | Nitric Acid production from Ammonia -Fertilizers |  |  | 0 | 0 |  |  | 1 | NL |  | [54],[36] | [10 empty] | 1 | [50 empty] | -0.1 | [33 empty] | -5.1 | [34 empty] | 0 | 0 | 0 | 0 | 0
IFE02_01 | Industrie | Final | Industry | Urea production - Fertilizers Industry | Urea production from Ammonia - Fertilizers |  |  | 0 | 0 |  |  | 1 | NL |  | [54],[36] | [11 empty] | 1 | [49 empty] | -0.3 | [6 empty] | -2.2 | [26 empty] | -10.72 | [34 empty] | 0 | 0 | 0 | 0 | 0
IFE02_02 | Industrie | Final | Industry | Urea production - Fertilizers Industry | Urea production from Ammonia and CCUS - Fertilizers |  | 0.7 | 0 | 0 |  |  | 1 | NL |  | [54],[36] | [11 empty] | 1 | [49 empty] | -0.3 | [6 empty] | -2.2 | [26 empty] | -10.72 | [34 empty] | -0.7 | 0.7 | 0 | 0 | 0
IFE03_01 | Industrie | Final | Industry | Other Ammonia based fertilizers - Fertilizers Industry | Ammonia demand for other fertilizers - Fertilizers |  |  | 0 | 0 |  |  | 1 | NL |  | [54],[36] | [12 empty] | 1 | [82 empty] | -18.8 | [34 empty] | 0 | 0 | 0 | 0 | 0
ICH01_01 | Industrie | Final | Industry | Ethylene production - Chemical Industry | Existing naphtha steam cracker - Petrochemical industry |  |  | 11.906 | 11.906 |  |  | 1 | NL |  | [1],[12],[55],[36] | [13 empty] | 1 | 0.59 | 0.095652 | 0.24 | [44 empty] | -5.875 | [6 empty] | -1.74 |  |  |  | -36.9122 | -134.6248 | -0.065447 | -0.65447 |  | -0.58902 | [10 empty] | -5.4167 |  |  | 3.6 | [6 empty] | -41.8207 | [31 empty] | 0 | 3.4532 | 0 | 0 | 11.906
ICH01_02 | Industrie | Final | Industry | Ethylene production - Chemical Industry | Existing naphtha steam cracker wCCUS (MEA postcombustion) - Petrochemical industry | 0.9 |  | 11.906 | 11.906 |  |  | 1 | NL |  | [1],[12],[55] | [13 empty] | 1 | 0.59 | 0.095652 | 0.24 | [44 empty] | -6.6562 | [6 empty] | -6.3 |  |  |  | -36.9122 | -134.6248 | -0.065447 | -0.65447 |  | -0.58902 | [10 empty] | -5.4167 |  |  | 3.6 | [6 empty] | -41.8207 | [31 empty] | 3.1078 | 0.3453 | 0 | 0 | 11.906
ICH01_03 | Industrie | Final | Industry | Ethylene production - Chemical Industry | Existing bio-naphtha steam cracker wCCUS (MEA postcombustion) - Petrochemical industry | 0.9 |  | 0 | 12.2482 |  |  | 1 | NL |  | [1],[12],[55] | [13 empty] | 1 | 0.59 | 0.095652 | 0.24 | [44 empty] | -5.875 | [6 empty] | -6.3 | [9 empty] | -213.9467 |  | -0.065447 | -0.65447 | [6 empty] | -5.4167 |  |  | 3.6 | [37 empty] | 2.9704 | 2.9704 | -2.6638 | 0 | 0 | 0
ICH01_04 | Industrie | Final | Industry | Ethylene production - Chemical Industry | Existing syn-naphtha steam cracker wCCUS (MEA postcombustion) - Petrochemical industry | 0.9 |  | 12.2482 | 12.2482 |  |  | 1 | NL |  | [1],[12],[55] | [13 empty] | 1 | 0.59 | 0.095652 | 0.24 | [44 empty] | -6.6562 | [6 empty] | -6.3 | [13 empty] | -213.9467 | -0.065447 | -0.65447 |  |  |  | -5.4167 |  |  | 3.6 | [38 empty] | 2.9704 | 0.33 | 0 | 0 | 12.2482
ICH01_05 | Industrie | Final | Industry | Ethylene production - Chemical Industry | Electrified naphtha steam cracker - Petrochemical industry |  |  | 11.906 | 11.906 |  |  | 1 | NL |  | [12],[55] | [13 empty] | 1 | 0.59 | 0.095652 | 0.24 | [44 empty] | -31.3 | [6 empty] | -6.8 |  |  |  | -36.9122 | -134.6248 | -0.065447 | -0.65447 |  | -0.58902 | [10 empty] | 28.9 |  |  | 3.6 | [6 empty] | -41.8207 | [31 empty] | 0 | 1.5108 | 0 | 0 | 11.906
ICH01_06 | Industrie | Final | Industry | Ethylene production - Chemical Industry | Electrified bio-naphtha steam cracker - Petrochemical industry |  |  | 0 | 12.2482 |  |  | 1 | NL |  | [12],[55] | [13 empty] | 1 | 0.59 | 0.095652 | 0.24 | [44 empty] | -31.3 | [6 empty] | -6.8 | [9 empty] | -213.9467 |  | -0.065447 | -0.65447 | [6 empty] | 28.9 |  |  | 3.6 | [38 empty] | 0 | -1.6357 | 0 | 0 | 0
ICH01_07 | Industrie | Final | Industry | Ethylene production - Chemical Industry | Electrified syn-naphtha steam cracker - Petrochemical industry |  |  | 12.2482 | 12.2482 |  |  | 1 | NL |  | [12],[55] | [13 empty] | 1 | 0.59 | 0.095652 | 0.24 | [44 empty] | -31.3 | [6 empty] | -6.8 | [13 empty] | -213.9467 | -0.065447 | -0.65447 |  |  |  | 28.9 |  |  | 3.6 | [38 empty] | 0 | 1.3581 | 0 | 0 | 12.2482
ICH01_08 | Industrie | Final | Industry | Ethylene production - Chemical Industry | Hydrogen fueled naphtha steam cracker - Petrochemical industry |  |  | 11.8919 | 11.8919 |  |  | 1 | NL |  | [12],[55] | [13 empty] | 1 | 0.59 | 0.095652 | 0.24 | [44 empty] | -5.875 | [6 empty] | -1.74 |  |  |  | -36.9122 | -134.6248 | -0.065447 | -0.65447 |  | -0.58902 | [10 empty] | 28.9 |  |  | -20 | [6 empty] | -41.8207 | [31 empty] | 0 | 1.525 | 0 | 0 | 11.8919
ICH01_09 | Industrie | Final | Industry | Ethylene production - Chemical Industry | Hydrogen fueled bio-naphtha steam cracker - Petrochemical industry |  |  | 0 | 12.2482 |  |  | 1 | NL |  | [12],[55] | [13 empty] | 1 | 0.59 | 0.095652 | 0.24 | [44 empty] | -5.875 | [6 empty] | -1.74 | [9 empty] | -213.9467 |  | -0.065447 | -0.65447 | [6 empty] | 28.9 |  |  | -20 | [38 empty] | 0 | -1.6357 | 0 | 0 | 0
ICH01_10 | Industrie | Final | Industry | Ethylene production - Chemical Industry | Hydrogen fueled syn-naphtha steam cracker - Petrochemical industry |  |  | 12.2482 | 12.2482 |  |  | 1 | NL |  | [12],[55] | [13 empty] | 1 | 0.59 | 0.095652 | 0.24 | [44 empty] | -5.875 | [6 empty] | -1.74 | [13 empty] | -213.9467 | -0.065447 | -0.65447 |  |  |  | 28.9 |  |  | -20 | [38 empty] | 0 | 1.3581 | 0 | 0 | 12.2482
ICH01_11 | Industrie | Final | Industry | Ethylene production - Chemical Industry | Ethylene from bioethanol dehydration - Petrochemical industry |  |  | 0 | 2.915 |  |  | 1 | NL |  | [55] | [13 empty] | 1 | [47 empty] | -0.4 | [6 empty] | -6.5 | [10 empty] | -53 | [50 empty] | 0 | 0 | 0 | 0 | 0
ICH01_12 | Industrie | Final | Industry | Propylene production - Chemical Industry | Methanol to olefins - Petrochemical industry |  |  | 5.2243 | 5.2243 |  |  | 1 | NL |  | [55],[64] | [13 empty] | 0.71429 | 1 | 1 | [45 empty] | -1.8571 | [6 empty] | -21.0714 | [18 empty] | -75.7143 | [42 empty] | 0 | 0 | 0 | 0 | 5.2243
ICH01_13 | Industrie | Final | Industry | Ethylene production - Chemical Industry | Ethylene imports - Petrochemical industry |  |  | 0 | 0 |  |  | 1 | NL |  | [55] | [13 empty] | 1 | [116 empty] | 0 | 0 | 0 | 0 | 0
ICH01_14 | Industrie | Final | Industry | Propylene production - Chemical Industry | Propylene from PDH alkenation of LPG - Petrochemicals |  |  | 3.0604 | 3.0604 |  |  | 1 | NL |  | [55] | [14 empty] | 1 | [46 empty] | -0.3 | [6 empty] | -1.5 |  |  |  | -48.5 | [18 empty] | 1.4 | [38 empty] | 0 | 0 | 0 | 0 | 3.0604
ICH01_15 | Industrie | Final | Industry | Propylene production - Chemical Industry | Propylene from ethanol dehydration, ethene dimerization and metathesis - Petrochemicals |  |  | 0 | 2.915 |  |  | 1 | NL |  | [55] | [14 empty] | 1 | [46 empty] | -0.5 | [6 empty] | -7.5 | [10 empty] | -53 | [50 empty] | 0 | 0 | 0 | 0 | 0
ICH01_16 | Industrie | Final | Industry | Propylene production - Chemical Industry | Propylene imports - Petrochemical industry |  |  | 0 | 0 |  |  | 1 | NL |  | [55] | [14 empty] | 1 | [115 empty] | 0 | 0 | 0 | 0 | 0
ICH01_17 | Industrie | Final | Industry | Butadiene production - Chemical Industry | Butadiene imports - Petrochemical industry |  |  | 0 | 0 |  |  | 1 | NL |  | [55] | [15 empty] | 1 | [114 empty] | 0 | 0 | 0 | 0 | 0
ICH01_29 | Industrie | Final | Industry | Ethylene production - Chemical Industry | Existing naphtha steam cracker with 10% pyrolysis oil blending - Petrochemical industry |  |  | 11.906 | 11.906 |  |  | 1 | NL |  | [C] | [13 empty] | 1 | 0.6 | 0.14 | [45 empty] | -5.875 | [6 empty] | -6.48 |  |  |  | -36.9122 | -121.1623 | -0.065447 | -0.65447 |  | -0.58902 | [10 empty] | -5.4167 |  |  | 3.6 |  |  | -13.4625 |  |  |  | -41.8207 | [31 empty] | 0 | 3.4532 | 0 | 0 | 11.906
ICH01_30 | Industrie | Final | Industry | Ethylene production - Chemical Industry | Existing naphtha steam cracker with 10% pyrolysis oil blending and CCUS - Petrochemical industry | 0.9 |  | 11.906 | 11.906 |  |  | 1 | NL |  | [C] | [13 empty] | 1 | 0.6 | 0.14 | [45 empty] | -6.6562 | [6 empty] | -8.7 | -2.15 |  |  | -36.9122 | -121.1623 | -0.065447 | -0.65447 |  | -0.58902 | [10 empty] | -5.4167 |  |  | 3.6 |  |  | -13.4625 |  |  |  | -41.8207 | [31 empty] | 3.1078 | 0.3453 | 0 | 0 | 11.906
ICH01_37 | Industrie | Final | Industry | BTX aromatics production - Chemical Industry | Methanol to aromatics |  |  | 5.2243 | 5.2243 |  |  | 1 | NL |  | TNO 2024 | [16 empty] | 1 | [44 empty] | -1.8571 | [6 empty] | -21.0714 | [18 empty] | -75.7143 | [42 empty] | 0 | 0 | 0 | 0 | 5.2243
ICH01_38 | Industrie | Final | Industry | BTX aromatics production - Chemical Industry | Biomass to aromatics |  |  | 0 | 8.2983 |  |  | 1 | NL |  | TNO 2024 | [16 empty] | 1 | [44 empty] | -1.8571 | [6 empty] | -21.0714 | [27 empty] | -75.71 | [33 empty] | 0 | 0 | 0 | 0 | 0
ICH01_39 | Industrie | Primary | Material | BTX aromatics production - Chemical Industry | Imported aromatics |  |  | 3.3846 | 3.3846 |  |  | 1 | NL |  | [D] | [16 empty] | 1 | [113 empty] | 0 | 0 | 0 | 0 | 3.3846
ICL01_01 | Industrie | Final | Industry | Chlorine production - Chemical Industry | Chlor - alkali electrolysis - Chlorine production |  |  | 0 | 0 |  |  | 1 | NL |  | [56] | [17 empty] | 1 | [43 empty] | -7.7 | [6 empty] | -1.9 | [61 empty] | 0 | 0 | 0 | 0 | 0
IOC01_01 | Industrie | Final | Industry | Other ETS chemicals - Chemical Industry | Reference remaining chemicals - Other ETS chemicals |  |  | 1.5189 | 1.5189 |  |  | 1 | NL |  | [12],[36] | [18 empty] | 1 | [42 empty] | -11.6019 | [6 empty] | -19.1165 | -10 | -8.7355 |  |  | -7 |  |  |  | -17.7 | [10 empty] | -30 | [41 empty] | 0 | 2.1098 | 0 | 0 | 1.5189
IOC01_02 | Industrie | Final | Industry | Other ETS chemicals - Chemical Industry | Improved remaining chemicals (bio feedstock) - Other ETS chemicals |  |  | 0 | 1.349 |  |  | 1 | NL |  | [12] | [18 empty] | 1 | [42 empty] | -8.7015 | [6 empty] | -13.6546 | -8 | -6.5516 | [7 empty] | -19 | [12 empty] | -35 | [38 empty] | 0 | 0 | 0 | 0 | 0
IOC01_03 | Industrie | Final | Industry | Other ETS chemicals - Chemical Industry | Improved remaining chemicals (syn feedstock) - Other ETS chemicals |  |  | 1.349 | 1.349 |  |  | 1 | NL |  | [12] | [18 empty] | 1 | [42 empty] | -8.7015 | [6 empty] | -13.6546 | -8 | -6.5516 | [11 empty] | -19 | [8 empty] | -35 | [38 empty] | 0 | 0 | 0 | 0 | 1.349
IGS01_01 | Industrie | Final | Industry | Glass production - ETS Industry | Conventional furnaces + post-melting - Glass production |  |  | 0 | 0 | 0.0438 |  | 1 | NL |  | [58] | [19 empty] | 1 | [41 empty] | -0.82 | [26 empty] | -4.62 | [41 empty] | 0 | 0.3053 | 0 | 0 | 0
IGS01_02 | Industrie | Final | Industry | Glass production - ETS Industry | Efficient furnaces + post-melting - Glass production |  |  | 0 | 0 | 0.0438 |  | 1 | NL |  | [58] | [19 empty] | 1 | [41 empty] | -0.8 | [26 empty] | -3.92 | [41 empty] | 0 | 0.2657 | 0 | 0 | 0
IGS01_03 | Industrie | Final | Industry | Glass production - ETS Industry | Electric cold-top furnaces + post-melting - Glass production |  |  | 0 | 0 | 0.0438 |  | 1 | NL |  | [58] | [19 empty] | 1 | [41 empty] | -5.53 | [26 empty] | -0.56 | [41 empty] | 0 | 0.0755 | 0 | 0 | 0
ICS01_01 | Industrie | Final | Industry | Ceramics production -ETS Industry | Conventional kilns + preparation, drying, treatment - Ceramics production |  |  | 0 | 0 | 0.0451 |  | 1 | NL |  | [57] | [20 empty] | 1 | [40 empty] | -0.332 | [26 empty] | -2.45 | [41 empty] | 0 | 0.1838 | 0 | 0 | 0
ICS01_02 | Industrie | Final | Industry | Ceramics production -ETS Industry | Electric kilns + preparation, drying, treatment - Ceramics production |  |  | 0 | 0 | 0.0451 |  | 1 | NL |  | [57] | [20 empty] | 1 | [40 empty] | -3.314 | [68 empty] | 0 | 0.0451 | 0 | 0 | 0
IPP01_01 | Industrie | Final | Industry | Paper production - ETS Industry | Conventional paper milling - Paper and board production |  |  | 0 | 0 |  |  | 1 | NL |  | [59],[36],[C] | [21 empty] | 1 | [39 empty] | -2.917 | [6 empty] | -3.6569 | -1.7931 | [60 empty] | 0 | 0 | 0 | 0 | 0
IPP01_02 | Industrie | Final | Industry | Paper production - ETS Industry | Compressed refining of paper - Paper and board production |  |  | 0 | 0 |  |  | 1 | NL |  | [59],[36],[C] | [21 empty] | 1 | [39 empty] | -2.5 | [6 empty] | -3.5197 | -1.7259 | [60 empty] | 0 | 0 | 0 | 0 | 0
IPP01_03 | Industrie | Final | Industry | Paper production - ETS Industry | Air-laid forming for paper - Paper and board production |  |  | 0 | 0 |  |  | 1 | NL |  | [59],[36],[C] | [21 empty] | 1 | [39 empty] | -3.0204 | [6 empty] | -2.2732 | -1.1196 | [60 empty] | 0 | 0 | 0 | 0 | 0
IPP01_04 | Industrie | Final | Industry | Board production - ETS Industry | Microwave drying for board - Paper and board production |  |  | 0 | 0 |  |  | 1 | NL |  | [59],[36],[C] | [22 empty] | 1 | [38 empty] | -0.8166 | [6 empty] | -2.5093 | -1.2359 | [60 empty] | 0 | 0 | 0 | 0 | 0
IPP01_05 | Industrie | Final | Industry | Board production - ETS Industry | Conventional board milling - Paper and board production |  |  | 0 | 0 |  |  | 1 | NL |  | [59],[36],[C] | [22 empty] | 1 | [38 empty] | -1.1566 | [6 empty] | -2.8273 | -1.3926 | [60 empty] | 0 | 0 | 0 | 0 | 0
IFD01_01 | Industrie | Final | Industry | Food production - non-ETS Industry | Reference food processes - Food industry |  |  | 0 | 0 |  |  |  | NL |  | [36] | [23 empty] | 1 | [37 empty] | -34 | [6 empty] | -15 | -19 | [60 empty] | 0 | 0 | 0 | 0 | 0
IFD01_02 | Industrie | Final | Industry | Food production - non-ETS Industry | Improved food processes - Food industry |  |  | 0 | 0 |  |  |  | NL |  | [D] | [23 empty] | 1 | [37 empty] | -24 | [6 empty] | -9 | -12 | [60 empty] | 0 | 0 | 0 | 0 | 0
IOE01_01 | Industrie | Final | Industry | Other ETS - Industry | Reference other ETS industry - Other ETS Industry |  |  | 0 | 0 |  |  | 1 | NL |  | [12],[13],[14],[36] | [24 empty] | 1 | [36 empty] | -16.15 | [6 empty] | -7.4 | -9.1 | [60 empty] | 0 | 0 | 0 | 0 | 0
IOE01_02 | Industrie | Final | Industry | Other ETS - Industry | Improved other ETS industry - Other ETS Industry |  |  | 0 | 0 |  |  | 1 | NL |  | [12],[13],[14] | [24 empty] | 1 | [36 empty] | -12 | [6 empty] | -5 | -6 | [21 empty] | -1.7 | [38 empty] | 0 | 0 | 0 | 0 | 0
ION01_01 | Industrie | Final | Industry | Other non-ETS - Industry | Reference other non-ETS industry - Other non-ETS Industry |  |  | 1.5186 | 1.5186 |  |  |  | NL |  | [12],[13],[14],[36] | [25 empty] | 1 | [35 empty] | -30.2 | [6 empty] | -13.5 | -25.5 | [7 empty] | -16.2 | [19 empty] | -2.9 | [32 empty] | 0 | 0 | 0.0786 | 0 | 1.5186
ION01_02 | Industrie | Final | Industry | Other non-ETS - Industry | Improved other non-ETS industry (bio feedstock) - Other non-ETS Industry |  |  | 0 | 1.2496 |  |  |  | NL |  | [12],[13],[14] | [25 empty] | 1 | [35 empty] | -23.9 | [6 empty] | -9.9 | -16.7 | [8 empty] | -17.6 | [12 empty] | -5 | [38 empty] | 0 | 0 | 0 | 0 | 0
ION01_03 | Industrie | Final | Industry | Other non-ETS - Industry | Improved other non-ETS industry (syn feedstock) - Other non-ETS Industry |  |  | 1.2496 | 1.2496 |  |  |  | NL |  | [12],[13],[14] | [25 empty] | 1 | [35 empty] | -23.9 | [6 empty] | -9.9 | -16.7 | [12 empty] | -17.6 | [8 empty] | -5 | [38 empty] | 0 | 0 | 0 | 0 | 1.2496
IMM01_01 | Mobiliteit | Final | Industry | Machinery - Industry | Standard Machinery - Industry |  |  | 0 | 0 |  |  |  | NL |  | [12],[13],[14],[36] | [26 empty] | 1 | [34 empty] | -0.31 | [10 empty] | -0.25 |  | -0.44 | [55 empty] | 0 | 0 | 0.0479 | 0 | 0
IMM01_02 | Mobiliteit | Final | Industry | Machinery - Industry | Hybrid Machinery - Industry |  |  | 0 | 0 |  |  |  | NL |  | [12],[13],[14] | [26 empty] | 1 | [34 empty] | -0.6 | [10 empty] | -0.15 |  | -0.25 | [55 empty] | 0 | 0 | 0.0277 | 0 | 0
IMM01_03 | Mobiliteit | Final | Industry | Machinery - Industry | Electric Machinery - Industry |  |  | 0 | 0 |  |  |  | NL |  | [12] | [26 empty] | 1 | [34 empty] | -1 | [68 empty] | 0 | 0 | 0 | 0 | 0
WAI01_04 | Industrie | Final | Waste Disposal | Waste Management | CHP Waste - Waste Management |  |  | 0 | 0 |  |  |  | NL |  | [87],[C] | [27 empty] | 1 | [33 empty] | 1.15 | [6 empty] | 1 | [19 empty] | -0.35 | [12 empty] | -5.5 | [28 empty] | 0 | 0 | 0.2361 | 0 | 0
WAI01_05 | Industrie | Final | Waste Disposal | Waste Management | CHP Waste wCCS - Waste Management | 0.8 |  | 0 | 0 |  |  |  | NL |  | [87],[89],[C] | [27 empty] | 1 | [33 empty] | 0.8 | [6 empty] | 0.9 | [19 empty] | -0.35 | [12 empty] | -5.5 | [28 empty] | 0.4836 | 0 | -0.2474 | 0 | 0
WAI01_10 | Industrie | Final | Waste Disposal | Waste Management | Gasification of plastic waste to syngas - Waste Management |  |  | 0 | 0 |  |  |  | NL |  | [72],[74],[C] | [27 empty] | 1 | [33 empty] | -1.8 | [6 empty] | -5.5 | [16 empty] | 40 | [5 empty] | -8 | [10 empty] | -44 | [27 empty] | 0 | 0 | 0.34 | 0 | 0
WAI01_11 | Industrie | Final | Waste Disposal | Waste Management | Pyrolysis of plastic waste to naphtha - Waste Management |  |  | 0 | 0 |  |  |  | NL |  | [72],[74],[C] | [27 empty] | 1 | [33 empty] | -1.14 | [6 empty] | -4.1 | [13 empty] | 38 | [19 empty] | -44 | [27 empty] | 0 | 0 | 0.602 | 0 | 0
WAI01_12 | Industrie | Final | Waste Disposal | Waste Management | Integrated hydropyrolysis of plastic waste |  |  | 0 | 0 |  |  |  | NL |  | [72],[74],[C] | [27 empty] | 1 | [33 empty] | -0.03 | [7 empty] | 0.11 | [24 empty] | 38 | [7 empty] | -44 | [27 empty] | 0 | 0 | 0.602 | 0 | 0
WAI01_13 | Industrie | Final | Waste Disposal | Waste Management | Refurbishment, mechanical recycling, and demand reduction of plastics - Waste Management |  |  | 3.3 | 3.3 |  |  |  | NL |  | [72],[74],[C] | [13 empty] | 0.6 | 0.35 |  | 0.05 | [10 empty] | 1 | [33 empty] | -1.1 | [6 empty] | -0.6 | -1.5 | [32 empty] | -44 | [27 empty] | 0 | 0 | 0 | 0 | 3.3
TRD01_01 | Mobiliteit | Final | Transport | Motorcycles | ICE Vehicle - Motorcycle |  |  | 0 | 0 |  |  |  | NL |  | [12] | [28 empty] | 1 | [45 empty] | -0.89 | [55 empty] | 0 | 0 | 0.065 | 0 | 0
TRD01_02 | Mobiliteit | Final | Transport | Motorcycles | Electric Battery Vehicle - Motorcycle |  |  | 0 | 0 |  |  |  | NL |  | [12] | [28 empty] | 1 | [33 empty] | -0.32 | [67 empty] | 0 | 0 | 0 | 0 | 0
TRC01_01 | Mobiliteit | Final | Transport | Passenger Cars | ICE 2010 norm Vehicle - Cars |  |  | 0 | 0 |  |  |  | NL |  | [12] | [29 empty] | 1 | [44 empty] | -2.3654 | [55 empty] | 0 | 0 | 0.1727 | 0 | 0
TRC01_02 | Mobiliteit | Final | Transport | Passenger Cars | ICE efficient Vehicle - Cars |  |  | 0 | 0 |  |  |  | NL |  | [12] | [29 empty] | 1 | [44 empty] | -1.518 | [55 empty] | 0 | 0 | 0.1108 | 0 | 0
TRC01_03 | Mobiliteit | Final | Transport | Passenger Cars | ICE Bio Diesel Vehicle - Cars |  |  | 0 | 0 |  |  |  | NL |  | [25],[26] | [29 empty] | 1 | [50 empty] | -1.518 | [49 empty] | 0 | 0 | 0 | 0 | 0
TRC01_04 | Mobiliteit | Final | Transport | Passenger Cars | ICE Syn Diesel Vehicle - Cars |  |  | 0 | 0 |  |  |  | NL |  | [25],[26] | [29 empty] | 1 | [53 empty] | -1.518 | [46 empty] | 0 | 0 | 0.1108 | 0 | 0
TRC01_05 | Mobiliteit | Final | Transport | Passenger Cars | ICE Hybrid Vehicle - Cars |  |  | 0 | 0 |  |  |  | NL |  | [25],[26] | [29 empty] | 1 | [44 empty] | -1.5769 | [55 empty] | 0 | 0 | 0.1151 | 0 | 0
TRC01_06 | Mobiliteit | Final | Transport | Passenger Cars | ICE Natural Gas Vehicle - Cars |  |  | 0 | 0 |  |  |  | NL |  | [25],[26] | [29 empty] | 1 | [59 empty] | -1.9 | [40 empty] | 0 | 0 | 0.1075 | 0 | 0
TRC01_07 | Mobiliteit | Final | Transport | Passenger Cars | Plug-In Hybrid Vehicle - Cars |  |  | 0 | 0 |  |  |  | NL |  | [1] | [29 empty] | 1 | [32 empty] | -0.4 | [11 empty] | -1.1038 | [55 empty] | 0 | 0 | 0.0806 | 0 | 0
TRC01_08 | Mobiliteit | Final | Transport | Passenger Cars | Electric Battery Vehicle - Cars |  |  | 0 | 0 |  |  |  | NL |  | [1] | [29 empty] | 1 | [32 empty] | -0.65 | [67 empty] | 0 | 0 | 0 | 0 | 0
TRC01_09 | Mobiliteit | Final | Transport | Passenger Cars | Electric Battery Vehicle FLEX - Cars |  |  | 0 | 0 |  |  |  | NL |  | [1] | [29 empty] | 1 | [32 empty] | -0.65 | [67 empty] | 0 | 0 | 0 | 0 | 0
TRC01_10 | Mobiliteit | Final | Transport | Passenger Cars | Electric Battery Vehicle V2G - Cars |  |  | 0 | 0 |  |  |  | NL |  | [1] | [29 empty] | 1 | [32 empty] | -0.65 | [67 empty] | 0 | 0 | 0 | 0 | 0
TRC01_11 | Mobiliteit | Final | Transport | Passenger Cars | Hydrogen Fuel Cell Vehicle - Cars |  |  | 0 | 0 |  |  |  | NL |  | [1] | [29 empty] | 1 | [62 empty] | -0.95 | [37 empty] | 0 | 0 | 0 | 0 | 0
TRL01_01 | Mobiliteit | Final | Transport | Light-Duty Vehicles | ICE 2010 norm Vehicle - LDV |  |  | 0 | 0 |  |  |  | NL |  | [1] | [30 empty] | 1 | [43 empty] | -3.72 | [55 empty] | 0 | 0 | 0.2716 | 0 | 0
TRL01_02 | Mobiliteit | Final | Transport | Light-Duty Vehicles | ICE efficient Vehicle - LDV |  |  | 0 | 0 |  |  |  | NL |  | [1],[37],[38] | [30 empty] | 1 | [43 empty] | -2.29 | [55 empty] | 0 | 0 | 0.1672 | 0 | 0
TRL01_03 | Mobiliteit | Final | Transport | Light-Duty Vehicles | ICE Bio Diesel Vehicle - LDV |  |  | 0 | 0 |  |  |  | NL |  | [1],[37],[38] | [30 empty] | 1 | [49 empty] | -2.29 | [49 empty] | 0 | 0 | 0 | 0 | 0
TRL01_04 | Mobiliteit | Final | Transport | Light-Duty Vehicles | ICE Syn Diesel Vehicle - LDV |  |  | 0 | 0 |  |  |  | NL |  | [1],[37],[38] | [30 empty] | 1 | [52 empty] | -2.29 | [46 empty] | 0 | 0 | 0.1672 | 0 | 0
TRL01_05 | Mobiliteit | Final | Transport | Light-Duty Vehicles | Plug-In Hybrid Vehicle - LDV |  |  | 0 | 0 |  |  |  | NL |  | [1],[37],[38] | [30 empty] | 1 | [31 empty] | -0.58224 | [11 empty] | -1.24 | [55 empty] | 0 | 0 | 0.0905 | 0 | 0
TRL01_06 | Mobiliteit | Final | Transport | Light-Duty Vehicles | Electric Battery Vehicle - LDV |  |  | 0 | 0 |  |  |  | NL |  | [1],[37],[38] | [30 empty] | 1 | [31 empty] | -1.1645 | [67 empty] | 0 | 0 | 0 | 0 | 0
TRL01_07 | Mobiliteit | Final | Transport | Light-Duty Vehicles | Electric Battery Vehicle FLEX - LDV |  |  | 0 | 0 |  |  |  | NL |  | [1],[37],[38] | [30 empty] | 1 | [31 empty] | -1.1645 | [67 empty] | 0 | 0 | 0 | 0 | 0
TRL01_08 | Mobiliteit | Final | Transport | Light-Duty Vehicles | Hydrogen Fuel Cell Vehicle - LDV |  |  | 0 | 0 |  |  |  | NL |  | [1],[37],[38] | [30 empty] | 1 | [61 empty] | -1.488 | [37 empty] | 0 | 0 | 0 | 0 | 0
TRH01_01 | Mobiliteit | Final | Transport | Heavy-Duty Vehicles | ICE 2010 norm Vehicle - HDV |  |  | 0 | 0 |  |  |  | NL |  | [1] | [31 empty] | 1 | [42 empty] | -15.89 | [55 empty] | 0 | 0 | 1.16 | 0 | 0
TRH01_02 | Mobiliteit | Final | Transport | Heavy-Duty Vehicles | ICE efficient Vehicle - HDV |  |  | 0 | 0 |  |  |  | NL |  | [1],[35] | [31 empty] | 1 | [42 empty] | -13.71 | [55 empty] | 0 | 0 | 1.0008 | 0 | 0
TRH01_03 | Mobiliteit | Final | Transport | Heavy-Duty Vehicles | ICE Bio Diesel Vehicle - HDV |  |  | 0 | 0 |  |  |  | NL |  | [1],[35] | [31 empty] | 1 | [48 empty] | -13.71 | [49 empty] | 0 | 0 | 0 | 0 | 0
TRH01_04 | Mobiliteit | Final | Transport | Heavy-Duty Vehicles | ICE Syn Diesel Vehicle - HDV |  |  | 0 | 0 |  |  |  | NL |  | [1],[35] | [31 empty] | 1 | [51 empty] | -13.71 | [46 empty] | 0 | 0 | 1.0008 | 0 | 0
TRH01_05 | Mobiliteit | Final | Transport | Heavy-Duty Vehicles | ICE Natural Gas Vehicle - HDV |  |  | 0 | 0 |  |  |  | NL |  | [1],[35] | [31 empty] | 1 | [57 empty] | -16.19 | [40 empty] | 0 | 0 | 0.9164 | 0 | 0
TRH01_06 | Mobiliteit | Final | Transport | Heavy-Duty Vehicles | Electric Battery Vehicle - HDV |  |  | 0 | 0 |  |  |  | NL |  | [1] | [31 empty] | 1 | [30 empty] | -8.79 | [67 empty] | 0 | 0 | 0 | 0 | 0
TRH01_07 | Mobiliteit | Final | Transport | Heavy-Duty Vehicles | Electric Battery Vehicle FLEX - HDV |  |  | 0 | 0 |  |  |  | NL |  | [39] | [31 empty] | 1 | [30 empty] | -8.79 | [67 empty] | 0 | 0 | 0 | 0 | 0
TRH01_08 | Mobiliteit | Final | Transport | Heavy-Duty Vehicles | Hydrogen Fuel Cell Vehicle - HDV |  |  | 0 | 0 |  |  |  | NL |  | [39] | [31 empty] | 1 | [60 empty] | -8 | [37 empty] | 0 | 0 | 0 | 0 | 0
TRB01_01 | Mobiliteit | Final | Transport | Buses | ICE Vehicle - Bus |  |  | 0 | 0 |  |  |  | NL |  | [1] | [32 empty] | 1 | [41 empty] | -0.01699 | [55 empty] | 0 | 0 | 0.0012 | 0 | 0
TRB01_02 | Mobiliteit | Final | Transport | Buses | ICE Bio Diesel Vehicle - Bus |  |  | 0 | 0 |  |  |  | NL |  | [1] | [32 empty] | 1 | [47 empty] | -0.01699 | [49 empty] | 0 | 0 | 0 | 0 | 0
TRB01_03 | Mobiliteit | Final | Transport | Buses | ICE Syn Diesel Vehicle - Bus |  |  | 0 | 0 |  |  |  | NL |  | [1] | [32 empty] | 1 | [50 empty] | -0.01699 | [46 empty] | 0 | 0 | 0.0012 | 0 | 0
TRB01_04 | Mobiliteit | Final | Transport | Buses | ICE Vehicle Natural Gas - Bus |  |  | 0 | 0 |  |  |  | NL |  | [1], [36] | [32 empty] | 1 | [56 empty] | -0.014615 | [40 empty] | 0 | 0 | 0.0008 | 0 | 0
TRB01_05 | Mobiliteit | Final | Transport | Buses | Plug-In Hybrid Vehicle - Bus |  |  | 0 | 0 |  |  |  | NL |  | [1] | [32 empty] | 1 | [29 empty] | -0.005 | [11 empty] | -0.0067 | [55 empty] | 0 | 0 | 0.0005 | 0 | 0
TRB01_06 | Mobiliteit | Final | Transport | Buses | Electric Battery Vehicle - Bus |  |  | 0 | 0 |  |  |  | NL |  | [1] | [32 empty] | 1 | [29 empty] | -0.009 | [67 empty] | 0 | 0 | 0 | 0 | 0
TRB01_07 | Mobiliteit | Final | Transport | Buses | Hydrogen Fuel Cell Vehicle - Bus |  |  | 0 | 0 |  |  |  | NL |  | [9] | [32 empty] | 1 | [59 empty] | -0.0085 | [37 empty] | 0 | 0 | 0 | 0 | 0
TRR01_01 | Mobiliteit | Final | Transport | Rail | Compression Ignition - Train |  |  | 0 | 0 |  |  |  | NL |  | [9] | [33 empty] | 1 | [40 empty] | -0.0683 | [55 empty] | 0 | 0 | 0.005 | 0 | 0
TRR01_02 | Mobiliteit | Final | Transport | Rail | Conventional Electric - Train |  |  | 0 | 0 |  |  |  | NL |  | [9] | [33 empty] | 1 | [27 empty] | -0.038 | [68 empty] | 0 | 0 | 0 | 0 | 0
TNI01_01 | Mobiliteit | Final | Transport | Domestic Navigation | Heavy Oil Ship - Inland |  |  | 0 | 0 |  |  |  | NL |  | [12] | [34 empty] | 1 | [41 empty] | -0.215 | [53 empty] | 0 | 0 | 0.0166 | 0 | 0
TNI01_02 | Mobiliteit | Final | Transport | Domestic Navigation | Vegetable Oil Ship - Inland |  |  | 0 | 0 |  |  |  | NL |  | [1],[12],[40] | [34 empty] | 1 | [75 empty] | -0.215 | [19 empty] | 0 | 0 | 0 | 0 | 0
TNI01_03 | Mobiliteit | Final | Transport | Domestic Navigation | ICE Ship - Inland |  |  | 0 | 0 |  |  |  | NL |  | [1],[12],[40] | [34 empty] | 1 | [39 empty] | -0.205 | [55 empty] | 0 | 0 | 0.015 | 0 | 0
TNI01_04 | Mobiliteit | Final | Transport | Domestic Navigation | Biodiesel Ship - Inland |  |  | 0 | 0 |  |  |  | NL |  | [1],[12],[40] | [34 empty] | 1 | [45 empty] | -0.205 | [49 empty] | 0 | 0 | 0 | 0 | 0
TNI01_05 | Mobiliteit | Final | Transport | Domestic Navigation | Syn Diesel Ship - Inland |  |  | 0 | 0 |  |  |  | NL |  | [1],[12],[40] | [34 empty] | 1 | [48 empty] | -0.205 | [46 empty] | 0 | 0 | 0.015 | 0 | 0
TNI01_06 | Mobiliteit | Final | Transport | Domestic Navigation | CNG Ship - Inland |  |  | 0 | 0 |  |  |  | NL |  | [1],[12],[40] | [34 empty] | 1 | [54 empty] | -0.198 | [40 empty] | 0 | 0 | 0.0112 | 0 | 0
TNI01_07 | Mobiliteit | Final | Transport | Domestic Navigation | Ammonia Ship - Inland |  |  | 0 | 0 |  |  |  | NL |  | [D] | [34 empty] | 1 | [60 empty] | -0.15 | [34 empty] | 0 | 0 | 0 | 0 | 0
TOT01_01 | Mobiliteit | Final | Transport | Other transport | Dummy consumption - Other Transport |  |  | 0 | 0 |  |  |  | NL |  | [1],[12] | [35 empty] | 1 | [38 empty] | -1 | [55 empty] | 0 | 0 | 0.073 | 0 | 0
TOT01_02 | Mobiliteit | Final | Transport | Other transport | Dummy electrified consumption - Other Transport |  |  | 0 | 0 |  |  |  | NL |  | [1],[12] | [35 empty] | 1 | [26 empty] | -1 | [67 empty] | 0 | 0 | 0 | 0 | 0
TNB01_01 | Bunkerbrandstoffen | Final | Transport | Bunker Navigation | Heavy Oil Ship - International |  |  | 0 | 0 |  |  |  | NL | 1 | [1],[12] | [36 empty] | 1 | [39 empty] | -4.22 | [53 empty] | 0 | 0 | 0 | 0.3249 | 0
TNB01_02 | Bunkerbrandstoffen | Final | Transport | Bunker Navigation | Vegetable Oil Ship - International |  |  | 0 | 0 |  |  |  | NL | 1 | [1],[12] | [36 empty] | 1 | [73 empty] | -4.22 | [19 empty] | 0 | 0 | 0 | 0 | 0
TNB01_03 | Bunkerbrandstoffen | Final | Transport | Bunker Navigation | ICE Ship - International |  |  | 0 | 0 |  |  |  | NL | 1 | [1],[12] | [36 empty] | 1 | [37 empty] | -4.14 | [55 empty] | 0 | 0 | 0 | 0.3022 | 0
TNB01_04 | Bunkerbrandstoffen | Final | Transport | Bunker Navigation | Bio Diesel Ship - International |  |  | 0 | 0 |  |  |  | NL | 1 | [1],[12] | [36 empty] | 1 | [43 empty] | -4.14 | [49 empty] | 0 | 0 | 0 | 0 | 0
TNB01_05 | Bunkerbrandstoffen | Final | Transport | Bunker Navigation | Syn Diesel Ship - International |  |  | 0 | 0 |  |  |  | NL | 1 | [1],[12] | [36 empty] | 1 | [46 empty] | -4.14 | [46 empty] | 0 | 0 | 0 | 0.3022 | 0
TNB01_06 | Bunkerbrandstoffen | Final | Transport | Bunker Navigation | LNG Ship - International |  |  | 0 | 0 |  |  |  | NL | 1 | [1],[12] | [36 empty] | 1 | [53 empty] | -4.14 | [39 empty] | 0 | 0 | 0 | 0.2343 | 0
TNB01_07 | Bunkerbrandstoffen | Final | Transport | Bunker Navigation | Ammonia Ship - International |  |  | 0 | 0 |  |  |  | NL | 1 | [D] | [36 empty] | 1 | [58 empty] | -4.14 | [34 empty] | 0 | 0 | 0 | 0 | 0
TNB01_08 | Bunkerbrandstoffen | Final | Transport | Bunker Navigation | Methanol Ship - International |  |  | 0 | 0 |  |  |  | NL | 1 | [D] | [36 empty] | 1 | [50 empty] | -4.14 | [42 empty] | 0 | 0 | 0 | 0.2857 | 0
TAI01_01 | Bunkerbrandstoffen | Final | Transport | Bunker Aviation | Conventional Airplane |  |  | 0 | 0 |  |  |  | NL | 1 | [1] | [37 empty] | 1 | [37 empty] | -0.265 | [54 empty] | 0 | 0 | 0 | 0.0191 | 0
TAI01_02 | Bunkerbrandstoffen | Final | Transport | Bunker Aviation | Bio Kerosene Airplane |  |  | 0 | 0 |  |  |  | NL | 1 | [1] | [37 empty] | 1 | [43 empty] | -0.265 | [48 empty] | 0 | 0 | 0 | 0 | 0
TAI01_03 | Bunkerbrandstoffen | Final | Transport | Bunker Aviation | Syn Kerosene Airplane |  |  | 0 | 0 |  |  |  | NL | 1 | [1] | [37 empty] | 1 | [46 empty] | -0.265 | [45 empty] | 0 | 0 | 0 | 0.0191 | 0
TAI01_04 | Bunkerbrandstoffen | Final | Transport | Bunker Aviation | Hydrogen Airplane |  |  | 0 | 0 |  |  |  | NL | 1 | [D] | [37 empty] | 1 | [53 empty] | -0.19 | [38 empty] | 0 | 0 | 0 | 0 | 0
TAI01_05 | Bunkerbrandstoffen | Final | Transport | Bunker Aviation | E-Kerosene Airplane |  |  | 0 | 0 |  |  |  | NL | 1 | [1] | [37 empty] | 1 | [48 empty] | -0.27 | [43 empty] | 0 | 0 | 0 | 0.0194 | 0
neE01_01 | Gebouwde omgeving | Emission | Residential | neGHG - Residential - CO2 | Indirect - CO2 Residential |  |  | 0 | 0 |  |  |  | NL |  | [1],[12] | [38 empty] | 1 | [77 empty] | 1 | [13 empty] | 0 | 0 | 0 | 0 | 0
neE01_02 | Gebouwde omgeving | Emission | Services | neGHG - Services - CH4 | Indirect - CH4 Services |  |  | 0 | 0 |  |  |  | NL |  | [12] | [39 empty] | 1 | [77 empty] | 1 | [12 empty] | 0 | 0 | 0 | 0 | 0
neE01_03 | Landbouw | Emission | Agriculture | neGHG - Agriculture - CO2 | Indirect - CO2 Agriculture |  |  | 0 | 0 |  |  |  | NL |  | [12] | [40 empty] | 1 | [77 empty] | 1 | [11 empty] | 0 | 0 | 0 | 0 | 0
neE01_04 | Landbouw | Emission | Agriculture | neGHG - Agriculture - CH4 | Indirect - CH4 Agriculture |  |  | 0 | 0 |  |  |  | NL |  | [12] | [41 empty] | 1 | [77 empty] | 1 | [10 empty] | 0 | 0 | 0 | 0 | 0
neE01_05 | Landbouw | Emission | Agriculture | neGHG - Agriculture - N2O | Indirect - N2O Agriculture |  |  | 0 | 0 |  |  |  | NL |  | [12] | [42 empty] | 1 | [77 empty] | 1 | [9 empty] | 0 | 0 | 0 | 0 | 0
neE01_06 | Industrie | Emission | Industry | neGHG - Industry - Chemical - CO2 | Indirect - CO2 Chemical |  |  | 0 | 0 |  |  |  | NL |  | [12] | [43 empty] | 1 | [77 empty] | 1 | [8 empty] | 0 | 0 | 0 | 0 | 0
neE01_07 | Industrie | Emission | Industry | neGHG - Industry - Other - CO2 | Indirect - CO2 Other |  |  | 0 | 0 |  |  |  | NL |  | [12] | [44 empty] | 1 | [76 empty] | 1 | [8 empty] | 0 | 0 | 0 | 0 | 0
neE01_08 | Industrie | Emission | Industry | neGHG - Industry - CH4 | Indirect - CH4 Industry |  |  | 0 | 0 |  |  |  | NL |  | [12] | [45 empty] | 1 | [76 empty] | 1 | [7 empty] | 0 | 0 | 0 | 0 | 0
neE01_09 | Industrie | Emission | Industry | neGHG - Industry - N2O | Indirect - N2O Industry |  |  | 0 | 0 |  |  |  | NL |  | [12] | [46 empty] | 1 | [76 empty] | 1 | [6 empty] | 0 | 0 | 0 | 0 | 0
neE01_10 | Industrie | Emission | Industry | neGHG - Industry - F-gas | Indirect - F-gas Industry |  |  | 0 | 0 |  |  |  | NL |  | [12] | [47 empty] | 1 | [76 empty] | 1 | [5 empty] | 0 | 0 | 0 | 0 | 0
neE01_11 | Mobiliteit | Emission | Transport | neGHG - Transport - CH4 | Indirect - CH4 Transport |  |  | 0 | 0 |  |  |  | NL |  | [12] | [48 empty] | 1 | [76 empty] | 1 |  |  |  |  | 0 | 0 | 0 | 0 | 0
neE01_12 | Mobiliteit | Emission | Transport | neGHG - Transport - N2O | Indirect - N2O Transport |  |  | 0 | 0 |  |  |  | NL |  | [12] | [49 empty] | 1 | [76 empty] | 1 |  |  |  | 0 | 0 | 0 | 0 | 0
neE01_13 | Mobiliteit | Emission | Transport | neGHG - Transport - F-gas | Indirect - F-gas Transport |  |  | 0 | 0 |  |  |  | NL |  | [12] | [50 empty] | 1 | [76 empty] | 1 |  |  | 0 | 0 | 0 | 0 | 0
neE01_14 | Landgebruik | Emission | LULUCF | neGHG - LULUCF | LULUCF |  |  | 0 | 0 |  |  |  | NL |  | [1],[12] | [51 empty] | 1 | [76 empty] | 1 |  | 0 | 0 | 0 | 0 | 0
NGE01_01 | Industrie | Exports | Final Gas EU | Natural Gas Exports | Exports of Natural Gas |  |  | 0 | 0 |  |  |  | EU |  | [12],[13],[14] | [52 empty] | 1 | [35 empty] | -1 | [41 empty] | 0 | 0 | 0 | 0 | 0
OPE01_01 | Industrie | Exports | Refineries | Naphtha Exports | Exports of oil-based naphtha |  |  | 0.071 | 0.071 |  |  |  | EU |  | [12],[13],[14] | [53 empty] | 1 | [19 empty] | -1 | [56 empty] | 0 | 0 | 0 | 0 | 0.071
OPE01_02 | Industrie | Exports | Refineries | Naphtha Exports | Exports of bio-based naphtha |  |  | 0 | 0.071 |  |  |  | EU |  | [12],[13],[14] | [53 empty] | 1 | [24 empty] | -1 | [51 empty] | 0 | 0 | 0 | 0 | 0
OPE01_03 | Industrie | Exports | Refineries | Naphtha Exports | Exports of syn-based naphtha |  |  | 0.071 | 0.071 |  |  |  | EU |  | [12],[13],[14] | [53 empty] | 1 | [28 empty] | -1 | [47 empty] | 0 | 0 | 0 | 0 | 0.071
OPE02_01 | Industrie | Exports | Refineries | Road Fuel Exports | Exports of oil-based road fuels |  |  | 0.073 | 0.073 |  |  |  | EU |  | [12],[13],[14] | [54 empty] | 1 | [19 empty] | -1 | [55 empty] | 0 | 0 | 0 | 0 | 0.073
OPE02_02 | Industrie | Exports | Refineries | Road Fuel Exports | Exports of bio-based road fuels |  |  | 0 | 0.073 |  |  |  | EU |  | [12],[13],[14] | [54 empty] | 1 | [25 empty] | -1 | [49 empty] | 0 | 0 | 0 | 0 | 0
OPE02_03 | Industrie | Exports | Refineries | Road Fuel Exports | Exports of syn-based road fuels |  |  | 0.073 | 0.073 |  |  |  | EU |  | [12],[13],[14] | [54 empty] | 1 | [28 empty] | -1 | [46 empty] | 0 | 0 | 0 | 0 | 0.073
OPE03_01 | Industrie | Exports | Refineries | Kerosene Exports | Exports of oil-based kerosene |  |  | 0.072 | 0.072 |  |  |  | EU |  | [12],[13],[14] | [55 empty] | 1 | [19 empty] | -1 | [54 empty] | 0 | 0 | 0 | 0 | 0.072
OPE03_02 | Industrie | Exports | Refineries | Kerosene Exports | Exports of bio-based kerosene |  |  | 0 | 0.072 |  |  |  | EU |  | [12],[13],[14] | [55 empty] | 1 | [25 empty] | -1 | [48 empty] | 0 | 0 | 0 | 0 | 0
OPE03_03 | Industrie | Exports | Refineries | Kerosene Exports | Exports of syn-based kerosene |  |  | 0.072 | 0.072 |  |  |  | EU |  | [12],[13],[14] | [55 empty] | 1 | [28 empty] | -1 | [45 empty] | 0 | 0 | 0 | 0 | 0.072
PEU01_01 | 0 | External | Power EU | Electricity demand - EU | Dummy standard electricity consumption - EU |  |  | 0 | 0 |  |  |  | EU |  | [25],[26] | [56 empty] | 1 |  |  | -1 | [70 empty] | 0 | 0 | 0 | 0 | 0
PEU01_02 | 0 | External | Power EU | Electricity EU | Inland generation - Power EU |  |  | 0 | 0 |  |  |  | EU |  | [25],[26] | [59 empty] | 1 | [70 empty] | 0 | 0 | 0 | 0 | 0
PEU01_03 | Elektriciteit | External | Power EU | Electricity EU | Export from NL to Power EU |  |  | 0 | 0 |  |  |  | EU |  | [25],[26] | [59 empty] | 1 |  | -1.02 | [68 empty] | 0 | 0 | 0 | 0 | 0
PNS01_01 | Elektriciteit | Conversion | Power NL | Electricity NL - HVNS | Offshore Wind (far) - Power NL |  |  | 0 | 0 |  |  | 1 | NL |  | [2] | [60 empty] | 1 | [50 empty] | -1 | [18 empty] | 0 | 0 | 0 | 0 | 0
PNL01_01 | Elektriciteit | Conversion | Power NL | Electricity NL - HV | Coal old - Power NL |  |  | 0 | 0 |  |  | 1 | NL |  | [2] | [61 empty] | 1 | [35 empty] | -2.35 | [32 empty] | 0 | 0.231 | 0 | 0 | 0
PNL01_02 | Elektriciteit | Conversion | Power NL | Electricity NL - HV | Co-fired Coal - Power NL |  |  | 0 | 0 |  |  | 1 | NL |  | [2] | [61 empty] | 1 | [34 empty] | -0.38 | -1.58 | [32 empty] | 0 | 0.1553 | 0 | 0 | 0
PNL01_03 | Elektriciteit | Conversion | Power NL | Electricity NL - HV | Co-fired Coal wCCS - Power NL | 0.9 |  | 0 | 0 |  |  | 1 | NL |  | [2] | [61 empty] | 1 | [34 empty] | -0.475 | -1.9751 | [32 empty] | 0.2216 | -0.0274 | 0 | 0 | 0
PNL01_04 | Elektriciteit | Conversion | Power NL | Electricity NL - HV | CCGT - Power NL |  |  | 0 | 0 |  |  | 1 | NL |  | [2] | [61 empty] | 1 | [26 empty] | -1.75 | [41 empty] | 0 | 0.0991 | 0 | 0 | 0
PNL01_05 | Elektriciteit | Conversion | Power NL | Electricity NL - HV | CCGT wCCS - Power NL | 0.85 |  | 0 | 0 |  |  | 1 | NL |  | [2] | [61 empty] | 1 | [26 empty] | -2.15 | [41 empty] | 0.1034 | 0.0183 | 0 | 0 | 0
PNL01_06 | Elektriciteit | Conversion | Power NL | Electricity NL - HV | CCGT BFG - Power NL |  |  | 0 | 0 |  |  | 1 | NL |  | [2] | [61 empty] | 1 | [9 empty] | -1.96 | [58 empty] | 0 | 0.4849 | 0 | 0 | 0
PNL01_07 | Elektriciteit | Conversion | Power NL | Electricity NL - HV | GT - Power NL |  |  | 0 | 0 |  |  | 1 | NL |  | [2] | [61 empty] | 1 | [26 empty] | -2.74 | [41 empty] | 0 | 0.1551 | 0 | 0 | 0
PNL01_08 | Elektriciteit | Conversion | Power NL | Electricity NL - HV | Hydrogen SOFC - Power NL |  |  | 0 | 0 |  |  | 1 | NL |  | [43] | [61 empty] | 1 |  |  |  |  | 1.25 | [24 empty] | -3.75 | [38 empty] | 0 | 0 | 0 | 0 | 0
PNL01_09 | Elektriciteit | Conversion | Power NL | Electricity NL - HV | Hydrogen CCGT - Power NL |  |  | 0 | 0 |  |  | 1 | NL |  | [43] | [61 empty] | 1 | [29 empty] | -2.5 | [38 empty] | 0 | 0 | 0 | 0 | 0
PNL01_10 | Elektriciteit | Conversion | Power NL | Electricity NL - HV | Nuclear - Borssele - Power NL |  |  | 0 | 0 |  |  | 1 | NL |  | [41] | [61 empty] | 1 | [38 empty] | -2.86 | [29 empty] | 0 | 0 | 0 | 0 | 0
PNL01_11 | Elektriciteit | Conversion | Power NL | Electricity NL - HV | Nuclear - Gen III - Power NL |  |  | 0 | 0 |  |  | 1 | NL |  | [42] | [61 empty] | 1 | [38 empty] | -2.86 | [29 empty] | 0 | 0 | 0 | 0 | 0
PNL01_12 | Elektriciteit | Conversion | Power NL | Electricity NL - HV | Nuclear SMR - Power NL |  |  | 0 | 0 |  |  | 1 | NL |  | [42] | [61 empty] | 1 | [38 empty] | -2.5 | [29 empty] | 0 | 0 | 0 | 0 | 0
PNL01_13 | Elektriciteit | Conversion | Power NL | Electricity NL - HV | Biomass - Power NL |  |  | 0 | 0 |  |  | 1 | NL |  | [2] | [61 empty] | 1 | [34 empty] | -2.08 | [33 empty] | 0 | 0 | 0 | 0 | 0
PNL01_14 | Elektriciteit | Conversion | Power NL | Electricity NL - HV | Biomass wCCS - Power NL | 0.85 |  | 0 | 0 |  |  | 1 | NL |  | [2] | [61 empty] | 1 | [34 empty] | -2.08 | [32 empty] | 0.1938 | 0.1938 | -0.1938 | 0 | 0 | 0
PNL01_15 | Elektriciteit | Conversion | Power NL | Electricity NL - HV | Onshore Wind - Power NL |  |  | 0 | 0 |  |  | 1 | NL |  | [2] | [61 empty] | 1 | [49 empty] | -1 | [18 empty] | 0 | 0 | 0 | 0 | 0
PNL01_16 | Elektriciteit | Conversion | Power NL | Electricity NL - HV | Offshore Wind (near)- Power NL |  |  | 0 | 0 |  |  | 1 | NL |  | [2] | [61 empty] | 1 | [49 empty] | -1 | [18 empty] | 0 | 0 | 0 | 0 | 0
PNL01_17 | Gebouwde omgeving | Conversion | Power NL | Electricity NL - LV | Solar PV - Residential- Power NL |  |  | 0 | 0 |  |  | 1 | NL |  | [2] | [62 empty] | 1 | [49 empty] | -1 | [17 empty] | 0 | 0 | 0 | 0 | 0
PNL01_18 | Gebouwde omgeving | Conversion | Power NL | Electricity NL - LV | Solar PV - Services - Power NL |  |  | 0 | 0 |  |  | 1 | NL |  | [2] | [62 empty] | 1 | [49 empty] | -1 | [17 empty] | 0 | 0 | 0 | 0 | 0
PNL01_19 | Landbouw | Conversion | Power NL | Electricity NL - LV | Solar PV - Agriculture - Power NL |  |  | 0 | 0 |  |  | 1 | NL |  | [2] | [62 empty] | 1 | [49 empty] | -1 | [17 empty] | 0 | 0 | 0 | 0 | 0
PNL01_20 | Industrie | Conversion | Power NL | Electricity NL - HV | Solar PV - Industry - Power NL |  |  | 0 | 0 |  |  | 1 | NL |  | [2] | [61 empty] | 1 | [50 empty] | -1 | [17 empty] | 0 | 0 | 0 | 0 | 0
PNL01_21 | Elektriciteit | Conversion | Power NL | Electricity NL - HV | Solar PV - Floating - Power NL |  |  | 0 | 0 |  |  | 1 | NL |  | [2] | [61 empty] | 1 | [50 empty] | -1 | [17 empty] | 0 | 0 | 0 | 0 | 0
PNL01_22 | Elektriciteit | Conversion | Power NL | Electricity NL - HV | Solar PV - Energy sector - Power NL |  |  | 0 | 0 |  |  | 1 | NL |  | [2] | [61 empty] | 1 | [50 empty] | -1 | [17 empty] | 0 | 0 | 0 | 0 | 0
PNL01_23 | Elektriciteit | Conversion | Power NL | Electricity NL - HV | Electricity from Hydro - Power NL |  |  | 0 | 0 |  |  | 1 | NL |  | [2] | [61 empty] | 1 | [68 empty] | 0 | 0 | 0 | 0 | 0
PNL_UD | Elektriciteit | Conversion | Power NL | Electricity NL - HV | Undispatched Electricity (VOLL) - Power NL |  |  | 0 | 0 |  |  | 1 | NL |  | [2] | [61 empty] | 1 | [68 empty] | 0 | 0 | 0 | 0 | 0
PNL03_01 | Elektriciteit | Conversion | Power NL | Electricity NL - HV | Compresed Air Aboveground Storage - Power NL |  |  | 0 | 0 |  |  | 1 | NL |  | [2] | [61 empty] | -1e-05 | [68 empty] | 0 | 0 | 0 | 0 | 0
PNL03_02 | Elektriciteit | Conversion | Power NL | Electricity NL - HV | Compresed Air Underground Storage - Power NL |  |  | 0 | 0 |  |  | 1 | NL |  | [2] | [61 empty] | -1e-05 | [68 empty] | 0 | 0 | 0 | 0 | 0
PNL03_03 | Elektriciteit | Conversion | Power NL | Electricity NL - HV | Battery Storage Li-ion - Power NL |  |  | 0 | 0 |  |  | 1 | NL |  | [2] | [61 empty] | -1e-05 | [68 empty] | 0 | 0 | 0 | 0 | 0
PNL04_01 | Elektriciteit | Primary | Power NL | Electricity NL - HV | Import from EU - Power NL |  |  | 0 | 0 |  |  |  | NL |  | [2] | [59 empty] | -1.02 |  | 1 | [68 empty] | 0 | 0 | 0 | 0 | 0
PNL04_02 | Elektriciteit | Conversion | Power NL | Electricity NL - HV | Import from NS - Power NL |  |  | 0 | 0 |  |  |  | NL |  | [2] | [60 empty] | -1.02 | 1 | [68 empty] | 0 | 0 | 0 | 0 | 0
PNL05_01 | Elektriciteit | Conversion | Power NL | Electricity NL - HV | Transformer from LV to HV - Power NL |  |  | 0 | 0 |  |  |  | NL |  | [2] | [61 empty] | 1 | -1.0401 | [67 empty] | 0 | 0 | 0 | 0 | 0
PNL06_01 | Elektriciteit | Conversion | Power NL | Electricity NL - LV | Transformer from HV to LV - Power NL |  |  | 0 | 0 |  |  |  | NL |  | [2] | [61 empty] | -1.0401 | 1 | [67 empty] | 0 | 0 | 0 | 0 | 0
LTR01_01 | Gebouwde omgeving | Conversion | Residential | Heat LT Houses C-G | Boiler Gas - LT Heat for Houses |  |  | 0 | 0 |  |  |  | NL |  | [2] | [63 empty] | 1 | [25 empty] | -1.05 | [40 empty] | 0 | 0 | 0.0594 | 0 | 0
LTR01_02 | Gebouwde omgeving | Conversion | Residential | Heat LT Houses C-G | Boiler Gas wWood Stove - LT Heat for Houses |  |  | 0 | 0 |  |  |  | NL |  | [2] | [63 empty] | 1 | [25 empty] | -0.8 | [13 empty] | -0.35 | [26 empty] | 0 | 0 | 0.0453 | 0 | 0
LTR01_03 | Gebouwde omgeving | Conversion | Residential | Heat LT Houses C-G | District Heating - LT Heat for Houses |  |  | 0 | 0 |  |  |  | NL |  | [2] | [63 empty] | 1 |  |  | -1 | [63 empty] | 0 | 0 | 0 | 0 | 0
LTR01_04 | Gebouwde omgeving | Conversion | Residential | Heat LT Houses C-G | Hybrid Heat Pump - LT Heat for Houses |  |  | 0 | 0 |  |  |  | NL |  | [2] | [62 empty] | -0.44444 | 1 | [25 empty] | -0.21053 | [23 empty] | -0.35556 | [16 empty] | 0 | 0 | 0.0119 | 0 | 0
LTR01_05 | Gebouwde omgeving | Conversion | Residential | Heat LT Houses C-G | Electric Heater - LT Heat for Houses |  |  | 0 | 0 |  |  |  | NL |  | [2] | [62 empty] | -1 | 1 | [66 empty] | 0 | 0 | 0 | 0 | 0
LTR01_06 | Gebouwde omgeving | Conversion | Residential | Heat LT Houses C-G | Boiler Hydrogen - LT Heat for Houses |  |  | 0 | 0 |  |  |  | NL |  | [2] | [63 empty] | 1 | [28 empty] | -1.05 | [37 empty] | 0 | 0 | 0 | 0 | 0
LTR02_01 | Gebouwde omgeving | Conversion | Residential | Heat LT Houses A+,A,B | Dummy C-G tech into A+,A,B - LT Heat for Houses |  |  | 0 | 0 |  |  |  | NL |  | [2] | [63 empty] | -1 | 1 | [65 empty] | 0 | 0 | 0 | 0 | 0
LTR02_02 | Gebouwde omgeving | Conversion | Residential | Heat LT Houses A+,A,B | Boiler Gas wSolar - LT Heat for Houses |  |  | 0 | 0 |  |  |  | NL |  | [2],[30] | [64 empty] | 1 | [24 empty] | -1 | [25 empty] | -0.82243 | [14 empty] | 0 | 0 | 0.0566 | 0 | 0
LTR02_03 | Gebouwde omgeving | Conversion | Residential | Heat LT Houses A+,A,B | Electric Heater wSolar - LT Heat for Houses |  |  | 0 | 0 |  |  |  | NL |  | [2] | [62 empty] | -0.79628 |  | 1 | [50 empty] | -0.20372 | [14 empty] | 0 | 0 | 0 | 0 | 0
LTR02_04 | Gebouwde omgeving | Conversion | Residential | Heat LT Houses A+,A,B | Electric Heat Pump Air - LT Heat for Houses |  |  | 0 | 0 |  |  |  | NL |  | [2],[46] | [62 empty] | -0.32 |  | 1 | [48 empty] | -0.68 | [16 empty] | 0 | 0 | 0 | 0 | 0
LTR02_05 | Gebouwde omgeving | Conversion | Residential | Heat LT Houses A+,A,B | Electric Heat Pump GW - LT Heat for Houses |  |  | 0 | 0 |  |  |  | NL |  | [2],[47] | [62 empty] | -0.27 |  | 1 | [48 empty] | -0.73 | [16 empty] | 0 | 0 | 0 | 0 | 0
LTS01_01 | Gebouwde omgeving | Conversion | Services | Heat LT Services | Boiler Gas Standard - LT Heat for Services |  |  | 0 | 0 |  |  |  | NL |  | [2] | [65 empty] | 1 | [23 empty] | -1.1111 | [40 empty] | 0 | 0 | 0.0629 | 0 | 0
LTS01_02 | Gebouwde omgeving | Conversion | Services | Heat LT Services | Boiler Gas HR107 - LT Heat for Services |  |  | 0 | 0 |  |  |  | NL |  | [2] | [65 empty] | 1 | [23 empty] | -1 | [40 empty] | 0 | 0 | 0.0566 | 0 | 0
LTS01_03 | Gebouwde omgeving | Conversion | Services | Heat LT Services | District Heating - LT Heat for Services |  |  | 0 | 0 |  |  |  | NL |  | [2] | [65 empty] | 1 | -1 | [63 empty] | 0 | 0 | 0 | 0 | 0
LTS01_04 | Gebouwde omgeving | Conversion | Services | Heat LT Services | Hybrid Heat Pump - LT Heat for Services |  |  | 0 | 0 |  |  |  | NL |  | [2] | [62 empty] | -0.27362 |  |  | 1 | [23 empty] | -0.31596 | [23 empty] | -0.41 | [16 empty] | 0 | 0 | 0.0179 | 0 | 0
LTS01_05 | Gebouwde omgeving | Conversion | Services | Heat LT Services | Electric Heater - LT Heat for Services |  |  | 0 | 0 |  |  |  | NL |  | [2] | [62 empty] | -1 |  |  | 1 | [64 empty] | 0 | 0 | 0 | 0 | 0
LTS01_06 | Gebouwde omgeving | Conversion | Services | Heat LT Services | Electric Heat Pump Air - LT Heat for Services |  |  | 0 | 0 |  |  |  | NL |  | [2] | [62 empty] | -0.4 |  |  | 1 | [47 empty] | -0.6 | [16 empty] | 0 | 0 | 0 | 0 | 0
LTS01_07 | Gebouwde omgeving | Conversion | Services | Heat LT Services | Electric Heat Pump Soil - LT Heat for Services |  |  | 0 | 0 |  |  |  | NL |  | [2] | [62 empty] | -0.25 |  |  | 1 | [47 empty] | -0.75 | [16 empty] | 0 | 0 | 0 | 0 | 0
LTS01_08 | Gebouwde omgeving | Conversion | Services | Heat LT Services | CHP Gas - LT Heat for Services |  |  | 0 | 0 |  |  |  | NL |  | [2],[7] | [62 empty] | 0.6364 |  |  | 1 | [23 empty] | -1.95 | [40 empty] | 0 | 0 | 0.1104 | 0 | 0
LTS01_09 | Gebouwde omgeving | Conversion | Services | Heat LT Services | CHP H2 - LT Heat for Services |  |  | 0 | 0 |  |  |  | NL |  | [2] | [62 empty] | 0.6 |  |  | 1 | [26 empty] | -2 | [37 empty] | 0 | 0 | 0 | 0 | 0
LTS01_10 | Gebouwde omgeving | Conversion | Services | Heat LT Services | Boiler Hydrogen - LT Heat for Services |  |  | 0 | 0 |  |  |  | NL |  | [2] | [65 empty] | 1 | [26 empty] | -1.05 | [37 empty] | 0 | 0 | 0 | 0 | 0
LTN01_01 | Elektriciteit | Conversion | Heat Network | Heat LT Network | Boiler Gas - LT Heat for Network |  |  | 0 | 0 |  |  | 1 | NL |  | [2] | [66 empty] | 1 | [21 empty] | -1.02 | [41 empty] | 0 | 0.0577 | 0 | 0 | 0
LTN01_02 | Elektriciteit | Conversion | Heat Network | Heat LT Network | Boiler Gas wCCS - LT Heat for Network | 0.8 |  | 0 | 0 |  |  | 1 | NL |  | [2] | [66 empty] | 1 | [21 empty] | -1.17 | [40 empty] | 0.053 | 0.053 | 0.0132 | 0 | 0 | 0
LTN01_03 | Elektriciteit | Conversion | Heat Network | Heat LT Network | Boiler Biomass - LT Heat for Network |  |  | 0 | 0 |  |  | 1 | NL |  | [2] | [66 empty] | 1 | [29 empty] | -1.333 | [33 empty] | 0 | 0 | 0 | 0 | 0
LTN01_04 | Elektriciteit | Conversion | Heat Network | Heat LT Network | Boiler Biomass wCCS - LT Heat for Network | 0.8 |  | 0 | 0 |  |  | 1 | NL |  | [2] | [66 empty] | 1 | [29 empty] | -1.434 | [32 empty] | 0.1257 | 0.1257 | -0.1257 | 0 | 0 | 0
LTN01_05 | Elektriciteit | Conversion | Heat Network | Heat LT Network | Geothermal Gas HP - LT Heat for Network |  |  | 0 | 0 |  |  | 1 | NL |  | [2] | [62 empty] | -0.05 |  |  |  | 1 | [21 empty] | -0.25 | [25 empty] | -0.75 | [15 empty] | 0 | 0.0142 | 0 | 0 | 0
LTN01_06 | Elektriciteit | Conversion | Heat Network | Heat LT Network | Hot water storage tank - LT Heat for Network |  |  | 0 | 0 |  |  |  | NL |  | [2] | [130 empty] | 0 | 0 | 0 | 0 | 0
LTN01_07 | Elektriciteit | Conversion | Heat Network | Heat LT Network | Boiler Hydrogen - LT Heat for Network |  |  | 0 | 0 |  |  | 1 | NL |  | [2] | [66 empty] | 1 | [24 empty] | -1.02 | [38 empty] | 0 | 0 | 0 | 0 | 0
Agr05_01 | Landbouw | Conversion | Agriculture | Heat LT Agriculture | CHP Gas - LT Heat for Agriculture |  |  | 0 | 0 |  |  |  | NL |  | [2] | [62 empty] | 0.6 |  |  |  |  | 1 | [21 empty] | -1.9 | [40 empty] | 0 | 0 | 0.1075 | 0 | 0
Agr05_02 | Landbouw | Conversion | Agriculture | Heat LT Agriculture | Boiler Gas - LT Heat for Agriculture |  |  | 0 | 0 |  |  |  | NL |  | [2] | [67 empty] | 1 | [21 empty] | -1.05 | [40 empty] | 0 | 0 | 0.0594 | 0 | 0
Agr05_03 | Landbouw | Conversion | Agriculture | Heat LT Agriculture | Geothermal HP - LT Heat for Agriculture |  |  | 0 | 0 |  |  |  | NL |  | [2] | [62 empty] | -0.25 |  |  |  |  | 1 | [46 empty] | -0.75 | [15 empty] | 0 | 0 | 0 | 0 | 0
Agr05_04 | Landbouw | Conversion | Agriculture | Heat LT Agriculture | Shallow Soil Energy - LT Heat for Agriculture |  |  | 0 | 0 |  |  |  | NL |  | [2] | [62 empty] | -0.34 |  |  |  |  | 1 | [46 empty] | -0.66 | [15 empty] | 0 | 0 | 0 | 0 | 0
Agr05_05 | Landbouw | Conversion | Agriculture | Heat LT Agriculture | Boiler Biomass - LT Heat for Agriculture |  |  | 0 | 0 |  |  |  | NL |  | [2] | [67 empty] | 1 | [28 empty] | -1.09 | [33 empty] | 0 | 0 | 0 | 0 | 0
Agr05_06 | Landbouw | Conversion | Agriculture | Heat LT Agriculture | Boiler Hydrogen - LT Heat for Agriculture |  |  | 0 | 0 |  |  |  | NL |  | [2] | [67 empty] | 1 | [24 empty] | -1.05 | [37 empty] | 0 | 0 | 0 | 0 | 0
HTI01_01 | Industrie | Conversion | Industry | Heat HT Industry | Boiler Gas - HT Heat for Industry |  |  | 0 | 0 |  |  | 1 | NL |  | [2] | [68 empty] | 1 | [19 empty] | -1.087 | [41 empty] | 0 | 0.0615 | 0 | 0 | 0
HTI01_02 | Industrie | Conversion | Industry | Heat HT Industry | Boiler Gas wCCS - HT Heat for Industry | 0.8 |  | 0 | 0 |  |  | 1 | NL |  | [2] | [68 empty] | 1 | [19 empty] | -1.169 | [41 empty] | 0.0529 | 0.0132 | 0 | 0 | 0
HTI01_03 | Industrie | Conversion | Industry | Heat HT Industry | Hybrid Boiler Gas - HT Heat for Industry |  |  | 0 | 0 |  |  | 1 | NL |  | [2] | [61 empty] | -0.54 | [6 empty] | 1 | [19 empty] | -0.543 | [41 empty] | 0 | 0.0307 | 0 | 0 | 0
HTI01_04 | Industrie | Conversion | Industry | Heat HT Industry | Hybrid Boiler Gas wCCS - HT Heat for Industry | 0.8 |  | 0 | 0 |  |  | 1 | NL |  | [2] | [61 empty] | -0.58 | [6 empty] | 1 | [19 empty] | -0.584 | [41 empty] | 0.0264 | 0.0066 | 0 | 0 | 0
HTI01_05 | Industrie | Conversion | Industry | Heat HT Industry | Boiler Coal - HT Heat for Industry |  |  | 0 | 0 |  |  | 1 | NL |  | [2] | [68 empty] | 1 | [28 empty] | -1.235 | [32 empty] | 0 | 0.1214 | 0 | 0 | 0
HTI01_06 | Industrie | Conversion | Industry | Heat HT Industry | Boiler Coal wCCS - HT Heat for Industry | 0.8 |  | 0 | 0 |  |  | 1 | NL |  | [2] | [68 empty] | 1 | [28 empty] | -1.328 | [32 empty] | 0.1044 | 0.0261 | 0 | 0 | 0
HTI01_07 | Industrie | Conversion | Industry | Heat HT Industry | Boiler Biomass - HT Heat for Industry |  |  | 0 | 0 |  |  | 1 | NL |  | [2] | [68 empty] | 1 | [27 empty] | -1.25 | [33 empty] | 0 | 0 | 0 | 0 | 0
HTI01_08 | Industrie | Conversion | Industry | Heat HT Industry | Boiler Biomass wCCS - HT Heat for Industry | 0.8 |  | 0 | 0 |  |  | 1 | NL |  | [2] | [68 empty] | 1 | [27 empty] | -1.344 | [32 empty] | 0.1178 | 0.1178 | -0.1178 | 0 | 0 | 0
HTI01_09 | Industrie | Conversion | Industry | Heat HT Industry | CHP Gas - HT Heat for Industry |  |  | 0 | 0 |  |  | 1 | NL |  | [2] | [61 empty] | 0.6 | [6 empty] | 1 | [19 empty] | -1.9 | [41 empty] | 0 | 0.1075 | 0 | 0 | 0
HTI01_10 | Industrie | Conversion | Industry | Heat HT Industry | CHP Gas wCCS - HT Heat for Industry | 0.8 |  | 0 | 0 |  |  | 1 | NL |  | [2] | [61 empty] | 0.6 | [6 empty] | 1 | [19 empty] | -2 | [41 empty] | 0.0906 | 0.0226 | 0 | 0 | 0
HTI01_11 | Industrie | Conversion | Industry | Heat HT Industry | CHP Coal - HT Heat for Industry |  |  | 0 | 0 |  |  | 1 | NL |  | [2] | [61 empty] | 0.6 | [6 empty] | 1 | [19 empty] | -2 | [41 empty] | 0 | 0.1132 | 0 | 0 | 0
HTI01_12 | Industrie | Conversion | Industry | Heat HT Industry | CHP Coal wCCS - HT Heat for Industry | 0.8 |  | 0 | 0 |  |  | 1 | NL |  | [2] | [61 empty] | 0.6 | [6 empty] | 1 | [19 empty] | -2.15 | [41 empty] | 0.0974 | 0.0243 | 0 | 0 | 0
HTI01_13 | Industrie | Conversion | Industry | Heat HT Industry | CHP BFG - LT Heat for Industry |  |  | 0 | 0 |  |  | 1 | NL |  | [2] | [61 empty] | 0.7 | [6 empty] | 1 |  |  | -2.61 | [58 empty] | 0 | 0.6457 | 0 | 0 | 0
HTI01_14 | Industrie | Conversion | Industry | Heat HT Industry | CHP Biomass - HT Heat for Industry |  |  | 0 | 0 |  |  | 1 | NL |  | [2],[30] | [61 empty] | 0.75 | [6 empty] | 1 | [27 empty] | -3.5 | [33 empty] | 0 | 0 | 0 | 0 | 0
HTI01_15 | Industrie | Conversion | Industry | Heat HT Industry | CHP Biomass wCCS - HT Heat for Industry | 0.8 |  | 0 | 0 |  |  | 1 | NL |  | [2],[7] | [61 empty] | 0.75 | [6 empty] | 1 | [27 empty] | -3.7 | [32 empty] | 0.3244 | 0.3244 | -0.3244 | 0 | 0 | 0
HTI01_16 | Industrie | Conversion | Industry | Heat HT Industry | Direct Heating Electricity - HT Heat for Industry |  |  | 0 | 0 |  |  | 1 | NL |  | [2] | [61 empty] | -1.15 | [6 empty] | 1 | [61 empty] | 0 | 0 | 0 | 0 | 0
HTI01_17 | Industrie | Conversion | Industry | Heat HT Industry | Boiler H2 - HT Heat for Industry |  |  | 0 | 0 |  |  | 1 | NL |  | [2] | [68 empty] | 1 | [22 empty] | -1.087 | [38 empty] | 0 | 0 | 0 | 0 | 0
HTI01_18 | Industrie | Conversion | Industry | Heat HT Industry | Nuclear SMR Heat - HT Heat for Industry |  |  | 0 | 0 |  |  | 1 | NL |  | [2] | [68 empty] | 1 | [31 empty] | -1 | [29 empty] | 0 | 0 | 0 | 0 | 0
HTI01_19 | Industrie | Conversion | Industry | Heat HT Industry | CHP Nuclear SMR - HT Heat for Industry |  |  | 0 | 0 |  |  | 1 | NL |  | [2] | [61 empty] | 0.6 | [6 empty] | 1 | [31 empty] | -4 | [29 empty] | 0 | 0 | 0 | 0 | 0
LTI01_01 | Industrie | Conversion | Industry | Heat LT Industry | Dummy HT tech into LT - LT Heat for Industry |  |  | 0 | 0 |  |  | 1 | NL |  | [D] | [68 empty] | -1 | 1 | [60 empty] | 0 | 0 | 0 | 0 | 0
LTI01_02 | Industrie | Conversion | Industry | Heat LT Industry | Heat Pump Gas - LT Heat for Industry |  |  | 0 | 0 |  |  | 1 | NL |  | [2] | [69 empty] | 1 | [18 empty] | -0.714 | [24 empty] | -0.65 | [16 empty] | 0 | 0.0404 | 0 | 0 | 0
LTI01_03 | Industrie | Conversion | Industry | Heat LT Industry | Heat Pump Electricity - LT Heat for Industry |  |  | 0 | 0 |  |  | 1 | NL |  | [2] | [61 empty] | -0.25 | [7 empty] | 1 | [43 empty] | -0.75 | [16 empty] | 0 | 0 | 0 | 0 | 0
LTI01_04 | Industrie | Conversion | Industry | Heat LT Industry | Geothermal HP - LT Heat for Industry |  |  | 0 | 0 |  |  | 1 | NL |  | [2] | [61 empty] | -0.25 | [7 empty] | 1 | [44 empty] | -0.75 | [15 empty] | 0 | 0 | 0 | 0 | 0
LTI01_05 | Industrie | Conversion | Industry | Heat LT Industry | Co-Digestion Biomass - LT Heat for Industry |  |  | 0 | 0 |  |  | 1 | NL |  | [2],[7] | [69 empty] | 1 | [33 empty] | -1.1765 | [26 empty] | 0 | 0 | 0 | 0 | 0
FHI01_01 | Industrie | Conversion | Industry | Furnace Heat Industry | Natural Gas Furnace - FH Industry |  |  | 0 | 0 |  |  | 1 | NL | [72 empty] | 1 | [17 empty] | -1.2 | [41 empty] | 0 | 0.0679 | 0 | 0 | 0
FHI01_02 | Industrie | Conversion | Industry | Furnace Heat Industry | Natural Gas Furnace wCCUS - FH Industry | 0.8 |  | 0 | 0 |  |  | 1 | NL | [72 empty] | 1 | [17 empty] | -1.3 | [41 empty] | 0.0589 | 0.0147 | 0 | 0 | 0
FHI01_03 | Industrie | Conversion | Industry | Furnace Heat Industry | Biomass Furnace - FH Industry |  |  | 0 | 0 |  |  | 1 | NL | [72 empty] | 1 | [25 empty] | -1.3 | [33 empty] | 0 | 0 | 0 | 0 | 0
FHI01_04 | Industrie | Conversion | Industry | Furnace Heat Industry | Biomass Furnace wCCUS - FH Industry | 0.8 |  | 0 | 0 |  |  | 1 | NL | [72 empty] | 1 | [25 empty] | -1.4 | [32 empty] | 0.1228 | 0.1228 | -0.1228 | 0 | 0 | 0
FHI01_05 | Industrie | Conversion | Industry | Furnace Heat Industry | Hydrogen Furnace - FH Industry |  |  | 0 | 0 |  |  | 1 | NL | [72 empty] | 1 | [20 empty] | -1.15 | [38 empty] | 0 | 0 | 0 | 0 | 0
FHI01_06 | Industrie | Conversion | Industry | Furnace Heat Industry | Electric Furnace - FH Industry |  |  | 0 | 0 |  |  | 1 | NL | [63 empty] | -1.25 | [8 empty] | 1 | [59 empty] | 0 | 0 | 0 | 0 | 0
RFP01_01 | Industrie | Primary | Fossil | LPG | Imported LPG - Refineries |  |  | 0 | 0 |  |  | 1 | NL |  | [2] | [72 empty] | 1 | [57 empty] | 0 | 0 | 0 | 0 | 0
RFP02_01 | Industrie | Primary | Fossil | Naphtha | Imported Naphtha - Refineries |  |  | 0 | 0 |  |  | 1 | NL |  | [2] | [73 empty] | 1 | [56 empty] | 0 | 0 | 0 | 0 | 0
RFP03_01 | Industrie | Conversion | Refineries | Road Fuel | Deep cracking refinery - Refineries |  |  | 0 | 0 |  |  | 1 | NL |  | [2] | [16 empty] | 0.0077907 | [44 empty] | -0.02 | [6 empty] | -0.01 |  |  |  | 0.1 | 0.45 | 1 | 0.5 | 0.2 | 0.1 | [10 empty] | -0.05 | [9 empty] | -2.5 | [31 empty] | 0 | 0.0153 | 0 | 0 | 0
RFP03_02 | Industrie | Conversion | Refineries | Road Fuel | Deep cracking refinery wCCS - Refineries | 0.8 |  | 0 | 0 |  |  | 1 | NL |  | [2] | [16 empty] | 0.0077907 | [44 empty] | -0.05 | [6 empty] | -0.06 |  |  |  | 0.1 | 0.45 | 1 | 0.5 | 0.2 | 0.1 | [10 empty] | -0.05 | [9 empty] | -2.5 | [31 empty] | 0.0123 | 0.0031 | 0 | 0 | 0
RFP03_03 | Industrie | Conversion | Refineries | Road Fuel | Basic cracking refinery - Refineries |  |  | 0 | 0 |  |  | 1 | NL |  | [2] | [16 empty] | 0.0046744 | [44 empty] | -0.02 | [6 empty] | -0.01 |  |  |  | 0.05 | 0.3 | 1 | 0.3 | 0.45 | 0.3 | [10 empty] | -0.02 | [9 empty] | -2.55 | [31 empty] | 0 | 0.01 | 0 | 0 | 0
RFP03_04 | Industrie | Conversion | Refineries | Road Fuel | Basic cracking refinery wCCS - Refineries | 0.8 |  | 0 | 0 |  |  | 1 | NL |  | [2] | [16 empty] | 0.0046744 | [44 empty] | -0.05 | [6 empty] | -0.06 |  |  |  | 0.05 | 0.3 | 1 | 0.3 | 0.45 | 0.3 | [10 empty] | -0.02 | [9 empty] | -2.55 | [31 empty] | 0.008 | 0.002 | 0 | 0 | 0
RFP03_05 | Industrie | Conversion | Refineries | Road Fuel | Koch refinery - Refineries |  |  | 0 | 0 |  |  | 1 | NL |  | [2] | [16 empty] | 0.0093488 | [44 empty] | -0.02 | [6 empty] | -0.1 |  |  |  | 0.3 | 2.5 | 1 | 0.6 | 0.15 | [21 empty] | -4.8 | [31 empty] | 0 | 0.0277 | 0 | 0 | 0
RFP03_06 | Industrie | Conversion | Refineries | Road Fuel | Koch refinery wCCS - Refineries | 0.8 |  | 0 | 0 |  |  | 1 | NL |  | [2] | [16 empty] | 0.0093488 | [44 empty] | -0.05 | [6 empty] | -0.2 |  |  |  | 0.3 | 2.5 | 1 | 0.6 | 0.15 | [21 empty] | -4.8 | [31 empty] | 0.0221 | 0.0055 | 0 | 0 | 0
RFP03_13 | Industrie | Primary | Fossil | Road Fuel | Imported Road Fuel - Refineries |  |  | 0 | 0 |  |  | 1 | NL |  | [2] | [74 empty] | 1 | [55 empty] | 0 | 0 | 0 | 0 | 0
RFP04_01 | Industrie | Primary | Fossil | Kerosene | Imported Kerosene - Refineries |  |  | 0 | 0 |  |  | 1 | NL |  | [2] | [75 empty] | 1 | [54 empty] | 0 | 0 | 0 | 0 | 0
RFP05_01 | Industrie | Primary | Fossil | Fuel Oil | Imported Fuel Oil - Refineries |  |  | 0 | 0 |  |  | 1 | NL |  | [2] | [76 empty] | 1 | [53 empty] | 0 | 0 | 0 | 0 | 0
RFP06_01 | Industrie | Primary | Fossil | Other Oil Products | Imported Other Oil Products - Refineries |  |  | 0 | 0 |  |  | 1 | NL |  | [2] | [77 empty] | 1 | [52 empty] | 0 | 0 | 0 | 0 | 0
RFB00_01 | Industrie | Primary | Renewable | Bio Naphtha | Imported Bionaphtha - Refineries |  |  | 0 | 0 |  |  | 1 | NL |  | [2] | [78 empty] | 1 | [51 empty] | 0 | 0 | 0 | 0 | 0
RFB01_01 | Industrie | Conversion | Refineries | Bio Ethanol | Bioethanol from sugar fermentation - Refineries |  |  | 0 | 0 |  |  | 1 | NL |  | [2] | [61 empty] | -0.03 | [7 empty] | -0.08 | [9 empty] | 1 | [28 empty] | -1.42 | [21 empty] | 0 | 0 | 0 | 0 | 0
RFB01_02 | Industrie | Conversion | Refineries | Bio Ethanol | Bioethanol from starch fermentation - Refineries |  |  | 0 | 0 |  |  | 1 | NL |  | [2] | [61 empty] | -0.025 | [7 empty] | -0.07 | [9 empty] | 1 | [29 empty] | -1.24 | [20 empty] | 0 | 0 | 0 | 0 | 0
RFB01_03 | Industrie | Conversion | Refineries | Bio Ethanol | Bioethanol from cellulosic biomass trough hydrolisis and fermentation - Refineries |  |  | 0 | 0 |  |  | 1 | NL |  | [2] | [61 empty] | -0.04 | [7 empty] | -0.1 | [9 empty] | 1 | [23 empty] | -2 | [26 empty] | 0 | 0 | 0 | 0 | 0
RFB01_04 | Industrie | Primary | Renewable | Bio Ethanol | Imported Bioethanol - Refineries |  |  | 0 | 0 |  |  | 1 | NL |  | [2] | [79 empty] | 1 | [50 empty] | 0 | 0 | 0 | 0 | 0
RFB02_01 | Industrie | Conversion | Refineries | Bio Diesel | Biodiesel from FAME - Refineries |  |  | 0 | 0 |  |  | 1 | NL |  | [2] | [61 empty] | -0.017276 | [6 empty] | -0.17057 | [11 empty] | 1 | [29 empty] | -1.7 | [19 empty] | 0 | 0 | 0 | 0 | 0
RFB02_02 | Industrie | Conversion | Refineries | Bio Diesel | Biodiesel oriented hydro pyrolisis - Refineries |  |  | 0 | 0 |  |  | 1 | NL |  | [65] | [61 empty] | -0.07 | [6 empty] | -0.34 | [9 empty] | 0.5 |  | 1 | 0.5 | [9 empty] | -0.4 |  |  |  |  | -2.36 | [33 empty] | 0 | 0 | 0 | 0 | 0
RFB02_03 | Industrie | Primary | Renewable | Bio Diesel | Imported Biodiesel - Refineries |  |  | 0 | 0 |  |  | 1 | NL |  | [2] | [80 empty] | 1 | [49 empty] | 0 | 0 | 0 | 0 | 0
RFB03_01 | Industrie | Conversion | Refineries | Bio Kerosene | Biokerosene oriented hydro pyrolisis - Refineries |  |  | 0 | 0 |  |  | 1 | NL |  | [65] | [61 empty] | -0.07 | [6 empty] | -0.34 | [9 empty] | 0.75 |  | 0.25 | 1 | [9 empty] | -0.4 |  |  |  |  | -2.36 | [33 empty] | 0 | 0 | 0 | 0 | 0
RFB03_02 | Industrie | Primary | Renewable | Bio Kerosene | Imported Biokerosene - Refineries |  |  | 0 | 0 |  |  | 1 | NL |  | [2] | [81 empty] | 1 | [48 empty] | 0 | 0 | 0 | 0 | 0
RFB03_03 | Industrie | Conversion | Refineries | Bio Kerosene | Biokerosene from HEFA |  |  | 0 | 0 |  |  | 1 | NL | [63 empty] | -0.07 | [6 empty] | -0.34 | [12 empty] | 1 | [9 empty] | -0.05 | [18 empty] | -1.11 | [19 empty] | 0 | 0 | 0 | 0 | 0
RFS01_01 | Industrie | Conversion | Refineries | Syn Diesel | Syndiesel oriented Fischer Tropsch - Refineries |  |  | 0 | 0 |  |  | 1 | NL |  | [61] | [61 empty] | -0.03 | [7 empty] | 0.44 | [12 empty] | 0.33 | 1 |  | -1.6 | [44 empty] | 0 | 0.022 | 0 | 0 | 0
RFS01_02 | Industrie | Conversion | Refineries | Syn Diesel | Syndiesel oriented methanol to fuels - Refineries |  |  | 0 | 0 |  |  | 1 | NL |  | [64] | [61 empty] | -0.02 | [7 empty] | -0.21 | [12 empty] | 0.33 | 1 |  |  |  | -1.7 | [42 empty] | 0 | 0.0209 | 0 | 0 | 0
RFS02_01 | Industrie | Conversion | Refineries | Syn Kerosene | Synkerosene oriented Fischer Tropsch - Refineries |  |  | 0 | 0 |  |  | 1 | NL |  | [61] | [61 empty] | -0.03 | [7 empty] | 0.44 | [12 empty] | 0.33 |  | 1 | -1.6 | [44 empty] | 0 | 0.023 | 0 | 0 | 0
RFS02_02 | Industrie | Conversion | Refineries | Syn Kerosene | Synkerosene oriented methanol to fuels - Refineries |  |  | 0 | 0 |  |  | 1 | NL |  | [64] | [61 empty] | -0.02 | [7 empty] | -0.21 | [12 empty] | 0.33 |  | 1 |  |  | -1.7 | [42 empty] | 0 | 0.0219 | 0 | 0 | 0
RFS02_03 | Industrie | Conversion | Refineries | E-Kerosene | E-Kerosene oriented Fischer Tropsch incl. RWGS |  | 0.12 | 0 | 0 |  |  | 1 | NL | [63 empty] | -0.11 | [6 empty] | -0.22 | 0.44 | [12 empty] | 0.33 |  |  |  | 1 |  |  |  |  | -2.16 |  | -2.16 | [35 empty] | -0.12 | -0.12 | 0.0246 | 0 | 0 | 0
RFS02_04 | Industrie | Conversion | Refineries | E-Kerosene | E-Kerosene oriented methanol to fuels incl. methanol production |  | 0.13 | 0 | 0 |  |  | 1 | NL | [63 empty] | -0.11 | [7 empty] | -0.21 | [12 empty] | 0.33 |  |  |  | 1 |  |  |  |  | -2.07 |  | -2.07 | [35 empty] | -0.13 | -0.13 | 0.0346 | 0 | 0 | 0
RFS03_01 | Industrie | Conversion | Refineries | Syngas | Syngas from biomass gasification - Refineries |  |  | 0 | 0 |  |  | 1 | NL |  | [66] | [61 empty] | -0.08 | [6 empty] | -0.1 | [16 empty] | 1 | [10 empty] | -1.15 | [33 empty] | 0 | -0.074 | 0 | 0 | 0
RFS03_02 | Industrie | Conversion | Refineries | Syngas | Syngas from CO2 and H2 RWGS - Refineries |  | 0.074 | 0 | 0 |  |  | 1 | NL |  | [60] | [61 empty] | -0.05 | [6 empty] | -0.14 | [16 empty] | 1 | [5 empty] | -1.35 | [38 empty] | -0.074 | 0 | 0 | 0 | 0
RFS03_03 | Industrie | Conversion | Refineries | Syngas | Syngas from SOEC electrolysis - Refineries |  | 0.074 | 0 | 0 |  |  | 1 | NL |  | [63] | [61 empty] | -0.85 | [6 empty] | -0.5 | [16 empty] | 1 | [5 empty] | -0.12 | [38 empty] | -0.074 | 0 | 0 | 0 | 0
RFS03_04 | Industrie | Conversion | Refineries | Syngas | Syngas from SMR |  |  | 0 | 0 |  |  | 1 | NL | [63 empty] | -0.05 | [6 empty] | -0.14 | [16 empty] | 1 |  |  | -1.48 | [41 empty] | 0 | 0.0098 | 0 |  | 0
RFS04_01 | Industrie | Conversion | Refineries | Methanol | Methanol from syngas - Refineries |  |  | 0 | 0 |  |  | 1 | NL |  | [62] | [61 empty] | -0.05 | [6 empty] | -0.15 | [16 empty] | -1.05 |  | 1 | [42 empty] | 0 | 0.0087 | 0 | 0 | 0
RFS04_02 | Industrie | Conversion | Refineries | Methanol | Methanol direct synthesis from CO2 and H2 - Refineries |  | 0.074 | 0 | 0 |  |  | 1 | NL |  | [62] | [61 empty] | -0.05 | [7 empty] | 0.09 | [17 empty] | 1 |  |  |  | -1.22 | [38 empty] | -0.074 | 0.005 | 0 | 0 | 0
RFS04_03 | Industrie | Conversion | Refineries | Methanol | E-Methanol direct synthesis from CO2 and H2 - Refineries |  | 0.074 | 0 | 0 |  |  | 1 | NL |  | [62] | [61 empty] | -0.05 | [7 empty] | 0.09 | [17 empty] | 1 |  |  |  | -1.22 |  | -1.22 | [35 empty] | -0.074 | -0.074 | 0.005 | 0 | 0 | 0
Gas01_01 | Industrie | Conversion | Final Gas | Natural Gas HD | Gas Extraction - Final Gas |  |  | 0 | 0 |  |  | 1 | NL |  | [2] | [61 empty] | -0.0036585 | [10 empty] | 0.006519 | [15 empty] | 1 | [10 empty] | -1.0168 | [30 empty] | 0 | 0.0005 | 0 | 0 | 0
Gas01_02 | Industrie | Conversion | Final Gas | Natural Gas HD | Methane from Hydrogen - Final Gas |  | 0.0566 | 0 | 0 |  |  | 1 | NL |  | [2] | [61 empty] | -0.1 | [6 empty] | -0.08 | [19 empty] | 1 |  |  | -1.2 | [38 empty] | -0.0566 | 0 | 0 | 0 | 0
Gas01_03 | Industrie | Primary | Fossil | Natural Gas HD | Imported Natural Gas - Final Gas |  |  | 0 | 0 |  |  |  | NL |  | [2] | [88 empty] | 1 | [41 empty] | 0 | 0 | 0 | 0 | 0
Gas01_04 | Industrie | Conversion | Final Gas | Natural Gas HD | LNG decompression station - Final Gas |  |  | 0 | 0 |  |  |  | NL |  | [2] | [88 empty] | 1 |  | -1 | [39 empty] | 0 | 0 | 0 | 0 | 0
Gas02_01 | Industrie | Conversion | Final Gas | Natural Gas HD | Small scale storage buffer - Final Gas |  |  | 0 | 0 |  |  | 1 | NL |  | [2] | [88 empty] | 0 | [41 empty] | 0 | 0 | 0 | 0 | 0
Gas02_02 | Industrie | Conversion | Final Gas | Natural Gas HD | Large scale storage buffer - Final Gas |  |  | 0 | 0 |  |  | 1 | NL |  | [2] | [88 empty] | 0 | [41 empty] | 0 | 0 | 0 | 0 | 0
Gas03_01 | Elektriciteit | Conversion | Final Gas | Natural Gas HD | LD to HD compressor - Final Gas |  |  | 0 | 0 |  |  |  | NL |  | [2] | [88 empty] | 1 | -1 | [40 empty] | 0 | 0 | 0 | 0 | 0
Gas04_01 | Industrie | Conversion | Final Gas | Natural Gas LD | Gas from Manure Digestion - Final Gas |  |  | 0 | 0 |  |  | 1 | NL |  | [2] | [61 empty] | -0.084091 | [27 empty] | 1 | [17 empty] | -1.3699 | [22 empty] | 0 | -0.0566 | 0 | 0 | 0
Gas04_02 | Industrie | Conversion | Final Gas | Natural Gas LD | Gas from Manure-Starch Co-Digestion - Final Gas |  |  | 0 | 0 |  |  | 1 | NL |  | [2] | [61 empty] | -0.082665 | [27 empty] | 1 | [17 empty] | -0.25 |  | -1 | [20 empty] | 0 | -0.0566 | 0 | 0 | 0
Gas04_03 | Industrie | Conversion | Final Gas | Natural Gas LD | Gas from Solid Biomass Gasification - Final Gas |  |  | 0 | 0 |  |  | 1 | NL |  | [2] | [61 empty] | -0.040744 | [27 empty] | 1 | [6 empty] | -0.43 | [6 empty] | -1 | [26 empty] | 0 | -0.0566 | 0 | 0 | 0
Gas04_04 | Industrie | Conversion | Final Gas | Natural Gas LD | Gas from Solid Biomass Gasification wCCS - Final Gas | 0.8 |  | 0 | 0 |  |  | 1 | NL |  | [2] | [61 empty] | -0.040744 | [27 empty] | 1 | [6 empty] | -0.5375 | [6 empty] | -1 | [25 empty] | 0.0895 | 0.0895 | -0.1461 | 0 | 0 | 0
Gas05_01 | Elektriciteit | Conversion | Final Gas | Natural Gas LD | HD to LD compressor - Final Gas |  |  | 0 | 0 |  |  |  | NL |  | [2] | [88 empty] | -1 | 1 | [40 empty] | 0 | 0 | 0 | 0 | 0
Gas06_01 | Industrie | Primary | Fossil | Natural Gas LNG | Imported LNG - Final Gas |  |  | 0 | 0 |  |  |  | NL |  | [2] | [90 empty] | 1 | [39 empty] | 0 | 0 | 0 | 0 | 0
Hyd01_01 | Industrie | Conversion | Hydrogen | Hydrogen HD | Gas Reforming - Hydrogen Production |  |  | 0 | 0 |  |  | 1 | NL |  | [2] | [88 empty] | -1.35 |  |  | 1 | [38 empty] | 0 | 0.0764 | 0 | 0 | 0
Hyd01_02 | Industrie | Conversion | Hydrogen | Hydrogen HD | Gas Reforming wCCS - Hydrogen Production | 0.6 |  | 0 | 0 |  |  | 1 | NL |  | [2] | [88 empty] | -2.229 |  |  | 1 | [38 empty] | 0.0757 | 0.0505 | 0 | 0 | 0
Hyd01_03 | Industrie | Conversion | Hydrogen | Hydrogen HD | Nuclear Gen IV - Hydrogen Production |  |  | 0 | 0 |  |  | 1 | NL |  | [48] | [91 empty] | 1 | [8 empty] | -2 | [29 empty] | 0 | 0 | 0 | 0 | 0
Hyd01_04 | Industrie | Conversion | Hydrogen | Hydrogen HD | Alkalyne Electrolyzer - Hydrogen Production |  |  | 0 | 0 |  |  | 1 | NL |  | [69] | [61 empty] | -1.5707 | [29 empty] | 1 |  | 1 | [36 empty] | 0 | 0 | 0 | 0 | 0
Hyd01_05 | Industrie | Conversion | Hydrogen | Hydrogen HD | PEM Electrolyzer - Hydrogen Production |  |  | 0 | 0 |  |  | 1 | NL |  | [70] | [61 empty] | -1.6854 | [29 empty] | 1 |  | 1 | [36 empty] | 0 | 0 | 0 | 0 | 0
Hyd01_06 | Industrie | Conversion | Hydrogen | Hydrogen HD | Solid Oxide Electrolyzer - Hydrogen Production |  |  | 0 | 0 |  |  | 1 | NL |  | [71] | [61 empty] | -0.96598 | [6 empty] | -0.24909 | [22 empty] | 1 |  | 1 | [36 empty] | 0 | 0 | 0 | 0 | 0
Hyd02_01 | Industrie | Conversion | Hydrogen | Hydrogen HD | Small scale storage buffer - Hydrogen Production |  |  | 0 | 0 |  |  | 1 | NL |  | [2] | [91 empty] | 0 | [38 empty] | 0 | 0 | 0 | 0 | 0
Hyd02_02 | Industrie | Conversion | Hydrogen | Hydrogen HD | Large scale storage buffer - Hydrogen Production |  |  | 0 | 0 |  |  | 1 | NL |  | [2] | [91 empty] | 0 | [38 empty] | 0 | 0 | 0 | 0 | 0
Hyd03_01 | Industrie | Primary | Hydrogen | Hydrogen HD | Imported Hydrogen (liquid) - Hydrogen Production |  |  | 0 | 0 |  |  | 1 | NL | [93 empty] | 1 | [38 empty] | 0 | 0 | 0 | 0 | 0
Hyd03_02 | Industrie | Primary | Hydrogen | Hydrogen HD | Exported Hydrogen - Hydrogen Production |  |  | 0 | 0 |  |  | 1 | NL | [93 empty] | -1 | [38 empty] | 0 | 0 | 0 | 0 | 0
Hyd04_01 | Elektriciteit | Conversion | Hydrogen | Hydrogen HD | LD to HD compressor - Hydrogen Production |  |  | 0 | 0 |  |  |  | NL |  | [2] | [91 empty] | 1 | -1 | [37 empty] | 0 | 0 | 0 | 0 | 0
Hyd04_02 | Elektriciteit | Conversion | Hydrogen | Hydrogen LD | HD to LD compressor - Hydrogen Production |  |  | 0 | 0 |  |  |  | NL |  | [2] | [91 empty] | -1 | 1 | [37 empty] | 0 | 0 | 0 | 0 | 0
Amm01_01 | Industrie | Conversion | Ammonia | Ammonia | Haber Bosch with H2 from SMR - Ammonia Production |  |  | 0 | 0 |  |  | 1 | NL | [63 empty] | -0.05 | [6 empty] | -0.4 | [19 empty] | -1.17 | [6 empty] | 1 | [34 empty] | 0 | 0.0662 | 0 | 0 | 0
Amm01_02 | Industrie | Conversion | Ammonia | Ammonia | Haber Bosch with H2 from SMR wCCUS - Ammonia Production | 0.9 |  | 0 | 0 |  |  | 1 | NL | [63 empty] | -0.12 | [6 empty] | -0.4 | [19 empty] | -1.17 | [6 empty] | 1 | [34 empty] | 0.0596 | 0.0066 | 0 | 0 | 0
Amm01_03 | Industrie | Conversion | Ammonia | Ammonia | Haber Bosch with external H2 - Ammonia Production |  |  | 0 | 0 |  |  | 1 | NL | [63 empty] | -0.51 | [6 empty] | -0.4 | [22 empty] | -1.2 |  |  |  | 1 | [34 empty] | 0 | 0 | 0 | 0 | 0
Amm01_04 | Industrie | Conversion | Ammonia | Ammonia | Haber Bosch with renewable external H2 - Ammonia Production |  |  | 0 | 0 |  |  | 1 | NL | [63 empty] | -0.51 | [6 empty] | -0.4 | [22 empty] | -1.2 |  | -1.2 |  | 1 | [34 empty] | 0 | 0 | 0 | 0 | 0
Amm01_05 | Industrie | Conversion | Ammonia | Ammonia | Haber Bosch with electrolyzer - Ammonia Production |  |  | 0 | 0 |  |  | 1 | NL | [63 empty] | -2.14 | [6 empty] | -0.4 | [26 empty] | 1 | [34 empty] | 0 | 0 | 0 | 0 | 0
Amm01_06 | Industrie | Conversion | Ammonia | Ammonia | Solid State Ammonia Synthesis - Ammonia Production |  |  | 0 | 0 |  |  | 1 | NL | [63 empty] | -1.75 | [33 empty] | 1 | [34 empty] | 0 | 0 | 0 | 0 | 0
Amm01_07 | Industrie | Primary | Ammonia | Ammonia | Imported Ammonia - Ammonia Production |  |  | 0 | 0 |  |  | 1 | NL | [97 empty] | 1 | [34 empty] | 0 | 0 | 0 | 0 | 0
Bio01_01 | Industrie | Conversion | Final Biomass | Biomass | Biomass from wood - Final Biomass |  |  | 0 | 0 |  |  |  | NL |  | [2] | [96 empty] | 1 | [6 empty] | -1 | [26 empty] | 0 | 0 | 0 | 0 | 0
Bio01_02 | Industrie | Conversion | Final Biomass | Biomass | Biomass from grasscrops - Final Biomass |  |  | 0 | 0 |  |  |  | NL |  | [2] | [96 empty] | 1 | [7 empty] | -1 | [25 empty] | 0 | 0 | 0 | 0 | 0
Bio01_03 | Industrie | Conversion | Final Biomass | Biomass | Biomass from agriculture residues - Final Biomass |  |  | 0 | 0 |  |  |  | NL |  | [2] | [96 empty] | 1 | [8 empty] | -1 | [24 empty] | 0 | 0 | 0 | 0 | 0
EPF01_01 | Industrie | Primary | Fossil | Coal | Imported Coal |  |  | 0 | 0 |  |  |  | NL |  | [2] | [97 empty] | 1 | [32 empty] | 0 | 0 | 0 | 0 | 0
EPF01_02 | Industrie | Primary | Fossil | Crude Oil | Imported Crude Oil |  |  | 0 | 0 |  |  |  | NL |  | [2] | [98 empty] | 1 | [31 empty] | 0 | 0 | 0 | 0 | 0
EPF01_04 | Industrie | Primary | Fossil | National Natural Gas | National Natural Gas |  |  | 0 | 0 |  |  |  | NL |  | [2] | [99 empty] | 1 | [30 empty] | 0 | 0 | 0 | 0 | 0
EPO01_01 | Industrie | Primary | Other | Uranium | Imported Uranium NL |  |  | 0 | 0 |  |  |  | NL |  | [2],[7] | [100 empty] | 1 | [29 empty] | 0 | 0 | 0 | 0 | 0
EPO01_02 | Industrie | Primary | Other | Municipal Waste | Municipal Waste NL |  |  | 0 | 0 |  |  |  | NL |  | [2] | [101 empty] | 1 | [28 empty] | 0 | 0 | 0 | 0 | 0
EPO01_03 | Industrie | Primary | Other | Plastic Waste | Plastic Waste NL | [7 empty] | NL | [104 empty] | 1 | [27 empty] | 0 | 0 | 0 | 0 | 0
EPB01_01 | 0 | Primary | Renewable | Wood | Wood (crops, and others) |  |  | 0 | 0 |  |  |  | NL |  | [2] | [103 empty] | 1 | [26 empty] | 0 | 0 | 0 | 0 | 0
EPB01_02 | 0 | Primary | Renewable | Wood | Imported Wood EU |  |  | 0 | 0 |  |  |  | NL |  | [2] | [103 empty] | 1 | [26 empty] | 0 | 0 | 0 | 0 | 0
EPB01_03 | 0 | Primary | Renewable | Wood | Imported Wood America |  |  | 0 | 0 |  |  |  | NL |  | [2] | [103 empty] | 1 | [26 empty] | 0 | 0 | 0 | 0 | 0
EPB01_04 | 0 | Primary | Renewable | Grasscrops | Grasscrops |  |  | 0 | 0 |  |  |  | NL |  | [2] | [104 empty] | 1 | [25 empty] | 0 | 0 | 0 | 0 | 0
EPB01_05 | 0 | Primary | Renewable | Dry organic matter | Dry organic matter |  |  | 0 | 0 |  |  |  | NL |  | [2] | [105 empty] | 1 | [24 empty] | 0 | 0 | 0 | 0 | 0
EPB01_06 | 0 | Primary | Renewable | Wet organic matter | Wet organic matter |  |  | 0 | 0 |  |  |  | NL |  | [2] | [106 empty] | 1 | [23 empty] | 0 | 0 | 0 | 0 | 0
EPB01_07 | 0 | Primary | Renewable | Manure | Manure |  |  | 0 | 0 |  |  |  | NL |  | [2] | [107 empty] | 1 | [22 empty] | 0 | 0 | 0 | 0 | 0
EPB01_08 | 0 | Primary | Renewable | Sugars | Sugars |  |  | 0 | 0 |  |  |  | NL |  | [2] | [108 empty] | 1 | [21 empty] | 0 | 0 | 0 | 0 | 0
EPB01_09 | 0 | Primary | Renewable | Starch | Starch |  |  | 0 | 0 |  |  |  | NL |  | [2] | [109 empty] | 1 | [20 empty] | 0 | 0 | 0 | 0 | 0
EPB01_10 | 0 | Primary | Renewable | Vegetable Oil | Vegetable Oil |  |  | 0 | 0 |  |  |  | NL |  | [2] | [110 empty] | 1 | [19 empty] | 0 | 0 | 0 | 0 | 0
EPB01_11 | 0 | Primary | Renewable | Vegetable Oil | Imported Vegetable Oil |  |  | 0 | 0 |  |  |  | NL |  | [2] | [110 empty] | 1 | [19 empty] | 0 | 0 | 0 | 0 | 0
EPR01_01 | 0 | Primary | Renewable | Wind Energy | Wind Energy |  |  | 0 | 0 |  |  |  | NL |  | [2] | [111 empty] | 1 | [18 empty] | 0 | 0 | 0 | 0 | 0
EPR01_02 | 0 | Primary | Renewable | Solar Energy | Solar Energy |  |  | 0 | 0 |  |  |  | NL |  | [2] | [112 empty] | 1 | [17 empty] | 0 | 0 | 0 | 0 | 0
EPR01_03 | 0 | Primary | Renewable | Ambient Energy | Ambient Energy |  |  | 0 | 0 |  |  |  | NL |  | [2] | [113 empty] | 1 | [16 empty] | 0 | 0 | 0 | 0 | 0
EPR01_04 | 0 | Primary | Renewable | Geothermal Energy | Geothermal Energy |  |  | 0 | 0 |  |  |  | NL |  | [2] | [114 empty] | 1 | [15 empty] | 0 | 0 | 0 | 0 | 0
EPR01_05 | 0 | Primary | Renewable | Solar Heat | Solar Heat |  |  | 0 | 0 |  |  |  | NL |  | [2] | [115 empty] | 1 | [14 empty] | 0 | 0 | 0 | 0 | 0
EPM01_01 | 0 | Primary | Material | DRI | Imported DRI briquettes |  |  | 0 | 0 |  |  |  | NL |  | [2] | [57 empty] | 1 | [72 empty] | 0 | 0 | 0 | 0 | 0
EPM01_02 | 0 | Primary | Material | Steel scrap | Imported or purchased steel scrap |  |  | 0 | 0 |  |  |  | NL |  | [2] | [58 empty] | 1 | [71 empty] | 0 | 0 | 0 | 0 | 0
neE02_01 | Gebouwde omgeving | Emission | Residential | Emitted neGHG - Residential - CO2 | Emitted neGHG - Residential - CO2 |  |  | 0 | 0 |  | 1 |  | NL |  | [2] | [116 empty] | -1 | [14 empty] | 0 | 1
neE02_02 | Gebouwde omgeving | Emission | Residential | Emitted neGHG - Residential - CO2 | MACC Component 1 - neGHG CO2 Other |  |  | 0 | 0 |  |  |  | NL |  | [2] | [116 empty] | -1 | [14 empty] | 0
neE02_03 | Gebouwde omgeving | Emission | Services | Emitted neGHG - Services - CH4 | Emitted neGHG - Services - CH4 |  |  | 0 | 0 |  | 1 |  | NL |  | [2] | [117 empty] | -1 | [13 empty] | 0 | 1
neE02_04 | Gebouwde omgeving | Emission | Services | Emitted neGHG - Services - CH4 | MACC Component 1 - neGHG CH4 Other |  |  | 0 | 0 |  |  |  | NL |  | [2] | [117 empty] | -1 | [13 empty] | 0
neE02_05 | Landbouw | Emission | Agriculture | Emitted neGHG - Agriculture - CO2 | Emitted neGHG - Agriculture - CO2 |  |  | 0 | 0 |  |  |  | NL |  | [2] | [118 empty] | -1 | [12 empty] | 0 | 1
neE02_06 | Landbouw | Emission | Agriculture | Emitted neGHG - Agriculture - CO2 | MACC Component 1 - neGHG CO2 Other |  |  | 0 | 0 |  |  |  | NL |  | [2] | [118 empty] | -1 | [12 empty] | 0
neE02_07 | Landbouw | Emission | Agriculture | Emitted neGHG - Agriculture - CH4 | Emitted neGHG - Agriculture - CH4 |  |  | 0 | 0 |  |  |  | NL |  | [2] | [119 empty] | -1 | [11 empty] | 0 | 1
neE02_08 | Landbouw | Emission | Agriculture | Emitted neGHG - Agriculture - CH4 | MACC Component 1 - neGHG CH4 Enteric Fermentation |  |  | 0 | 0 |  |  |  | NL |  | [2] | [119 empty] | -1 | [11 empty] | 0
neE02_09 | Landbouw | Emission | Agriculture | Emitted neGHG - Agriculture - CH4 | MACC Component 2 - neGHG CH4 Enteric Fermentation |  |  | 0 | 0 |  |  |  | NL |  | [2] | [119 empty] | -1 | [11 empty] | 0
neE02_10 | Landbouw | Emission | Agriculture | Emitted neGHG - Agriculture - CH4 | MACC Component 3 - neGHG CH4 Enteric Fermentation |  |  | 0 | 0 |  | 1 |  | NL |  | [2] | [119 empty] | -1 | [11 empty] | 0
neE02_11 | Landbouw | Emission | Agriculture | Emitted neGHG - Agriculture - CH4 | MACC Component 1 - neGHG CH4 Manure Management |  |  | 0 | 0 |  |  |  | NL |  | [2],[7] | [119 empty] | -1 | [11 empty] | 0
neE02_12 | Landbouw | Emission | Agriculture | Emitted neGHG - Agriculture - CH4 | MACC Component 2 - neGHG CH4 Manure Management |  |  | 0 | 0 |  |  |  | NL |  | [2] | [119 empty] | -1 | [11 empty] | 0
neE02_13 | Landbouw | Emission | Agriculture | Emitted neGHG - Agriculture - CH4 | MACC Component 1 - neGHG CH4 Other |  |  | 0 | 0 |  |  |  | NL |  | [2] | [119 empty] | -1 | [11 empty] | 0
neE02_14 | Landbouw | Emission | Agriculture | Emitted neGHG - Agriculture - N2O | Emitted neGHG - Agriculture - N2O |  |  | 0 | 0 |  |  |  | NL |  | [2] | [120 empty] | -1 | [10 empty] | 0 | 1
neE02_15 | Landbouw | Emission | Agriculture | Emitted neGHG - Agriculture - N2O | MACC Component 1 - neGHG N2O Fertilizer |  |  | 0 | 0 |  |  |  | NL |  | [2] | [120 empty] | -1 | [10 empty] | 0
neE02_16 | Landbouw | Emission | Agriculture | Emitted neGHG - Agriculture - N2O | MACC Component 2 - neGHG N2O Fertilizer |  |  | 0 | 0 |  |  |  | NL |  | [2] | [120 empty] | -1 | [10 empty] | 0
neE02_17 | Landbouw | Emission | Agriculture | Emitted neGHG - Agriculture - N2O | MACC Component 3 - neGHG N2O Fertilizer |  |  | 0 | 0 |  |  |  | NL |  | [2] | [120 empty] | -1 | [10 empty] | 0
neE02_18 | Landbouw | Emission | Agriculture | Emitted neGHG - Agriculture - N2O | MACC Component 1 - neGHG N2O Manure Management |  |  | 0 | 0 |  | 1 |  | NL |  | [2] | [120 empty] | -1 | [10 empty] | 0
neE02_19 | Landbouw | Emission | Agriculture | Emitted neGHG - Agriculture - N2O | MACC Component 2 - neGHG N2O Manure Management |  |  | 0 | 0 |  |  |  | NL |  | [2] | [120 empty] | -1 | [10 empty] | 0
neE02_20 | Landbouw | Emission | Agriculture | Emitted neGHG - Agriculture - N2O | MACC Component 3 - neGHG N2O Manure Management |  |  | 0 | 0 |  |  |  | NL |  | [2] | [120 empty] | -1 | [10 empty] | 0
neE02_21 | Landbouw | Emission | Agriculture | Emitted neGHG - Agriculture - N2O | MACC Component 1 - neGHG N2O Other |  |  | 0 | 0 |  |  |  | NL |  | [2] | [120 empty] | -1 | [10 empty] | 0
neE02_22 | Industrie | Emission | Industry | Emitted neGHG - Industry - CO2 | Emitted neGHG - Industry - CO2 |  |  | 0 | 0 |  | 1 |  | NL |  | [2] | [121 empty] | -1 | [9 empty] | 0 | 1
neE02_23 | Industrie | Emission | Industry | Emitted neGHG - Industry - CO2 | MACC Component 1 - neGHG CO2 Other |  |  | 0 | 0 |  |  |  | NL |  | [2] | [121 empty] | -1 | [9 empty] | 0
neE02_24 | Industrie | Emission | Industry | Emitted neGHG - Industry - CH4 | Emitted neGHG - Industry - CH4 |  |  | 0 | 0 |  | 1 |  | NL |  | [2] | [122 empty] | -1 | [8 empty] | 0 | 1
neE02_25 | Industrie | Emission | Industry | Emitted neGHG - Industry - CH4 | MACC Component 1 - neGHG CH4 Other |  |  | 0 | 0 |  |  |  | NL |  | [2] | [122 empty] | -1 | [8 empty] | 0
neE02_26 | Industrie | Emission | Industry | Emitted neGHG - Industry - N2O | Emitted neGHG - Industry - N2O |  |  | 0 | 0 |  |  |  | NL |  | [2] | [123 empty] | -1 | [7 empty] | 0 | 1
neE02_27 | Industrie | Emission | Industry | Emitted neGHG - Industry - N2O | MACC Component 1 - neGHG N2O Other |  |  | 0 | 0 |  |  |  | NL |  | [2] | [123 empty] | -1 | [7 empty] | 0
neE02_28 | Industrie | Emission | Industry | Emitted neGHG - Industry - F-gas | Emitted neGHG - Industry - F-gas |  |  | 0 | 0 |  |  |  | NL |  | [2] | [124 empty] | -1 | [6 empty] | 0 | 1
neE02_29 | Industrie | Emission | Industry | Emitted neGHG - Industry - F-gas | MACC Component 1 - neGHG F-gas Refrigerator |  |  | 0 | 0 |  |  |  | NL |  | [2] | [124 empty] | -1 | [6 empty] | 0
neE02_30 | Industrie | Emission | Industry | Emitted neGHG - Industry - F-gas | MACC Component 2 - neGHG F-gas Refrigerator |  |  | 0 | 0 |  |  |  | NL |  | [2] | [124 empty] | -1 | [6 empty] | 0
neE02_31 | Industrie | Emission | Industry | Emitted neGHG - Industry - F-gas | MACC Component 1 - neGHG F-gas Other |  |  | 0 | 0 |  | 1 |  | NL |  | [2] | [124 empty] | -1 | [6 empty] | 0
neE02_32 | Mobiliteit | Emission | Transport | Emitted neGHG - Transport - CH4 | Emitted neGHG - Transport - CH4 |  |  | 0 | 0 |  |  |  | NL |  | [2],[7] | [125 empty] | -1 | [5 empty] | 0 | 1
neE02_33 | Mobiliteit | Emission | Transport | Emitted neGHG - Transport - CH4 | MACC Component 1 - neGHG CH4 Other |  |  | 0 | 0 |  |  |  | NL |  | [2] | [125 empty] | -1 | [5 empty] | 0
neE02_34 | Mobiliteit | Emission | Transport | Emitted neGHG - Transport - N2O | Emitted neGHG - Transport - N2O |  |  | 0 | 0 |  |  |  | NL |  | [2] | [126 empty] | -1 |  |  |  |  | 0 | 1
neE02_35 | Mobiliteit | Emission | Transport | Emitted neGHG - Transport - N2O | MACC Component 1 - neGHG N2O Other |  |  | 0 | 0 |  |  |  | NL |  | [2] | [126 empty] | -1 |  |  |  |  | 0
neE02_36 | Mobiliteit | Emission | Transport | Emitted neGHG - Transport - F-gas | Emitted neGHG - Transport - F-gas |  |  | 0 | 0 |  |  |  | NL |  | [2] | [127 empty] | -1 |  |  |  | 0 | 1
neE02_37 | Mobiliteit | Emission | Transport | Emitted neGHG - Transport - F-gas | MACC Component 1 - neGHG F-gas Other |  |  | 0 | 0 |  |  |  | NL |  | [2] | [127 empty] | -1 |  |  |  | 0
neE02_38 | Landgebruik | Emission | LULUCF | Emitted neGHG - LULUCF - CO2 | Emitted neGHG - LULUCF - CO2 |  |  | 0 | 0 |  |  |  | NL |  | [2] | [128 empty] | -1 |  |  | 0 | 1
neE02_39 | Landgebruik | Emission | LULUCF | Emitted neGHG - LULUCF - CO2 | MACC Component 1 - neGHG CO2 Other |  |  | 0 | 0 |  | 1 |  | NL |  | [2] | [128 empty] | -1 |  |  | 0
Emi01_01 | Industrie | Emission | Industry | CO2 CCUS Network | CO2 Storage |  | 1 | 0 | 0 |  |  |  | NL |  | [2] | [130 empty] | -1 | 0
Emi01_02 | Industrie | Emission | Industry | CO2 CCUS Network | CO2 from Direct Air Capture under ETS scheme |  |  | 0 | 0 |  |  | 1 | NL |  | [2] | [61 empty] | -0.9 | [6 empty] | -5 | [60 empty] | 1 | 1 | -1
Emi01_03 | Industrie | Emission | Industry | CO2 CCUS Network | CO2 from Direct Air Capture outside ETS scheme |  |  | 0 | 0 |  |  |  | NL |  | [2] | [61 empty] | -0.9 | [6 empty] | -5 | [60 empty] | 1 | 1 |  | -1
Emi01_04 | Industrie | Emission | Industry | CO2 CCUS Network | Small scale storage buffer - CCUS Network |  |  | 0 | 0 |  |  |  | NL |  | [2]
Emi02_01 | 0 | Emission | Emission | CO2 Air ETS | CO2 ETS quota |  |  | 0 | 0 |  |  |  | NL |  | [2] | [130 empty] | 0 | -1
Emi02_02 | 0 | Emission | Emission | CO2 Air n-ETS | CO2 Emission non-ETS |  |  | 0 | 0 |  |  |  | NL |  | [2] | [130 empty] | 0 | 0 | -1
Emi02_03 | 0 | Emission | Emission | CO2 Air Int. Transport | CO2 Emission Int. Transport |  |  | 0 | 0 |  |  |  | XX |  | [2],[7] | [130 empty] | 0 | 0 |  | -1
Emi02_04 | 0 | Emission | Emission | CO2 Air Feedstock end of lifetime | CO2 Emission Feedstock |  |  | 0 | 0 |  |  |  | XX |  | [2],[7] | [130 empty] | 0 | 0 |  |  | -1
Note on AG292: [Threaded comment] Your version of Excel allows you to read this threaded comment; however, any edits to it will get removed if the file is opened in a newer version of Excel. Learn more: https://go.microsoft.com/fwlink/?linkid=870924 Comment: Based on ratio in 2020 from CBS of total prod of aromatics vs total prod kerosene (with conversion of units, LHV of kerosene) StatLine - Crude and petroleum products balance sheet; supply and consumption (cbs.nl)
Note on CZ314: [Threaded comment] Your version of Excel allows you to read this threaded comment; however, any edits to it will get removed if the file is opened in a newer version of Excel. Learn more: https://go.microsoft.com/fwlink/?linkid=870924 Comment: Based on Techno-economic assessment and comparison of Fischer–Tropsch and Methanol-to-Jet processes to produce sustainable aviation fuel via Power-to-Liquid - ScienceDirect . Updated in sources
Note on CZ316: [Threaded comment] Your version of Excel allows you to read this threaded comment; however, any edits to it will get removed if the file is opened in a newer version of Excel. Learn more: https://go.microsoft.com/fwlink/?linkid=870924 Comment: Based on Techno-economic assessment and comparison of Fischer–Tropsch and Methanol-to-Jet processes to produce sustainable aviation fuel via Power-to-Liquid - ScienceDirect . Updated in sources
Note on CZ318: [Threaded comment] Your version of Excel allows you to read this threaded comment; however, any edits to it will get removed if the file is opened in a newer version of Excel. Learn more: https://go.microsoft.com/fwlink/?linkid=870924 Comment: Based on Techno-economic assessment and comparison of Fischer–Tropsch and Methanol-to-Jet processes to produce sustainable aviation fuel via Power-to-Liquid - ScienceDirect . Updated in sources
Note on BZ342: [Threaded comment] Your version of Excel allows you to read this threaded comment; however, any edits to it will get removed if the file is opened in a newer version of Excel. Learn more: https://go.microsoft.com/fwlink/?linkid=870924 Comment: 2020 efficiency from Danish Energy Agency catalogue (19.1 kg/MWh input) For AEC 1 GW
Note on BZ343: [Threaded comment] Your version of Excel allows you to read this threaded comment; however, any edits to it will get removed if the file is opened in a newer version of Excel. Learn more: https://go.microsoft.com/fwlink/?linkid=870924 Comment: 2020 efficiency from Danish Energy Agency catalogue (17.8 kg/MWh input) For PEMEC 1 GW
Note on BZ344: [Threaded comment] Your version of Excel allows you to read this threaded comment; however, any edits to it will get removed if the file is opened in a newer version of Excel. Learn more: https://go.microsoft.com/fwlink/?linkid=870924 Comment: 2020 efficiency from Danish Energy Agency catalogue (24.7 kg/MWh input * 79.5% electricity in total input) For SOEC 100 MW
Note on CG344: [Threaded comment] Your version of Excel allows you to read this threaded comment; however, any edits to it will get removed if the file is opened in a newer version of Excel. Learn more: https://go.microsoft.com/fwlink/?linkid=870924 Comment: 2020 efficiency from Danish Energy Agency catalogue (24.7 kg/MWh input * 20.5% electricity in total input). For SOEC 100 MW

## Infrastructure
Tech. Specifics | [6 empty] | Cost data | [17 empty] | Other data |  |  |  |  | Existing | Planned decommisioning | [5 empty] | Minimum stock in a year | [6 empty] | Maximum stock in a year | [6 empty] | Data source
Tech_ID | Policy Sectors | Category | Sector | Sub-sector | Name | UoC | Investment | Investment | Investment | Investment | Investment | Investment | Investment | Economic decommisioning | Fixed O&M | Fixed O&M | Fixed O&M | Fixed O&M | Fixed O&M | Fixed O&M | Fixed O&M | WACC | Ec. Lifetime | Tech. Lifetime | Cap2Act | Constraining range | Activity Constrained | Current installed capacity needed | Maximum technology deployment | 2022 | 2025 | 2030 | 2035 | 2040 | 2045 | 2050 | 2022 | 2025 | 2030 | 2035 | 2040 | 2045 | 2050 | 2022 | 2025 | 2030 | 2035 | 2040 | 2045 | 2050
[7 empty] | 2022 | 2025 | 2030 | 2035 | 2040 | 2045 | 2050 | % of Inv | 2022 | 2025 | 2030 | 2035 | 2040 | 2045 | 2050
[7 empty] | [M€/UoC] | [M€/UoC] | [M€/UoC] | [M€/UoC] | [M€/UoC] | [M€/UoC] | [M€/UoC] | [%] | [M€/UoC-y] | [M€/UoC-y] | [M€/UoC-y] | [M€/UoC-y] | [M€/UoC-y] | [M€/UoC-y] | [M€/UoC-y] | [1/y] | [y] | [y] | [UoA/UoC-UoR] | [UoR] | [activity] | [y/n] | [UoC/5y] | Planned decommisioning 2025: 1; Planned decommisioning 2030: 2; Planned decommisioning 2035: 3; Planned decommisioning 2040: 4; Planned decommisioning 2045: 5; Planned decommisioning 2050: 6 | [ref No.]
IFG01_01 | Elektriciteit | Infrastructure | Final Gas | Final Gas | Natural gas HD grid pipeline - Infrastructure Natural Gas | [GW] | 60.3 | 60.3 | 60.3 | 60.3 | 60.3 | 60.3 | 60.3 | 0.9 | 1.51 | 1.51 | 1.51 | 1.51 | 1.51 | 1.51 | 1.51 | 0.05 | 50 | 50 | 0.0864 | 1 day [d] | Natural Gas HD | 1 |  | 170 | 17 | 17 | 17 | 17 | 17 | 17 | 170 | [6 empty] | 200 | 200 | 200 | 200 | 200 | 200 | 200 | [1],[9],[20]
IFG01_02 | Elektriciteit | Infrastructure | Final Gas | Final Gas | Natural gas LD grid pipeline - Infrastructure Natural Gas | [GW] | 494.46 | 494.46 | 494.46 | 494.46 | 494.46 | 494.46 | 494.46 | 0.9 | 12.36 | 12.36 | 12.36 | 12.36 | 12.36 | 12.36 | 12.36 | 0.05 | 50 | 50 | 0.0864 | 1 day [d] | Natural Gas LD | 1 |  | 54 | 5.4 | 5.4 | 5.4 | 5.4 | 5.4 | 5.4 | 54 | [6 empty] | 150 | 150 | 150 | 150 | 150 | 150 | 150 | [1],[9]
IFH01_01 | Elektriciteit | Infrastructure | Hydrogen | Hydrogen | Hydrogen HD grid pipeline - Infrastructure Hydrogen | [GW] | 90.45 | 90.45 | 90.45 | 90.45 | 90.45 | 90.45 | 90.45 | 0.9 | 2.26 | 2.26 | 2.26 | 2.26 | 2.26 | 2.26 | 2.26 | 0.05 | 50 | 50 | 0.0864 | 1 day [d] | Hydrogen HD | 1 |  | 0 | 0 | 0 | 0 | 0 | 0 | 0 | 0 | [6 empty] | 0.5 | 1 | 100 | 100 | 100 | 100 | 100 | [1],[9]
IFH01_02 | Elektriciteit | Infrastructure | Hydrogen | Hydrogen | Hydrogen LD grid pipeline - Infrastructure Hydrogen | [GW] | 741.68 | 741.68 | 741.68 | 741.68 | 741.68 | 741.68 | 741.68 | 0.9 | 18.54 | 18.54 | 18.54 | 18.54 | 18.54 | 18.54 | 18.54 | 0.05 | 50 | 50 | 0.0864 | 1 day [d] | Hydrogen LD | 1 |  | 0 | 0 | 0 | 0 | 0 | 0 | 0 | 0 | [6 empty] | 0.5 | 1 | 100 | 100 | 100 | 100 | 100 | [1],[9]
IFC01_01 | Elektriciteit | Infrastructure | CCUS | CCUS | CCUS grid pipeline - Infrastructure CCUS | [Mm] | 1389 | 1389 | 1389 | 1389 | 1389 | 1389 | 1389 | 0.9 | 34.73 | 34.73 | 34.73 | 34.73 | 34.73 | 34.73 | 34.73 | 0.05 | 40 | 40 | 0.038082 | 1 day [d] | CO2 CCUS Network | 1 |  | 0 | 0 | 0 | 0 | 0 | 0 | 0 | 0 | [6 empty] | 0.5 | 1 | 10 | 10 | 10 | 10 | 10 | [1]
IFP01_01 | Elektriciteit | Infrastructure | Power NL | NL HV | HV Electricity grid cable - Infrastructure Electricity | [GW] | 379.6 | 379.6 | 379.6 | 379.6 | 379.6 | 379.6 | 379.6 | 0.9 | 9.49 | 9.49 | 9.49 | 9.49 | 9.49 | 9.49 | 9.49 | 0.05 | 30 | 60 | 0.0036 | 1 hour [h] | Electricity NL - HV | 1 |  | 25 | 2.0833 | 2.0833 | 2.0833 | 2.0833 | 2.0833 | 2.0833 | 25 | [6 empty] | 200 | 200 | 200 | 200 | 200 | 200 | 200 | [1],[9]
IFP01_02 | Elektriciteit | Infrastructure | Power NL | NL LV | LV Electricity grid cable - Infrastructure Electricity | [GW] | 955.26 | 955.26 | 955.26 | 955.26 | 955.26 | 955.26 | 955.26 | 0.9 | 23.88 | 23.88 | 23.88 | 23.88 | 23.88 | 23.88 | 23.88 | 0.05 | 30 | 60 | 0.0036 | 1 hour [h] | Electricity NL - LV | 1 |  | 10 | 0.83333 | 0.83333 | 0.83333 | 0.83333 | 0.83333 | 0.83333 | 10 | [6 empty] | 200 | 200 | 200 | 200 | 200 | 200 | 200 | [1],[9]
IFL01_01 | Elektriciteit | Infrastructure | Heat Network | LT Heat | LT Heat network pipeline - Infrastructure LT Heat Network | [Mm] | 1000 | 1000 | 1000 | 1000 | 1000 | 1000 | 1000 | 0.9 | 25 | 25 | 25 | 25 | 25 | 25 | 25 | 0.05 | 30 | 60 | 0.0072865 | 1 hour [h] | Heat LT Network | 1 |  | 2.4 | 0.2 | 0.2 | 0.2 | 0.2 | 0.2 | 0.2 | 2.4 | [6 empty] | 2.4 | 5 | 10 | 20 | 50 | 100 | 150 | [1]

## EffLearning
Tech. Specifics |  |  | Activity | Efficiency Learning [%2020] | [6 empty] | Data source
Sector | Name | Tech_ID |  | 2022 | 2025 | 2030 | 2035 | 2040 | 2045 | 2050 | [ref No.]
Emission | CO2 from Direct Air Capture under ETS scheme | Emi01_02 | Electricity NL - LV |  |  | 0.1 | 0.125 | 0.15 | 0.175 | 0.2 | [4]
Emission | CO2 from Direct Air Capture under ETS scheme | Emi01_02 | Heat HT Industry |  |  | 0.16667 | 0.25 | 0.33333 | 0.41667 | 0.5 | [4]
Conversion | Alkalyne Electrolyzer - Hydrogen Production | Hyd01_04 | Electricity NL - HV |  |  | 0.078534 | 0.10471 | 0.13089 | 0.17016 | 0.20942
Conversion | PEM Electrolyzer - Hydrogen Production | Hyd01_05 | Electricity NL - HV |  |  | 0.10674 | 0.13764 | 0.16854 | 0.21348 | 0.25843
Conversion | Solid Oxide Electrolyzer - Hydrogen Production | Hyd01_06 | Electricity NL - HV |  |  | 0.049406 | 0.058455 | 0.067504 | 0.079294 | 0.091084
Conversion | Methanol direct synthesis from CO2 and H2 - Refineries | RFS04_02 | Heat LT Industry |  |  | -0.055556 | -0.083333 | -0.11111 | -0.13889 | -0.16667 | [3],[4],[5],[6] | Note that here LT Heat is a side product
Conversion | Methanol direct synthesis from CO2 and H2 - Refineries | RFS04_02 | Electricity NL - LV |  |  | 0.083333 | 0.10417 | 0.125 | 0.14583 | 0.16667 | [3],[4],[5],[6]
Conversion | Syngas from SOEC electrolysis - Refineries | RFS03_03 | Heat HT Industry |  |  | 0.0625 | 0.125 | 0.1875 | 0.25 | 0.3125 | [3],[4],[5],[6]
Conversion | Syngas from SOEC electrolysis - Refineries | RFS03_03 | Electricity NL - LV |  |  | 0.071429 | 0.10714 | 0.14286 | 0.17857 | 0.21429 | [3],[4],[5],[6]
Final | House with insulation GFE - Residential Flats | Res02_01 | Heat LT Houses C-G | 0 | 0.015078 | 0.030156 | 0.057296 | 0.084436 | 0.11158 | 0.13872 | [1]
Final | House with insulation DC - Residential Flats | Res02_02 | Heat LT Houses C-G | 0 | 0.014992 | 0.029985 | 0.056971 | 0.083957 | 0.11094 | 0.13793 | [1]
Final | House with insulation B - Residential Flats | Res02_03 | Heat LT Houses A+,A,B | 0 | 0.014773 | 0.029546 | 0.056136 | 0.082727 | 0.10932 | 0.13591 | [1]
Final | House with insulation A - Residential Flats | Res02_04 | Heat LT Houses A+,A,B | 0 | 0.014045 | 0.028089 | 0.05337 | 0.07865 | 0.10393 | 0.12921 | [1]
Final | House with insulation A+ - Residential Flats | Res02_05 | Heat LT Houses A+,A,B | 0 | 0.013461 | 0.026921 | 0.05115 | 0.075379 | 0.099608 | 0.12384 | [1]
Final | House with insulation GFE - Residential Terrace | Res03_01 | Heat LT Houses C-G | 0 | 0.015356 | 0.030711 | 0.058351 | 0.085992 | 0.11363 | 0.14127 | [1]
Final | House with insulation DC - Residential Terrace | Res03_02 | Heat LT Houses C-G | 0 | 0.015049 | 0.030098 | 0.057185 | 0.084273 | 0.11136 | 0.13845 | [1]
Final | House with insulation B - Residential Terrace | Res03_03 | Heat LT Houses A+,A,B | 0 | 0.014835 | 0.02967 | 0.056374 | 0.083077 | 0.10978 | 0.13648 | [1]
Final | House with insulation A - Residential Terrace | Res03_04 | Heat LT Houses A+,A,B | 0 | 0.014127 | 0.028255 | 0.053684 | 0.079114 | 0.10454 | 0.12997 | [1]
Final | House with insulation A+ - Residential Terrace | Res03_05 | Heat LT Houses A+,A,B | 0 | 0.013545 | 0.02709 | 0.051471 | 0.075852 | 0.10023 | 0.12461 | [1]
Final | House with insulation GFE - Residential Dwellings | Res04_01 | Heat LT Houses C-G | 0 | 0.015708 | 0.031416 | 0.05969 | 0.087964 | 0.11624 | 0.14451 | [1]
Final | House with insulation DC - Residential Dwellings | Res04_02 | Heat LT Houses C-G | 0 | 0.015478 | 0.030957 | 0.058818 | 0.08668 | 0.11454 | 0.1424 | [1]
Final | House with insulation B - Residential Dwellings | Res04_03 | Heat LT Houses A+,A,B | 0 | 0.015269 | 0.030538 | 0.058022 | 0.085507 | 0.11299 | 0.14048 | [1]
Final | House with insulation A - Residential Dwellings | Res04_04 | Heat LT Houses A+,A,B | 0 | 0.014673 | 0.029345 | 0.055756 | 0.082166 | 0.10858 | 0.13499 | [1]
Final | House with insulation A+ - Residential Dwellings | Res04_05 | Heat LT Houses A+,A,B | 0 | 0.014177 | 0.028354 | 0.053872 | 0.07939 | 0.10491 | 0.13043 | [1]
Final | Space with insulation GFE - Services | Ser02_01 | Heat LT Services | 0 | 0.016009 | 0.032019 | 0.060835 | 0.089652 | 0.11847 | 0.14729 | [11]
Final | Space with insulation DC - Services | Ser02_02 | Heat LT Services | 0 | 0.015044 | 0.030087 | 0.057166 | 0.084245 | 0.11132 | 0.1384 | [11]
Final | Space with insulation B - Services | Ser02_03 | Heat LT Services | 0 | 0.014596 | 0.029192 | 0.055465 | 0.081738 | 0.10801 | 0.13428 | [11]
Final | Space with insulation A - Services | Ser02_04 | Heat LT Services | 0 | 0.013883 | 0.027765 | 0.052754 | 0.077743 | 0.10273 | 0.12772 | [11]
Final | Space with insulation A+ - Services | Ser02_05 | Heat LT Services | 0 | 0.013322 | 0.026644 | 0.050624 | 0.074603 | 0.098583 | 0.12256 | [11]
Conversion | Electric Heat Pump Air - LT Heat for Houses | LTR02_04 | Electricity NL - LV |  | 0.02 | 0.05 | 0.06 | 0.07 | 0.08 | 0.09 | [46]
Conversion | Electric Heat Pump GW - LT Heat for Houses | LTR02_05 | Electricity NL - LV |  | 0.02 | 0.035 | 0.045 | 0.055 | 0.065 | 0.07 | [47]
Note on L6: [Threaded comment] Your version of Excel allows you to read this threaded comment; however, any edits to it will get removed if the file is opened in a newer version of Excel. Learn more: https://go.microsoft.com/fwlink/?linkid=870924 Comment: Danish Energy Agency Technology Catalogue, AEC 1 GW Increases from 64 to 77% efficiency
Note on L7: [Threaded comment] Your version of Excel allows you to read this threaded comment; however, any edits to it will get removed if the file is opened in a newer version of Excel. Learn more: https://go.microsoft.com/fwlink/?linkid=870924 Comment: Danish Energy Agency Technology Catalogue, PEMEC 1 GW Increases from 59 to 75% efficiency
Note on L8: [Threaded comment] Your version of Excel allows you to read this threaded comment; however, any edits to it will get removed if the file is opened in a newer version of Excel. Learn more: https://go.microsoft.com/fwlink/?linkid=870924 Comment: Danish Energy Agency Technology Catalogue, SOEC 100 MW Increases from 82 to 92% efficiency

## Feedstocks
Tech. Specifics |  |  | Activity | Emission Factor | Fossil Content |  | Feedstock Use | Carbon conservative | Data source
Sector | Name | Tech_ID |  | [Mton_CO2/PJ] | [%] | UoA | [UoA] | [y/n] | [ref No.]
Industrie | Blast furnace BOF - Steel Production | IBM01_01 | Coal | 0.0983 | 1 | [PJ] | -0.65 | 1
Industrie | Blast furnace BOF wCCUS (end-of-pipe) - Steel Production | IBM01_02 | Coal | 0.0983 | 1 | [PJ] | -0.65 | 1
Industrie | Blast furnace BOF with top gas recycling wCCUS (end-of-pipe) - Steel Production | IBM01_03 | Coal | 0.0983 | 1 | [PJ] | -0.65 | 1
Industrie | Hisarna - Steel Production | IBM01_04 | Coal | 0.0983 | 1 | [PJ] | -0.65 | 1
Industrie | Hisarna wCCUS (cryogenic) - Steel Production | IBM01_05 | Coal | 0.0983 | 1 | [PJ] | -0.65 | 1
Industrie | Hisarna biomass wCCUS (cryogenic) - Steel Production | IBM01_06 | Biomass | 0.1096 | 0 | [PJ] | -0.7 | 1
Industrie | Direct reduction from natural gas - Steel Production | IBM01_07 | Coal | 0.0983 | 1 | [PJ] | -0.65 | 1
Industrie | Direct reduction from hydrogen - Steel Production | IBM01_08 | Coal | 0.0983 | 1 | [PJ] | -0.65 | 1
Industrie | Direct reduction from hydrogen w/biomass - Steel Production | IBM01_09 | Biomass | 0.1096 | 0 | [PJ] | -0.7 | 1
Industrie | Low temperature electro winning (ULCOWIN) - Steel Production | IBM01_10 | Biomass | 0.1096 | 0 | [PJ] | -0.7 | 1
Industrie | High temperature electro winning - Steel Production | IBM01_11 | Biomass | 0.1096 | 0 | [PJ] | -0.7 | 1
Industrie | Scrap-fed EAF - Steel Production | IBM01_12 | Coal | 0.0983 | 1 | [PJ] | -0.72 | 1
Industrie | Scrap-fed EAF with syngas fuel - Steel Production | IBM01_13 | Coal | 0.0983 | 1 | [PJ] | -0.72 | 1
Industrie | DRI-fed EAF - Steel Production | IBM01_15 | Coal | 0.0983 | 1 | [PJ] | -0.72 | 1
Industrie | DRI-fed EAF with syngas fuel - Steel Production | IBM01_16 | Coal | 0.0983 | 1 | [PJ] | -0.72 | 1
Industrie | DRI-fed EAF with syngas fuel and biomass reducing agent - Steel Production | IBM01_17 | Biomass | 0.1096 | 0 | [PJ] | -7.35 | 1
Industrie | Existing naphtha steam cracker - Petrochemical industry | ICH01_01 | LPG | 0.0631 | 1 | [PJ] | -27.2229 | 1
Industrie | Existing naphtha steam cracker - Petrochemical industry | ICH01_01 | Naphtha | 0.071 | 1 | [PJ] | -99.2863 | 1
Industrie | Existing naphtha steam cracker - Petrochemical industry | ICH01_01 | Kerosene | 0.072 | 1 | [PJ] | -0.48268 | 1
Industrie | Existing naphtha steam cracker - Petrochemical industry | ICH01_01 | Road Fuel | 0.073 | 1 | [PJ] | -0.048268 | 1
Industrie | Existing naphtha steam cracker - Petrochemical industry | ICH01_01 | Other Oil Products | 0.081 | 1 | [PJ] | -0.43441 | 1
Industrie | Existing naphtha steam cracker - Petrochemical industry | ICH01_01 | Crude Oil | 0.0733 | 1 | [PJ] | -41.8207 | 1
Industrie | Existing naphtha steam cracker wCCUS (MEA postcombustion) - Petrochemical industry | ICH01_02 | LPG | 0.0631 | 1 | [PJ] | -27.2229 | 1
Industrie | Existing naphtha steam cracker wCCUS (MEA postcombustion) - Petrochemical industry | ICH01_02 | Naphtha | 0.071 | 1 | [PJ] | -99.2863 | 1
Industrie | Existing naphtha steam cracker wCCUS (MEA postcombustion) - Petrochemical industry | ICH01_02 | Kerosene | 0.072 | 1 | [PJ] | -0.48268 | 1
Industrie | Existing naphtha steam cracker wCCUS (MEA postcombustion) - Petrochemical industry | ICH01_02 | Road Fuel | 0.073 | 1 | [PJ] | -0.048268 | 1
Industrie | Existing naphtha steam cracker wCCUS (MEA postcombustion) - Petrochemical industry | ICH01_02 | Other Oil Products | 0.081 | 1 | [PJ] | -0.43441 | 1
Industrie | Existing naphtha steam cracker wCCUS (MEA postcombustion) - Petrochemical industry | ICH01_02 | Crude Oil | 0.0733 | 1 | [PJ] | -41.8207 | 1
Industrie | Existing bio-naphtha steam cracker wCCUS (MEA postcombustion) - Petrochemical industry | ICH01_03 | Bio Naphtha | 0.071 | 0 | [PJ] | -171.9714 | 1
Industrie | Existing bio-naphtha steam cracker wCCUS (MEA postcombustion) - Petrochemical industry | ICH01_03 | Bio Kerosene | 0.072 | 0 | [PJ] | -0.48268 | 1
Industrie | Existing bio-naphtha steam cracker wCCUS (MEA postcombustion) - Petrochemical industry | ICH01_03 | Bio Diesel | 0.073 | 0 | [PJ] | -0.048268 | 1
Industrie | Existing syn-naphtha steam cracker wCCUS (MEA postcombustion) - Petrochemical industry | ICH01_04 | Syn Naphtha | 0.071 | 1 | [PJ] | -171.9714 | 1
Industrie | Existing syn-naphtha steam cracker wCCUS (MEA postcombustion) - Petrochemical industry | ICH01_04 | Syn Kerosene | 0.072 | 1 | [PJ] | -0.48268 | 1
Industrie | Existing syn-naphtha steam cracker wCCUS (MEA postcombustion) - Petrochemical industry | ICH01_04 | Syn Diesel | 0.073 | 1 | [PJ] | -0.048268 | 1
Industrie | Electrified naphtha steam cracker - Petrochemical industry | ICH01_05 | LPG | 0.0631 | 1 | [PJ] | -27.2229 | 1
Industrie | Electrified naphtha steam cracker - Petrochemical industry | ICH01_05 | Naphtha | 0.071 | 1 | [PJ] | -99.2863 | 1
Industrie | Electrified naphtha steam cracker - Petrochemical industry | ICH01_05 | Kerosene | 0.072 | 1 | [PJ] | -0.48268 | 1
Industrie | Electrified naphtha steam cracker - Petrochemical industry | ICH01_05 | Road Fuel | 0.073 | 1 | [PJ] | -0.048268 | 1
Industrie | Electrified naphtha steam cracker - Petrochemical industry | ICH01_05 | Other Oil Products | 0.081 | 1 | [PJ] | -0.43441 | 1
Industrie | Electrified naphtha steam cracker - Petrochemical industry | ICH01_05 | Crude Oil | 0.0733 | 1 | [PJ] | -41.8207 | 1
Industrie | Electrified bio-naphtha steam cracker - Petrochemical industry | ICH01_06 | Bio Naphtha | 0.071 | 0 | [PJ] | -171.9714 | 1
Industrie | Electrified bio-naphtha steam cracker - Petrochemical industry | ICH01_06 | Bio Kerosene | 0.072 | 0 | [PJ] | -0.48268 | 1
Industrie | Electrified bio-naphtha steam cracker - Petrochemical industry | ICH01_06 | Bio Diesel | 0.073 | 0 | [PJ] | -0.048268 | 1
Industrie | Electrified syn-naphtha steam cracker - Petrochemical industry | ICH01_07 | Syn Naphtha | 0.071 | 1 | [PJ] | -171.9714 | 1
Industrie | Electrified syn-naphtha steam cracker - Petrochemical industry | ICH01_07 | Syn Kerosene | 0.072 | 1 | [PJ] | -0.48268 | 1
Industrie | Electrified syn-naphtha steam cracker - Petrochemical industry | ICH01_07 | Syn Diesel | 0.073 | 1 | [PJ] | -0.048268 | 1
Industrie | Hydrogen fueled naphtha steam cracker - Petrochemical industry | ICH01_08 | LPG | 0.0631 | 1 | [PJ] | -27.2229 | 1
Industrie | Hydrogen fueled naphtha steam cracker - Petrochemical industry | ICH01_08 | Naphtha | 0.071 | 1 | [PJ] | -99.2863 | 1
Industrie | Hydrogen fueled naphtha steam cracker - Petrochemical industry | ICH01_08 | Kerosene | 0.072 | 1 | [PJ] | -0.48268 | 1
Industrie | Hydrogen fueled naphtha steam cracker - Petrochemical industry | ICH01_08 | Road Fuel | 0.073 | 1 | [PJ] | -0.048268
Industrie | Hydrogen fueled naphtha steam cracker - Petrochemical industry | ICH01_08 | Natural Gas HD | 0.0566 | 1 | [PJ] | -0.43441 | 1
Industrie | Hydrogen fueled naphtha steam cracker - Petrochemical industry | ICH01_08 | Crude Oil | 0.0733 | 1 | [PJ] | -41.8207 | 1
Industrie | Hydrogen fueled bio-naphtha steam cracker - Petrochemical industry | ICH01_09 | Bio Naphtha | 0.071 | 0 | [PJ] | -171.9714 | 1
Industrie | Hydrogen fueled bio-naphtha steam cracker - Petrochemical industry | ICH01_09 | Bio Kerosene | 0.072 | 0 | [PJ] | -0.48268 | 1
Industrie | Hydrogen fueled bio-naphtha steam cracker - Petrochemical industry | ICH01_09 | Bio Diesel | 0.073 | 0 | [PJ] | -0.048268 | 1
Industrie | Hydrogen fueled syn-naphtha steam cracker - Petrochemical industry | ICH01_10 | Syn Naphtha | 0.071 | 1 | [PJ] | -171.9714 | 1
Industrie | Hydrogen fueled syn-naphtha steam cracker - Petrochemical industry | ICH01_10 | Syn Kerosene | 0.072 | 1 | [PJ] | -0.48268 | 1
Industrie | Hydrogen fueled syn-naphtha steam cracker - Petrochemical industry | ICH01_10 | Syn Diesel | 0.073 | 1 | [PJ] | -0.048268 | 1
Industrie | Existing naphtha steam cracker with 10% pyrolysis oil blending - Petrochemical industry | ICH01_29 | LPG | 0.0631 | 1 | [PJ] | -27.2229 | 1
Industrie | Existing naphtha steam cracker with 10% pyrolysis oil blending - Petrochemical industry | ICH01_29 | Naphtha | 0.071 | 1 | [PJ] | -89.3576 | 1
Industrie | Existing naphtha steam cracker with 10% pyrolysis oil blending - Petrochemical industry | ICH01_29 | Kerosene | 0.072 | 1 | [PJ] | -0.48268 | 1
Industrie | Existing naphtha steam cracker with 10% pyrolysis oil blending - Petrochemical industry | ICH01_29 | Road Fuel | 0.073 | 1 | [PJ] | -0.048268 | 1
Industrie | Existing naphtha steam cracker with 10% pyrolysis oil blending - Petrochemical industry | ICH01_29 | Other Oil Products | 0.081 | 1 | [PJ] | -0.43441 | 1
Industrie | Existing naphtha steam cracker with 10% pyrolysis oil blending - Petrochemical industry | ICH01_29 | Crude Oil | 0.0733 | 1 | [PJ] | -41.8207 | 1
Industrie | Existing naphtha steam cracker with 10% pyrolysis oil blending - Petrochemical industry | ICH01_29 | Plastic pyrolysis oil | 0.071 | 1 | [PJ] | -9.9286 | 1
Industrie | Existing naphtha steam cracker with 10% pyrolysis oil blending and CCUS - Petrochemical industry | ICH01_30 | LPG | 0.0631 | 1 | [PJ] | -27.2229 | 1
Industrie | Existing naphtha steam cracker with 10% pyrolysis oil blending and CCUS - Petrochemical industry | ICH01_30 | Naphtha | 0.071 | 1 | [PJ] | -89.3576 | 1
Industrie | Existing naphtha steam cracker with 10% pyrolysis oil blending and CCUS - Petrochemical industry | ICH01_30 | Kerosene | 0.072 | 1 | [PJ] | -0.48268 | 1
Industrie | Existing naphtha steam cracker with 10% pyrolysis oil blending and CCUS - Petrochemical industry | ICH01_30 | Road Fuel | 0.073 | 1 | [PJ] | -0.048268 | 1
Industrie | Existing naphtha steam cracker with 10% pyrolysis oil blending and CCUS - Petrochemical industry | ICH01_30 | Other Oil Products | 0.081 | 1 | [PJ] | -0.43441 | 1
Industrie | Existing naphtha steam cracker with 10% pyrolysis oil blending and CCUS - Petrochemical industry | ICH01_30 | Crude Oil | 0.0733 | 1 | [PJ] | -41.8207 | 1
Industrie | Existing naphtha steam cracker with 10% pyrolysis oil blending and CCUS - Petrochemical industry | ICH01_30 | Plastic pyrolysis oil | 0.071 | 1 | [PJ] | -9.9286 | 1
Industrie | Ethylene from bioethanol dehydration - Petrochemical industry | ICH01_11 | Bio Ethanol | 0.055 | 0 | [PJ] | -53 | 1
Industrie | Methanol to olefins - Petrochemical industry | ICH01_12 | Methanol | 0.069 | 1 | [PJ] | -75.7143 | 1
Industrie | Propylene from PDH alkenation of LPG - Petrochemicals | ICH01_14 | LPG | 0.0631 | 1 | [PJ] | -48.5 | 1
Industrie | Propylene from ethanol dehydration, ethene dimerization and metathesis - Petrochemicals | ICH01_15 | Bio Ethanol | 0.055 | 0 | [PJ] | -53 | 1
Industrie | Reference remaining chemicals - Other ETS chemicals | IOC01_01 | Natural Gas HD | 0.0566 | 1 | [PJ] | -30 | 0
Industrie | Reference remaining chemicals - Other ETS chemicals | IOC01_01 | Naphtha | 0.071 | 1 | [PJ] | -1.2 | 1
Industrie | Reference remaining chemicals - Other ETS chemicals | IOC01_01 | Other Oil Products | 0.081 | 1 | [PJ] | -17.7 | 1
Industrie | Improved remaining chemicals (bio feedstock) - Other ETS chemicals | IOC01_02 | Bio Naphtha | 0.071 | 0 | [PJ] | -19 | 1
Industrie | Improved remaining chemicals (syn feedstock) - Other ETS chemicals | IOC01_03 | Syn Naphtha | 0.071 | 1 | [PJ] | -19 | 1
Industrie | Reference other non-ETS industry - Other non-ETS Industry | ION01_01 | Other Oil Products | 0.081 | 1 | [PJ] | -16.2 | 1
Industrie | Reference other non-ETS industry - Other non-ETS Industry | ION01_01 | Coal | 0.0983 | 1 | [PJ] | -2.1 | 1
Industrie | Improved other non-ETS industry (bio feedstock) - Other non-ETS Industry | ION01_02 | Bio Naphtha | 0.071 | 0 | [PJ] | -17.6 | 1
Industrie | Improved other non-ETS industry (syn feedstock) - Other non-ETS Industry | ION01_03 | Syn Naphtha | 0.071 | 1 | [PJ] | -17.6 | 1
Industrie | Haber Bosch with H2 from SMR - Ammonia Production | Amm01_01 | Natural Gas HD | 0.0566 | 1 | [PJ] | -1.17 | 0
Industrie | Haber Bosch with H2 from SMR wCCUS - Ammonia Production | Amm01_02 | Natural Gas HD | 0.0566 | 1 | [PJ] | -1.17 | 0
Industrie | Haber Bosch with external H2 - Ammonia Production | Amm01_03 | Hydrogen HD | 0 | 1 | [PJ] | -1.2 | 0
Industrie | Exports of oil-based naphtha | OPE01_01 | Naphtha | 0.071 | 1 | [PJ] | -1 | 1
Industrie | Exports of bio-based naphtha | OPE01_02 | Bio Naphtha | 0.071 | 0 | [PJ] | -1 | 1
Industrie | Exports of syn-based naphtha | OPE01_03 | Syn Naphtha | 0.071 | 1 | [PJ] | -1 | 1
Industrie | Exports of oil-based road fuels | OPE02_01 | Road Fuel | 0.073 | 1 | [PJ] | -1 | 1
Industrie | Exports of bio-based road fuels | OPE02_02 | Bio Diesel | 0.073 | 0 | [PJ] | -1 | 1
Industrie | Exports of syn-based road fuels | OPE02_03 | Syn Diesel | 0.073 | 1 | [PJ] | -1 | 1
Industrie | Exports of oil-based kerosene | OPE03_01 | Kerosene | 0.072 | 1 | [PJ] | -1 | 1
Industrie | Exports of bio-based kerosene | OPE03_02 | Bio Kerosene | 0.072 | 0 | [PJ] | -1 | 1
Industrie | Exports of syn-based kerosene | OPE03_03 | Syn Kerosene | 0.072 | 1 | [PJ] | -1 | 1
Industrie | Methanol to aromatics | ICH01_37 | Methanol | 0.069 | 1 | [PJ] | -75.7143 | 1
Industrie | Biomass to aromatics | ICH01_38 | Biomass | 0.1096 | 0 | [PJ] | -75.7143 | 1
Industrie | Imported aromatics | ICH01_39 | BTX Aromatics Production - Chemical Industry | 3.3846 | 1 | [Mton_BTX] | -1 | 1
Industrie | Refurbishment, mechanical recycling, and demand reduction of plastics - Waste Management | WAI01_13 | Waste Management | 0.075 | 1 | [PJ] | -44 | 1
Note on E103: [Threaded comment] Your version of Excel allows you to read this threaded comment; however, any edits to it will get removed if the file is opened in a newer version of Excel. Learn more: https://go.microsoft.com/fwlink/?linkid=870924 Comment: Based on benzene (C6H6) stoichiometry

## Retrofitting
Tech. Specifics |  |  |  |  | Value | Costs
Tech_ID Original | Tech_ID New | Sector | Name Original | Name New | Enabled [y/n] | Overnight retrofitting investment [M€/UoC]
Res01_01 | Res01_02 | Final | Dummy standard electricity consumption - Residential | Flexible standard electricity consumption - Residential | 1 | 0.5
Res02_01 | Res02_02 | Final | House with insulation GFE - Residential Flats | House with insulation DC - Residential Flats | 1 | 2.37
Res02_01 | Res02_03 | Final | House with insulation GFE - Residential Flats | House with insulation B - Residential Flats | 1 | 8.2
Res02_01 | Res02_04 | Final | House with insulation GFE - Residential Flats | House with insulation A - Residential Flats | 1 | 10.37
Res02_01 | Res02_05 | Final | House with insulation GFE - Residential Flats | House with insulation A+ - Residential Flats | 1 | 12.26
Res02_02 | Res02_03 | Final | House with insulation DC - Residential Flats | House with insulation B - Residential Flats | 1 | 6.067
Res02_02 | Res02_04 | Final | House with insulation DC - Residential Flats | House with insulation A - Residential Flats | 1 | 8.237
Res02_02 | Res02_05 | Final | House with insulation DC - Residential Flats | House with insulation A+ - Residential Flats | 1 | 10.127
Res02_03 | Res02_04 | Final | House with insulation B - Residential Flats | House with insulation A - Residential Flats | 1 | 2.99
Res02_03 | Res02_05 | Final | House with insulation B - Residential Flats | House with insulation A+ - Residential Flats | 1 | 4.88
Res02_04 | Res02_05 | Final | House with insulation A - Residential Flats | House with insulation A+ - Residential Flats | 1 | 2.927
Res03_01 | Res03_02 | Final | House with insulation GFE - Residential Terrace | House with insulation DC - Residential Terrace | 1 | 3.18
Res03_01 | Res03_03 | Final | House with insulation GFE - Residential Terrace | House with insulation B - Residential Terrace | 1 | 9.71
Res03_01 | Res03_04 | Final | House with insulation GFE - Residential Terrace | House with insulation A - Residential Terrace | 1 | 12.9
Res03_01 | Res03_05 | Final | House with insulation GFE - Residential Terrace | House with insulation A+ - Residential Terrace | 1 | 15.69
Res03_02 | Res03_03 | Final | House with insulation DC - Residential Terrace | House with insulation B - Residential Terrace | 1 | 6.848
Res03_02 | Res03_04 | Final | House with insulation DC - Residential Terrace | House with insulation A - Residential Terrace | 1 | 10.038
Res03_02 | Res03_05 | Final | House with insulation DC - Residential Terrace | House with insulation A+ - Residential Terrace | 1 | 12.828
Res03_03 | Res03_04 | Final | House with insulation B - Residential Terrace | House with insulation A - Residential Terrace | 1 | 4.161
Res03_03 | Res03_05 | Final | House with insulation B - Residential Terrace | House with insulation A+ - Residential Terrace | 1 | 6.951
Res03_04 | Res03_05 | Final | House with insulation A - Residential Terrace | House with insulation A+ - Residential Terrace | 1 | 4.08
Res04_01 | Res04_02 | Final | House with insulation GFE - Residential Dwellings | House with insulation DC - Residential Dwellings | 1 | 5.6
Res04_01 | Res04_03 | Final | House with insulation GFE - Residential Dwellings | House with insulation B - Residential Dwellings | 1 | 17.19
Res04_01 | Res04_04 | Final | House with insulation GFE - Residential Dwellings | House with insulation A - Residential Dwellings | 1 | 23.09
Res04_01 | Res04_05 | Final | House with insulation GFE - Residential Dwellings | House with insulation A+ - Residential Dwellings | 1 | 28.28
Res04_02 | Res04_03 | Final | House with insulation DC - Residential Dwellings | House with insulation B - Residential Dwellings | 1 | 12.15
Res04_02 | Res04_04 | Final | House with insulation DC - Residential Dwellings | House with insulation A - Residential Dwellings | 1 | 18.05
Res04_02 | Res04_05 | Final | House with insulation DC - Residential Dwellings | House with insulation A+ - Residential Dwellings | 1 | 23.24
Res04_03 | Res04_04 | Final | House with insulation B - Residential Dwellings | House with insulation A - Residential Dwellings | 1 | 7.619
Res04_03 | Res04_05 | Final | House with insulation B - Residential Dwellings | House with insulation A+ - Residential Dwellings | 1 | 12.809
Res04_04 | Res04_05 | Final | House with insulation A - Residential Dwellings | House with insulation A+ - Residential Dwellings | 1 | 7.499
Ser02_01 | Ser02_02 | Final | Space with insulation GFE - Services | Space with insulation DC - Services | 1 | 21.9
Ser02_01 | Ser02_03 | Final | Space with insulation GFE - Services | Space with insulation B - Services | 1 | 95.3
Ser02_01 | Ser02_04 | Final | Space with insulation GFE - Services | Space with insulation A - Services | 1 | 109.9
Ser02_01 | Ser02_05 | Final | Space with insulation GFE - Services | Space with insulation A+ - Services | 1 | 122.64
Ser02_02 | Ser02_03 | Final | Space with insulation DC - Services | Space with insulation B - Services | 1 | 75.59
Ser02_02 | Ser02_04 | Final | Space with insulation DC - Services | Space with insulation A - Services | 1 | 90.19
Ser02_02 | Ser02_05 | Final | Space with insulation DC - Services | Space with insulation A+ - Services | 1 | 102.93
Ser02_03 | Ser02_04 | Final | Space with insulation B - Services | Space with insulation A - Services | 1 | 24.13
Ser02_03 | Ser02_05 | Final | Space with insulation B - Services | Space with insulation A+ - Services | 1 | 36.87
Ser02_04 | Ser02_05 | Final | Space with insulation A - Services | Space with insulation A+ - Services | 1 | 23.73
IBM01_01 | IBM01_02 | Final | Blast furnace BOF - Steel Production | Blast furnace BOF wCCUS (end-of-pipe) - Steel Production | 1 | 299.55
IBM01_01 | IBM01_03 | Final | Blast furnace BOF - Steel Production | Blast furnace BOF with top gas recycling wCCUS (end-of-pipe) - Steel Production | 1 | 319.55
IBM01_02 | IBM01_03 | Final | Blast furnace BOF wCCUS (end-of-pipe) - Steel Production | Blast furnace BOF with top gas recycling wCCUS (end-of-pipe) - Steel Production | 1 | 99.5
IBM01_04 | IBM01_05 | Final | Hisarna - Steel Production | Hisarna wCCUS (cryogenic) - Steel Production | 1 | 322.5
IBM01_04 | IBM01_06 | Final | Hisarna - Steel Production | Hisarna biomass wCCUS (cryogenic) - Steel Production | 1 | 382.5
IBM01_05 | IBM01_06 | Final | Hisarna wCCUS (cryogenic) - Steel Production | Hisarna biomass wCCUS (cryogenic) - Steel Production | 1 | 144
IBM01_07 | IBM01_08 | Final | Direct reduction from natural gas - Steel Production | Direct reduction from hydrogen - Steel Production | 1 | 43.5
IBM01_07 | IBM01_09 | Final | Direct reduction from natural gas - Steel Production | Direct reduction from hydrogen w/biomass - Steel Production | 1 | 43.5
IBM01_08 | IBM01_09 | Final | Direct reduction from hydrogen - Steel Production | Direct reduction from hydrogen w/biomass - Steel Production | 1 | 43.5
IBM01_12 | IBM01_13 | Final | Scrap-fed EAF - Steel Production | Scrap-fed EAF with syngas fuel - Steel Production | 1 | 47.2654
IBM01_15 | IBM01_16 | Final | DRI-fed EAF - Steel Production | DRI-fed EAF with syngas fuel - Steel Production | 1 | 47.2654
IBM01_16 | IBM01_17 | Final | DRI-fed EAF with syngas fuel - Steel Production | DRI-fed EAF with syngas fuel and biomass reducing agent - Steel Production | 1 | 47.2654
IBM01_15 | IBM01_17 | Final | DRI-fed EAF - Steel Production | DRI-fed EAF with syngas fuel and biomass reducing agent - Steel Production | 1 | 47.2654
IFE02_01 | IFE02_02 | Final | Urea production from Ammonia - Fertilizers | Urea production from Ammonia and CCUS - Fertilizers | 1 | 18.5
ICH01_01 | ICH01_02 | Final | Existing naphtha steam cracker - Petrochemical industry | Existing naphtha steam cracker wCCUS (MEA postcombustion) - Petrochemical industry | 1 | 447.5
ICH01_01 | ICH01_03 | Final | Existing naphtha steam cracker - Petrochemical industry | Existing bio-naphtha steam cracker wCCUS (MEA postcombustion) - Petrochemical industry | 1 | 447.5
ICH01_01 | ICH01_04 | Final | Existing naphtha steam cracker - Petrochemical industry | Existing syn-naphtha steam cracker wCCUS (MEA postcombustion) - Petrochemical industry | 1 | 447.5
ICH01_01 | ICH01_05 | Final | Existing naphtha steam cracker - Petrochemical industry | Electrified naphtha steam cracker - Petrochemical industry | 1 | 317.5
ICH01_01 | ICH01_06 | Final | Existing naphtha steam cracker - Petrochemical industry | Electrified bio-naphtha steam cracker - Petrochemical industry | 1 | 547.5
ICH01_01 | ICH01_07 | Final | Existing naphtha steam cracker - Petrochemical industry | Electrified syn-naphtha steam cracker - Petrochemical industry | 1 | 547.5
ICH01_01 | ICH01_08 | Final | Existing naphtha steam cracker - Petrochemical industry | Hydrogen fueled naphtha steam cracker - Petrochemical industry | 1 | 407.5
ICH01_01 | ICH01_09 | Final | Existing naphtha steam cracker - Petrochemical industry | Hydrogen fueled bio-naphtha steam cracker - Petrochemical industry | 1 | 647.5
ICH01_01 | ICH01_10 | Final | Existing naphtha steam cracker - Petrochemical industry | Hydrogen fueled syn-naphtha steam cracker - Petrochemical industry | 1 | 647.5
ICH01_02 | ICH01_03 | Final | Existing naphtha steam cracker wCCUS (MEA postcombustion) - Petrochemical industry | Existing bio-naphtha steam cracker wCCUS (MEA postcombustion) - Petrochemical industry | 1 | 110
ICH01_02 | ICH01_04 | Final | Existing naphtha steam cracker wCCUS (MEA postcombustion) - Petrochemical industry | Existing syn-naphtha steam cracker wCCUS (MEA postcombustion) - Petrochemical industry | 1 | 110
ICH01_02 | ICH01_05 | Final | Existing naphtha steam cracker wCCUS (MEA postcombustion) - Petrochemical industry | Electrified naphtha steam cracker - Petrochemical industry | 1 | 110
ICH01_02 | ICH01_06 | Final | Existing naphtha steam cracker wCCUS (MEA postcombustion) - Petrochemical industry | Electrified bio-naphtha steam cracker - Petrochemical industry | 1 | 210
ICH01_02 | ICH01_07 | Final | Existing naphtha steam cracker wCCUS (MEA postcombustion) - Petrochemical industry | Electrified syn-naphtha steam cracker - Petrochemical industry | 1 | 210
ICH01_02 | ICH01_08 | Final | Existing naphtha steam cracker wCCUS (MEA postcombustion) - Petrochemical industry | Hydrogen fueled naphtha steam cracker - Petrochemical industry | 1 | 110
ICH01_02 | ICH01_09 | Final | Existing naphtha steam cracker wCCUS (MEA postcombustion) - Petrochemical industry | Hydrogen fueled bio-naphtha steam cracker - Petrochemical industry | 1 | 310
ICH01_02 | ICH01_10 | Final | Existing naphtha steam cracker wCCUS (MEA postcombustion) - Petrochemical industry | Hydrogen fueled syn-naphtha steam cracker - Petrochemical industry | 1 | 310
ICH01_03 | ICH01_02 | Final | Existing bio-naphtha steam cracker wCCUS (MEA postcombustion) - Petrochemical industry | Existing naphtha steam cracker wCCUS (MEA postcombustion) - Petrochemical industry | 1 | 110
ICH01_03 | ICH01_04 | Final | Existing bio-naphtha steam cracker wCCUS (MEA postcombustion) - Petrochemical industry | Existing syn-naphtha steam cracker wCCUS (MEA postcombustion) - Petrochemical industry | 1 | 110
ICH01_03 | ICH01_05 | Final | Existing bio-naphtha steam cracker wCCUS (MEA postcombustion) - Petrochemical industry | Electrified naphtha steam cracker - Petrochemical industry | 1 | 110
ICH01_03 | ICH01_06 | Final | Existing bio-naphtha steam cracker wCCUS (MEA postcombustion) - Petrochemical industry | Electrified bio-naphtha steam cracker - Petrochemical industry | 1 | 210
ICH01_03 | ICH01_07 | Final | Existing bio-naphtha steam cracker wCCUS (MEA postcombustion) - Petrochemical industry | Electrified syn-naphtha steam cracker - Petrochemical industry | 1 | 210
ICH01_03 | ICH01_08 | Final | Existing bio-naphtha steam cracker wCCUS (MEA postcombustion) - Petrochemical industry | Hydrogen fueled naphtha steam cracker - Petrochemical industry | 1 | 110
ICH01_03 | ICH01_09 | Final | Existing bio-naphtha steam cracker wCCUS (MEA postcombustion) - Petrochemical industry | Hydrogen fueled bio-naphtha steam cracker - Petrochemical industry | 1 | 310
ICH01_03 | ICH01_10 | Final | Existing bio-naphtha steam cracker wCCUS (MEA postcombustion) - Petrochemical industry | Hydrogen fueled syn-naphtha steam cracker - Petrochemical industry | 1 | 310
ICH01_04 | ICH01_02 | Final | Existing syn-naphtha steam cracker wCCUS (MEA postcombustion) - Petrochemical industry | Existing naphtha steam cracker wCCUS (MEA postcombustion) - Petrochemical industry | 1 | 110
ICH01_04 | ICH01_03 | Final | Existing syn-naphtha steam cracker wCCUS (MEA postcombustion) - Petrochemical industry | Existing bio-naphtha steam cracker wCCUS (MEA postcombustion) - Petrochemical industry | 1 | 110
ICH01_04 | ICH01_05 | Final | Existing syn-naphtha steam cracker wCCUS (MEA postcombustion) - Petrochemical industry | Electrified naphtha steam cracker - Petrochemical industry | 1 | 110
ICH01_04 | ICH01_06 | Final | Existing syn-naphtha steam cracker wCCUS (MEA postcombustion) - Petrochemical industry | Electrified bio-naphtha steam cracker - Petrochemical industry | 1 | 210
ICH01_04 | ICH01_07 | Final | Existing syn-naphtha steam cracker wCCUS (MEA postcombustion) - Petrochemical industry | Electrified syn-naphtha steam cracker - Petrochemical industry | 1 | 210
ICH01_04 | ICH01_08 | Final | Existing syn-naphtha steam cracker wCCUS (MEA postcombustion) - Petrochemical industry | Hydrogen fueled naphtha steam cracker - Petrochemical industry | 1 | 110
ICH01_04 | ICH01_09 | Final | Existing syn-naphtha steam cracker wCCUS (MEA postcombustion) - Petrochemical industry | Hydrogen fueled bio-naphtha steam cracker - Petrochemical industry | 1 | 310
ICH01_04 | ICH01_10 | Final | Existing syn-naphtha steam cracker wCCUS (MEA postcombustion) - Petrochemical industry | Hydrogen fueled syn-naphtha steam cracker - Petrochemical industry | 1 | 310
ICH01_05 | ICH01_06 | Final | Electrified naphtha steam cracker - Petrochemical industry | Electrified bio-naphtha steam cracker - Petrochemical industry | 1 | 327
ICH01_05 | ICH01_07 | Final | Electrified naphtha steam cracker - Petrochemical industry | Electrified syn-naphtha steam cracker - Petrochemical industry | 1 | 327
ICH01_06 | ICH01_05 | Final | Electrified bio-naphtha steam cracker - Petrochemical industry | Electrified naphtha steam cracker - Petrochemical industry | 1 | 120
ICH01_06 | ICH01_07 | Final | Electrified bio-naphtha steam cracker - Petrochemical industry | Electrified syn-naphtha steam cracker - Petrochemical industry | 1 | 120
ICH01_07 | ICH01_05 | Final | Electrified syn-naphtha steam cracker - Petrochemical industry | Electrified naphtha steam cracker - Petrochemical industry | 1 | 120
ICH01_07 | ICH01_06 | Final | Electrified syn-naphtha steam cracker - Petrochemical industry | Electrified bio-naphtha steam cracker - Petrochemical industry | 1 | 120
ICH01_08 | ICH01_09 | Final | Hydrogen fueled naphtha steam cracker - Petrochemical industry | Hydrogen fueled bio-naphtha steam cracker - Petrochemical industry | 1 | 346
ICH01_08 | ICH01_10 | Final | Hydrogen fueled naphtha steam cracker - Petrochemical industry | Hydrogen fueled syn-naphtha steam cracker - Petrochemical industry | 1 | 346
ICH01_09 | ICH01_08 | Final | Hydrogen fueled bio-naphtha steam cracker - Petrochemical industry | Hydrogen fueled naphtha steam cracker - Petrochemical industry | 1 | 130
ICH01_09 | ICH01_10 | Final | Hydrogen fueled bio-naphtha steam cracker - Petrochemical industry | Hydrogen fueled syn-naphtha steam cracker - Petrochemical industry | 1 | 130
ICH01_10 | ICH01_08 | Final | Hydrogen fueled syn-naphtha steam cracker - Petrochemical industry | Hydrogen fueled naphtha steam cracker - Petrochemical industry | 1 | 130
ICH01_10 | ICH01_09 | Final | Hydrogen fueled syn-naphtha steam cracker - Petrochemical industry | Hydrogen fueled bio-naphtha steam cracker - Petrochemical industry | 1 | 130
IGS01_01 | IGS01_02 | Final | Conventional furnaces + post-melting - Glass production | Efficient furnaces + post-melting - Glass production | 1 | 48.1
IGS01_01 | IGS01_03 | Final | Conventional furnaces + post-melting - Glass production | Electric cold-top furnaces + post-melting - Glass production | 1 | 226.1
ICS01_01 | ICS01_02 | Final | Conventional kilns + preparation, drying, treatment - Ceramics production | Electric kilns + preparation, drying, treatment - Ceramics production | 1 | 140
IPP01_01 | IPP01_02 | Final | Conventional paper milling - Paper and board production | Compressed refining of paper - Paper and board production | 1 | 255
IPP01_01 | IPP01_03 | Final | Conventional paper milling - Paper and board production | Air-laid forming for paper - Paper and board production | 0 | 125
IPP01_05 | IPP01_04 | Final | Conventional board milling - Paper and board production | Microwave drying for board - Paper and board production | 1 | 170
IFD01_01 | IFD01_02 | Final | Reference food processes - Food industry | Improved food processes - Food industry | 1 | 2216
IOC01_01 | IOC01_02 | Final | Reference remaining chemicals - Other ETS chemicals | Improved remaining chemicals (bio feedstock) - Other ETS chemicals | 1 | 2536
IOE01_01 | IOE01_02 | Final | Reference other ETS industry - Other ETS Industry | Improved other ETS industry - Other ETS Industry | 1 | 136.8
ION01_01 | ION01_02 | Final | Reference other non-ETS industry - Other non-ETS Industry | Improved other non-ETS industry (bio feedstock) - Other non-ETS Industry | 1 | 1916
PNL01_02 | PNL01_03 | Conversion | Co-fired Coal - Power NL | Co-fired Coal wCCS - Power NL | 1 | 704.606
PNL01_04 | PNL01_05 | Conversion | CCGT - Power NL | CCGT wCCS - Power NL | 1 | 590.765
LTN01_01 | LTN01_02 | Conversion | Boiler Gas - LT Heat for Network | Boiler Gas wCCS - LT Heat for Network | 1 | 18.5
LTN01_03 | LTN01_04 | Conversion | Boiler Biomass - LT Heat for Network | Boiler Biomass wCCS - LT Heat for Network | 1 | 150
HTI01_01 | HTI01_02 | Conversion | Boiler Gas - HT Heat for Industry | Boiler Gas wCCS - HT Heat for Industry | 1 | 12
HTI01_03 | HTI01_04 | Conversion | Hybrid Boiler Gas - HT Heat for Industry | Hybrid Boiler Gas wCCS - HT Heat for Industry | 1 | 58
HTI01_05 | HTI01_06 | Conversion | Boiler Coal - HT Heat for Industry | Boiler Coal wCCS - HT Heat for Industry | 1 | 13
HTI01_07 | HTI01_08 | Conversion | Boiler Biomass - HT Heat for Industry | Boiler Biomass wCCS - HT Heat for Industry | 1 | 140
HTI01_09 | HTI01_10 | Conversion | CHP Gas - HT Heat for Industry | CHP Gas wCCS - HT Heat for Industry | 1 | 145
HTI01_11 | HTI01_12 | Conversion | CHP Coal - HT Heat for Industry | CHP Coal wCCS - HT Heat for Industry | 1 | 150
HTI01_14 | HTI01_15 | Conversion | CHP Biomass - HT Heat for Industry | CHP Biomass wCCS - HT Heat for Industry | 1 | 320
Amm01_01 | Amm01_02 | Conversion | Haber Bosch with H2 from SMR - Ammonia Production | Haber Bosch with H2 from SMR wCCUS - Ammonia Production | 1 | 13.1
Amm01_03 | Amm01_04 | Conversion | Haber Bosch with external H2 - Ammonia Production | Haber Bosch with renewable external H2 - Ammonia Production | 1 | 0.8
RFP03_01 | RFP03_02 | Conversion | Deep cracking refinery - Refineries | Deep cracking refinery wCCS - Refineries | 1 | 5.3
RFP03_03 | RFP03_04 | Conversion | Basic cracking refinery - Refineries | Basic cracking refinery wCCS - Refineries | 1 | 5.3
RFP03_05 | RFP03_06 | Conversion | Koch refinery - Refineries | Koch refinery wCCS - Refineries | 1 | 10.5
RFB02_02 | RFB03_01 | Conversion | Biodiesel oriented hydro pyrolisis - Refineries | Biokerosene oriented hydro pyrolisis - Refineries | 1 | 7
RFS01_01 | RFS02_01 | Conversion | Syndiesel oriented Fischer Tropsch - Refineries | Synkerosene oriented Fischer Tropsch - Refineries | 1 | 3.066
RFS01_02 | RFS02_02 | Conversion | Syndiesel oriented methanol to fuels - Refineries | Synkerosene oriented methanol to fuels - Refineries | 1 | 3.306
RFB03_01 | RFB02_02 | Conversion | Biokerosene oriented hydro pyrolisis - Refineries | Biodiesel oriented hydro pyrolisis - Refineries | 1 | 7
RFS02_01 | RFS01_01 | Conversion | Synkerosene oriented Fischer Tropsch - Refineries | Syndiesel oriented Fischer Tropsch - Refineries | 1 | 3.066
RFS02_02 | RFS01_02 | Conversion | Synkerosene oriented methanol to fuels - Refineries | Syndiesel oriented methanol to fuels - Refineries | 1 | 3.306
Hyd01_01 | Hyd01_02 | Conversion | Gas Reforming - Hydrogen Production | Gas Reforming wCCS - Hydrogen Production | 1 | 5.5862
Gas04_03 | Gas04_04 | Conversion | Gas from Solid Biomass Gasification - Final Gas | Gas from Solid Biomass Gasification wCCS - Final Gas | 1 | 30.864
IFG01_01 | IFH01_01 | Final Gas | Natural gas HD grid pipeline - Infrastructure Natural Gas | Hydrogen HD grid pipeline - Infrastructure Hydrogen | 1 | 36.18
IFG01_02 | IFH01_02 | Final Gas | Natural gas LD grid pipeline - Infrastructure Natural Gas | Hydrogen LD grid pipeline - Infrastructure Hydrogen | 1 | 296.666
WAI01_04 | WAI01_05 | Final | CHP Waste - Waste Management | CHP Waste wCCS - Waste Management | 1 | 2683
PNL01_04 | PNL01_09 | Conversion | CCGT - Power NL | Hydrogen CCGT - Power NL | 1 | 350

## HourlyProfiles
|  |  | Flat Profiles | [13 empty] | Availability Profiles
hour | day | month | Flat | Flat low spread | Flat high spread | Flat low night | Flat low night 6 days | EU Load | Standard Load | Built Environment | Electric Vehicles | Electric LDV | Electric HDV | Electric Vehicles - Use | Electric LDV - Use | Electric HDV - Use | Wind Onshore NL | Wind Offshore NL | Sun NL | Hydro RoR NL
Data source |  |  | [D] | [D] | [D] | [D] | [D] | [2] | [2] | [1] | [D] | [D] | [D] | [D] | [D] | [D] | [95] | [95] | [95] | [45]
1 | 1 | 1 | 0.00011416 | 0.00011806 | 0.00013708 | 5.259e-05 | 6.619e-05 | 0.00010355 | 9.957e-05 | 0.00016743 | 6.707e-05 | 7.392e-05 | 8.095e-05 | 5.476e-05 | 5.417e-05 | 5.375e-05 | 0.00020738 | 0.00019027 | 0 | 0.00017122
2 | 1 | 1 | 0.00011415 | 0.00011415 | 0.00013298 | 6.353e-05 | 6.551e-05 | 9.776e-05 | 9.72e-05 | 0.00017591 | 5.784e-05 | 6.401e-05 | 7.198e-05 | 1.81e-05 | 3.741e-05 | 5.568e-05 | 0.00020738 | 0.00019027 | 0 | 0.00017122
3 | 1 | 1 | 0.00011416 | 0.00012021 | 0.0001204 | 5.819e-05 | 6.324e-05 | 9.276e-05 | 9.33e-05 | 0.0001865 | 2.705e-05 | 5.217e-05 | 6.537e-05 | 1.261e-05 | 3.752e-05 | 6.116e-05 | 0.00020788 | 0.00019026 | 0 | 0.00017122
4 | 1 | 1 | 0.00011415 | 0.00012446 | 0.00012808 | 5.317e-05 | 7.443e-05 | 8.95e-05 | 8.963e-05 | 0.00022041 | 1.655e-05 | 4.406e-05 | 6.175e-05 | 1.276e-05 | 4.744e-05 | 8.069e-05 | 0.00020821 | 0.00019024 | 0 | 0.00017122
5 | 1 | 1 | 0.00011416 | 0.00012439 | 0.00012299 | 6.337e-05 | 6.763e-05 | 8.785e-05 | 8.771e-05 | 0.00024372 | 1.384e-05 | 4.345e-05 | 6.44e-05 | 1.837e-05 | 5.696e-05 | 9.418e-05 | 0.00020868 | 0.00019023 | 0 | 0.00017122
6 | 1 | 1 | 0.00011415 | 0.00011429 | 0.00013333 | 0.00011257 | 0.0001335 | 8.785e-05 | 8.771e-05 | 0.00023736 | 1.724e-05 | 4.852e-05 | 7.108e-05 | 4.571e-05 | 7.613e-05 | 0.00010601 | 0.0002091 | 0.00018984 | 0 | 0.00017122
7 | 1 | 1 | 0.00011416 | 0.00012515 | 0.00012234 | 0.00011147 | 0.00013521 | 8.879e-05 | 8.957e-05 | 0.00023525 | 3.93e-05 | 5.988e-05 | 8.057e-05 | 0.00012511 | 0.00011813 | 0.00011316 | 0.00020792 | 0.00019027 | 0 | 0.00017122
8 | 1 | 1 | 0.00011415 | 0.00012375 | 0.00011951 | 0.00015894 | 0.00018765 | 8.755e-05 | 9.238e-05 | 0.00024372 | 0.00010561 | 8.377e-05 | 9.085e-05 | 0.00022236 | 0.00017705 | 0.00013677 | 0.00021064 | 0.00019029 | 0 | 0.00017122
9 | 1 | 1 | 0.00011416 | 0.00012397 | 0.00012041 | 0.00015833 | 0.00018852 | 8.814e-05 | 9.477e-05 | 0.00021193 | 0.00019486 | 0.00012354 | 0.00010462 | 0.00021199 | 0.00019148 | 0.00017536 | 0.00021205 | 0.00019029 | 0 | 0.00017122
10 | 1 | 1 | 0.00011415 | 0.00012212 | 0.00013464 | 0.00015791 | 0.00019006 | 9.001e-05 | 9.734e-05 | 0.00017803 | 0.00020587 | 0.00015808 | 0.0001243 | 0.00016974 | 0.00017486 | 0.0001829 | 0.00021214 | 0.00019024 | 0.00020814 | 0.00017122
11 | 1 | 1 | 0.00011416 | 0.00011862 | 0.00013829 | 0.00016309 | 0.00019023 | 9.321e-05 | 0.00010208 | 0.00017167 | 0.00017782 | 0.00017208 | 0.00014256 | 0.00016808 | 0.00017181 | 0.00017845 | 0.00020735 | 0.00019029 | 0.0001621 | 0.00017122
12 | 1 | 1 | 0.00011415 | 0.00011777 | 0.00013132 | 0.00016294 | 0.00019986 | 9.644e-05 | 0.00010459 | 0.00017167 | 0.00017161 | 0.00017441 | 0.00015644 | 0.00017128 | 0.00017088 | 0.00017354 | 0.00021138 | 0.00019029 | 0.00031517 | 0.00017122
13 | 1 | 1 | 0.00011416 | 0.00012243 | 0.00013333 | 0.00016133 | 0.00019001 | 9.836e-05 | 0.0001054 | 0.00015683 | 0.00017153 | 0.00017325 | 0.00016579 | 0.0001636 | 0.00016415 | 0.00016755 | 0.0002122 | 0.00019029 | 0.00022844 | 0.00017122
14 | 1 | 1 | 0.00011415 | 0.00012268 | 0.00011893 | 0.00016392 | 0.00019831 | 9.877e-05 | 0.00010591 | 0.00015683 | 0.0001651 | 0.00016963 | 0.00017018 | 0.00018013 | 0.00016867 | 0.00016065 | 0.00021106 | 0.00019029 | 0.00012596 | 0.00017122
15 | 1 | 1 | 0.00011416 | 0.0001189 | 0.00013239 | 0.00015694 | 0.00019333 | 9.85e-05 | 0.0001069 | 0.00015259 | 0.00017697 | 0.00016826 | 0.00016976 | 0.00018715 | 0.00016861 | 0.00015379 | 0.00020992 | 0.00019029 | 0.0001474 | 0.00017122
16 | 1 | 1 | 0.00011415 | 0.00012499 | 0.00011774 | 0.00016462 | 0.00019093 | 9.833e-05 | 0.00010772 | 0.00015471 | 0.0001846 | 0.00016812 | 0.00016619 | 0.00019765 | 0.00015093 | 0.00010866 | 0.00021131 | 0.00019029 | 0 | 0.00017122
17 | 1 | 1 | 0.00011416 | 0.00012026 | 0.00011999 | 0.00015884 | 0.00019057 | 9.952e-05 | 0.0001117 | 0.00015683 | 0.00019451 | 0.000162 | 0.00015231 | 0.00021431 | 0.00015767 | 0.00010606 | 0.00021231 | 0.00019028 | 0 | 0.00017122
18 | 1 | 1 | 0.00011415 | 0.00011703 | 0.00012527 | 0.00015686 | 0.00019451 | 0.00010556 | 0.00012087 | 0.00015471 | 0.00020977 | 0.00015873 | 0.00013878 | 0.00020753 | 0.00016018 | 0.00011752 | 0.00021239 | 0.00019013 | 0 | 0.00017122
19 | 1 | 1 | 0.00011416 | 0.00012308 | 0.00012572 | 0.00010685 | 0.0001303 | 0.0001074 | 0.00012123 | 0.000142 | 0.00020765 | 0.00015856 | 0.0001297 | 0.00016708 | 0.00013566 | 0.00010768 | 0.00021244 | 0.00018908 | 0 | 0.00017122
20 | 1 | 1 | 0.00011415 | 0.0001192 | 0.00013716 | 0.00011029 | 0.00012685 | 0.00010635 | 0.00011911 | 0.0001314 | 0.00017612 | 0.00015047 | 0.00012076 | 0.00013007 | 0.00011484 | 0.00010187 | 0.00021245 | 0.00018938 | 0 | 0.00017122
21 | 1 | 1 | 0.00011416 | 0.00012254 | 0.00013738 | 5.772e-05 | 6.679e-05 | 0.0001034 | 0.00011567 | 0.00010597 | 0.00014118 | 0.00013537 | 0.00011308 | 8.584e-05 | 8.695e-05 | 8.896e-05 | 0.00021245 | 0.0001888 | 0 | 0.00017122
22 | 1 | 1 | 0.00011415 | 0.00012408 | 0.00013436 | 5.766e-05 | 7.248e-05 | 0.00010097 | 0.0001107 | 9.749e-05 | 9.897e-05 | 0.00011403 | 0.00010569 | 8.734e-05 | 8.701e-05 | 8.765e-05 | 0.00021245 | 0.0001854 | 0 | 0.00017122
23 | 1 | 1 | 0.00011416 | 0.00012515 | 0.00013518 | 5.435e-05 | 7.568e-05 | 0.00010537 | 0.00010569 | 0.00012292 | 9.085e-05 | 9.907e-05 | 9.981e-05 | 7.759e-05 | 7.155e-05 | 6.635e-05 | 0.00021245 | 0.0001809 | 0 | 0.00017122
24 | 1 | 1 | 0.00011415 | 0.00011988 | 0.00011989 | 6.043e-05 | 6.861e-05 | 0.00010583 | 9.994e-05 | 0.00013564 | 8.051e-05 | 8.585e-05 | 9.045e-05 | 6.34e-05 | 6.118e-05 | 5.935e-05 | 0.00021245 | 0.0001761 | 0 | 0.00017122
25 | 2 | 1 | 0.00011416 | 0.00010904 | 9.702e-05 | 5.45e-05 | 6.5e-05 | 9.833e-05 | 9.479e-05 | 0.00015259 | 6.718e-05 | 7.393e-05 | 8.115e-05 | 5.413e-05 | 5.356e-05 | 5.313e-05 | 0.00021245 | 0.00017636 | 0 | 0.00016905
26 | 2 | 1 | 0.00011415 | 0.00011384 | 9.543e-05 | 6.117e-05 | 7.174e-05 | 9.198e-05 | 9.018e-05 | 0.00016107 | 5.736e-05 | 6.378e-05 | 7.198e-05 | 1.829e-05 | 3.781e-05 | 5.627e-05 | 0.00021245 | 0.00017541 | 0 | 0.00016905
27 | 2 | 1 | 0.00011416 | 0.00011025 | 9.407e-05 | 6.266e-05 | 7.515e-05 | 8.811e-05 | 8.757e-05 | 0.0001759 | 2.711e-05 | 5.211e-05 | 6.542e-05 | 1.271e-05 | 3.783e-05 | 6.165e-05 | 0.00021245 | 0.00017881 | 0 | 0.00016905
28 | 2 | 1 | 0.00011415 | 0.00011283 | 9.323e-05 | 6.216e-05 | 6.511e-05 | 8.609e-05 | 8.668e-05 | 0.00018226 | 1.663e-05 | 4.418e-05 | 6.188e-05 | 1.26e-05 | 4.688e-05 | 7.973e-05 | 0.00021245 | 0.00018301 | 0 | 0.00016905
29 | 2 | 1 | 0.00011416 | 0.00010702 | 9.257e-05 | 6.315e-05 | 7.352e-05 | 8.606e-05 | 8.659e-05 | 0.00019498 | 1.374e-05 | 4.338e-05 | 6.43e-05 | 1.821e-05 | 5.644e-05 | 9.333e-05 | 0.00021245 | 0.00018601 | 0 | 0.00016905
30 | 2 | 1 | 0.00011415 | 0.00011002 | 9.735e-05 | 0.00011236 | 0.00012717 | 8.775e-05 | 8.782e-05 | 0.00019286 | 1.709e-05 | 4.822e-05 | 7.08e-05 | 4.616e-05 | 7.688e-05 | 0.00010705 | 0.00021245 | 0.00018952 | 0 | 0.00016905
31 | 2 | 1 | 0.00011416 | 0.00010406 | 8.507e-05 | 0.00011197 | 0.00012688 | 9.187e-05 | 9.227e-05 | 0.0001971 | 3.962e-05 | 5.99e-05 | 8.055e-05 | 0.00012469 | 0.00011774 | 0.00011278 | 0.00021245 | 0.00018884 | 0 | 0.00016905
32 | 2 | 1 | 0.00011415 | 0.0001114 | 0.00010716 | 0.00015937 | 0.00019079 | 9.488e-05 | 9.921e-05 | 0.0001971 | 0.00010534 | 8.374e-05 | 9.075e-05 | 0.00022077 | 0.00017579 | 0.0001358 | 0.00021245 | 0.00018911 | 0 | 0.00016905
33 | 2 | 1 | 0.00011416 | 0.00011306 | 9.444e-05 | 0.00016665 | 0.00019804 | 0.00010087 | 0.00010835 | 0.00019286 | 0.00019358 | 0.00012304 | 0.00010432 | 0.00021312 | 0.00019251 | 0.0001763 | 0.00021245 | 0.00018976 | 0 | 0.00016905
34 | 2 | 1 | 0.00011415 | 0.00010487 | 9.857e-05 | 0.00016234 | 0.00018825 | 0.00010568 | 0.0001169 | 0.0001865 | 0.00020651 | 0.00015799 | 0.00012426 | 0.00016958 | 0.00017469 | 0.00018272 | 0.00021245 | 0.00019025 | 6.1978e-05 | 0.00016905
35 | 2 | 1 | 0.00011416 | 0.00010585 | 8.74e-05 | 0.00016358 | 0.00019363 | 0.00010984 | 0.00012267 | 0.00018439 | 0.00017777 | 0.0001721 | 0.00014252 | 0.00016991 | 0.00017368 | 0.00018039 | 0.00021245 | 0.00019019 | 0.00039334 | 0.00016905
36 | 2 | 1 | 0.00011415 | 0.00011048 | 9.134e-05 | 0.00016028 | 0.00019642 | 0.00011187 | 0.00012555 | 0.00018014 | 0.00017304 | 0.00017511 | 0.00015684 | 0.00017157 | 0.00017118 | 0.00017384 | 0.00021235 | 0.00018987 | 0.00045467 | 0.00016905
37 | 2 | 1 | 0.00011416 | 0.00010816 | 9.154e-05 | 0.00015796 | 0.00018974 | 0.00011319 | 0.00012583 | 0.00017802 | 0.00017206 | 0.00017398 | 0.00016626 | 0.00016309 | 0.00016365 | 0.00016704 | 0.00021201 | 0.0001897 | 0.00045153 | 0.00016905
38 | 2 | 1 | 0.00011415 | 0.00011303 | 9.866e-05 | 0.00016196 | 0.00018723 | 0.00011156 | 0.00012399 | 0.00018015 | 0.00016484 | 0.00016991 | 0.00017052 | 0.00017926 | 0.00016785 | 0.00015987 | 0.00021225 | 0.00019017 | 6.3709e-05 | 0.00016905
39 | 2 | 1 | 0.00011416 | 0.00011057 | 9.516e-05 | 0.00015852 | 0.00019942 | 0.00011042 | 0.00012212 | 0.00018862 | 0.00017627 | 0.00016801 | 0.00016985 | 0.00018666 | 0.00016816 | 0.00015339 | 0.00021238 | 0.0001901 | 0.00023438 | 0.00016905
40 | 2 | 1 | 0.00011415 | 0.0001046 | 0.00010369 | 0.00015639 | 0.00019633 | 0.00011011 | 0.00012153 | 0.00019286 | 0.00018407 | 0.00016767 | 0.00016613 | 0.00019806 | 0.00015125 | 0.00010889 | 0.00021231 | 0.00018929 | 2.1423e-05 | 0.00016905
41 | 2 | 1 | 0.00011416 | 0.00011226 | 0.00010278 | 0.0001594 | 0.00019472 | 0.00011228 | 0.00012574 | 0.0001865 | 0.00019471 | 0.0001618 | 0.0001522 | 0.00021719 | 0.0001598 | 0.00010749 | 0.00021241 | 0.00018954 | 0 | 0.00016905
42 | 2 | 1 | 0.00011415 | 0.00011239 | 9.401e-05 | 0.00016495 | 0.00018909 | 0.00011994 | 0.0001342 | 0.00018226 | 0.00021204 | 0.00015944 | 0.00013895 | 0.0002062 | 0.00015915 | 0.00011677 | 0.00021244 | 0.00019025 | 0 | 0.00016905
43 | 2 | 1 | 0.00011416 | 0.00011055 | 0.00010661 | 0.00010579 | 0.00013096 | 0.00012155 | 0.00013121 | 0.00018226 | 0.00020705 | 0.00015889 | 0.00012972 | 0.00016502 | 0.00013399 | 0.00010635 | 0.00021244 | 0.00019025 | 0 | 0.00016905
44 | 2 | 1 | 0.00011415 | 0.00011389 | 9.945e-05 | 0.0001112 | 0.00013298 | 0.00011853 | 0.00012734 | 0.0001759 | 0.00017446 | 0.00014994 | 0.00012051 | 0.00013115 | 0.00011579 | 0.00010272 | 0.00021242 | 0.00019021 | 0 | 0.00016905
45 | 2 | 1 | 0.00011416 | 0.00010768 | 9.634e-05 | 6.064e-05 | 6.461e-05 | 0.00011397 | 0.0001221 | 0.00018014 | 0.0001417 | 0.00013514 | 0.00011305 | 8.482e-05 | 8.591e-05 | 8.79e-05 | 0.00021237 | 0.00019012 | 0 | 0.00016905
46 | 2 | 1 | 0.00011415 | 0.0001124 | 9.347e-05 | 5.754e-05 | 7.447e-05 | 0.00010824 | 0.00011516 | 0.00018651 | 9.82e-05 | 0.00011364 | 0.00010543 | 8.803e-05 | 8.769e-05 | 8.834e-05 | 0.00021236 | 0.00019024 | 0 | 0.00016905
47 | 2 | 1 | 0.00011416 | 0.00011138 | 8.533e-05 | 6.24e-05 | 7.432e-05 | 0.00011028 | 0.00010978 | 0.00018439 | 9.124e-05 | 9.901e-05 | 9.969e-05 | 7.817e-05 | 7.209e-05 | 6.684e-05 | 0.00021239 | 0.00019025 | 0 | 0.00016905
48 | 2 | 1 | 0.00011415 | 0.00010565 | 9.866e-05 | 5.95e-05 | 6.664e-05 | 0.00010988 | 0.00010436 | 0.00017802 | 8.104e-05 | 8.609e-05 | 9.047e-05 | 6.259e-05 | 6.039e-05 | 5.859e-05 | 0.00021221 | 0.00018989 | 0 | 0.00016905
49 | 3 | 1 | 0.00011416 | 0.00012143 | 0.00012201 | 5.218e-05 | 7.301e-05 | 0.00010253 | 9.843e-05 | 0.00018226 | 6.664e-05 | 7.388e-05 | 8.106e-05 | 5.434e-05 | 5.376e-05 | 5.333e-05 | 0.00021165 | 0.00018947 | 0 | 0.00017946
50 | 3 | 1 | 0.00011415 | 0.00011243 | 0.00013023 | 5.634e-05 | 6.802e-05 | 9.607e-05 | 9.326e-05 | 0.00018015 | 5.744e-05 | 6.373e-05 | 7.194e-05 | 1.831e-05 | 3.784e-05 | 5.631e-05 | 0.00020896 | 0.00018935 | 0 | 0.00017946
51 | 3 | 1 | 0.00011416 | 0.00011819 | 0.00013979 | 6.054e-05 | 7.235e-05 | 9.122e-05 | 9.001e-05 | 0.00017803 | 2.712e-05 | 5.209e-05 | 6.543e-05 | 1.262e-05 | 3.755e-05 | 6.121e-05 | 0.00020955 | 0.00018759 | 0 | 0.00017946
52 | 3 | 1 | 0.00011415 | 0.00011553 | 0.00012523 | 5.853e-05 | 7.367e-05 | 8.827e-05 | 8.836e-05 | 0.00018439 | 1.656e-05 | 4.409e-05 | 6.178e-05 | 1.272e-05 | 4.731e-05 | 8.046e-05 | 0.00020574 | 0.00018696 | 0 | 0.00017946
53 | 3 | 1 | 0.00011416 | 0.00011285 | 0.00012126 | 6.022e-05 | 6.484e-05 | 8.75e-05 | 8.804e-05 | 0.00019286 | 1.382e-05 | 4.345e-05 | 6.436e-05 | 1.845e-05 | 5.721e-05 | 9.461e-05 | 0.00020526 | 0.00018816 | 0 | 0.00017946
54 | 3 | 1 | 0.00011415 | 0.00012021 | 0.00013489 | 0.00010594 | 0.00012942 | 8.844e-05 | 8.876e-05 | 0.00018651 | 1.73e-05 | 4.859e-05 | 7.115e-05 | 4.634e-05 | 7.717e-05 | 0.00010746 | 0.00020967 | 0.00018916 | 0 | 0.00017946
55 | 3 | 1 | 0.00011416 | 0.00011601 | 0.00013755 | 0.00011143 | 0.00013871 | 9.119e-05 | 9.036e-05 | 0.00017379 | 3.98e-05 | 6.033e-05 | 8.097e-05 | 0.00012324 | 0.00011637 | 0.00011148 | 0.00020979 | 0.00019001 | 0 | 0.00017946
56 | 3 | 1 | 0.00011415 | 0.00011451 | 0.00012833 | 0.00016495 | 0.0001956 | 9.35e-05 | 9.466e-05 | 0.00017803 | 0.00010426 | 8.352e-05 | 9.085e-05 | 0.00022077 | 0.00017579 | 0.0001358 | 0.00021221 | 0.00019009 | 0 | 0.00017946
57 | 3 | 1 | 0.00011416 | 0.00012182 | 0.00011856 | 0.00016627 | 0.00019865 | 9.769e-05 | 0.00010085 | 0.00016743 | 0.00019337 | 0.00012272 | 0.00010439 | 0.00021368 | 0.00019301 | 0.00017676 | 0.00021181 | 0.00018996 | 0 | 0.00017946
58 | 3 | 1 | 0.00011415 | 0.00011124 | 0.0001194 | 0.00016529 | 0.00018901 | 0.00010318 | 0.0001065 | 0.00015047 | 0.00020688 | 0.00015797 | 0.00012436 | 0.00016951 | 0.00017461 | 0.00018264 | 0.00021099 | 0.00018709 | 2.082e-05 | 0.00017946
59 | 3 | 1 | 0.00011416 | 0.00011404 | 0.00012224 | 0.00016468 | 0.00019837 | 0.0001086 | 0.00011166 | 0.000142 | 0.00017777 | 0.00017215 | 0.00014254 | 0.0001679 | 0.00017162 | 0.00017825 | 0.00020742 | 0.00018472 | 2.4511e-05 | 0.00017946
60 | 3 | 1 | 0.00011415 | 0.00011584 | 0.00013294 | 0.00016364 | 0.00019676 | 0.0001133 | 0.00011504 | 0.00013776 | 0.00017148 | 0.0001744 | 0.00015635 | 0.00017334 | 0.00017294 | 0.00017563 | 0.00017503 | 0.00017915 | 5.6828e-05 | 0.00017946
61 | 3 | 1 | 0.00011416 | 0.00011874 | 0.00012155 | 0.00016604 | 0.0001978 | 0.0001162 | 0.00011701 | 0.00013564 | 0.00017314 | 0.00017395 | 0.00016621 | 0.00016265 | 0.0001632 | 0.00016658 | 0.00015661 | 0.00017472 | 4.1471e-05 | 0.00017946
62 | 3 | 1 | 0.00011415 | 0.00011985 | 0.00013125 | 0.00016748 | 0.00020103 | 0.00011354 | 0.00011597 | 0.00013988 | 0.00016465 | 0.00016994 | 0.0001704 | 0.00017885 | 0.00016747 | 0.0001595 | 0.00014198 | 0.00016415 | 1.3193e-05 | 0.00017946
63 | 3 | 1 | 0.00011416 | 0.00011514 | 0.00013127 | 0.00015684 | 0.00019871 | 0.00011118 | 0.00011488 | 0.00013988 | 0.00017593 | 0.0001679 | 0.00016967 | 0.00018592 | 0.00016751 | 0.00015279 | 0.00011114 | 0.00015729 | 1.1861e-05 | 0.00017946
64 | 3 | 1 | 0.00011415 | 0.00012079 | 0.00012049 | 0.00016222 | 0.00019177 | 0.00011115 | 0.00011506 | 0.00015471 | 0.00018345 | 0.0001673 | 0.00016587 | 0.00019871 | 0.00015174 | 0.00010925 | 8.7494e-05 | 0.00015653 | 0 | 0.00017946
65 | 3 | 1 | 0.00011416 | 0.00011568 | 0.00012489 | 0.00015955 | 0.00019571 | 0.00011371 | 0.00011982 | 0.00015895 | 0.00019507 | 0.00016168 | 0.0001521 | 0.00021515 | 0.0001583 | 0.00010648 | 7.0672e-05 | 0.00016119 | 0 | 0.00017946
66 | 3 | 1 | 0.00011415 | 0.00012119 | 0.000127 | 0.0001579 | 0.00019257 | 0.00012166 | 0.00012951 | 0.00016743 | 0.0002105 | 0.00015891 | 0.00013862 | 0.00020926 | 0.00016151 | 0.0001185 | 6.7817e-05 | 0.00017048 | 0 | 0.00017946
67 | 3 | 1 | 0.00011416 | 0.00011809 | 0.00012893 | 0.00010904 | 0.00013036 | 0.00012327 | 0.00012788 | 0.0001653 | 0.00020915 | 0.00015927 | 0.00012982 | 0.00016569 | 0.00013454 | 0.00010678 | 8.277e-05 | 0.00017954 | 0 | 0.00017946
68 | 3 | 1 | 0.00011415 | 0.00011538 | 0.00012302 | 0.00011416 | 0.00013628 | 0.0001222 | 0.0001253 | 0.00015471 | 0.00017536 | 0.00015065 | 0.00012075 | 0.00012892 | 0.00011383 | 0.00010098 | 0.00010626 | 0.00018369 | 0 | 0.00017946
69 | 3 | 1 | 0.00011416 | 0.00012083 | 0.00013082 | 5.973e-05 | 6.629e-05 | 0.00011791 | 0.00012174 | 0.00014199 | 0.00014018 | 0.00013495 | 0.00011292 | 8.481e-05 | 8.59e-05 | 8.789e-05 | 0.00013631 | 0.00018703 | 0 | 0.00017946
70 | 3 | 1 | 0.00011415 | 0.00011644 | 0.00012387 | 5.724e-05 | 6.549e-05 | 0.00011325 | 0.00011574 | 0.0001314 | 9.796e-05 | 0.00011324 | 0.0001053 | 8.825e-05 | 8.792e-05 | 8.857e-05 | 0.00016633 | 0.00018829 | 0 | 0.00017946
71 | 3 | 1 | 0.00011416 | 0.0001106 | 0.00012655 | 5.834e-05 | 6.788e-05 | 0.00011392 | 0.00010867 | 0.00015048 | 9.132e-05 | 9.882e-05 | 9.963e-05 | 7.81e-05 | 7.202e-05 | 6.678e-05 | 0.00017831 | 0.00018779 | 0 | 0.00017946
72 | 3 | 1 | 0.00011415 | 0.00011379 | 0.0001212 | 5.911e-05 | 6.663e-05 | 0.00011277 | 0.00010176 | 0.00014624 | 8.097e-05 | 8.602e-05 | 9.036e-05 | 6.274e-05 | 6.054e-05 | 5.873e-05 | 0.00019731 | 0.00018672 | 0 | 0.00017946
73 | 4 | 1 | 0.00011416 | 0.00012018 | 0.0001272 | 5.585e-05 | 6.503e-05 | 0.00010451 | 9.575e-05 | 0.00014411 | 6.676e-05 | 7.39e-05 | 8.098e-05 | 5.41e-05 | 5.352e-05 | 5.31e-05 | 0.00019957 | 0.00018659 | 0 | 0.00018589
74 | 4 | 1 | 0.00011415 | 0.00011386 | 0.00011228 | 5.34e-05 | 6.519e-05 | 9.952e-05 | 9.267e-05 | 0.00012504 | 5.728e-05 | 6.368e-05 | 7.187e-05 | 1.827e-05 | 3.776e-05 | 5.62e-05 | 0.00020365 | 0.00018558 | 0 | 0.00018589
75 | 4 | 1 | 0.00011416 | 0.00011364 | 0.000116 | 6.14e-05 | 7.717e-05 | 9.557e-05 | 9.134e-05 | 0.00013352 | 2.706e-05 | 5.202e-05 | 6.536e-05 | 1.274e-05 | 3.791e-05 | 6.179e-05 | 0.00020187 | 0.00018517 | 0 | 0.00018589
76 | 4 | 1 | 0.00011415 | 0.00012072 | 0.00012245 | 5.593e-05 | 6.788e-05 | 9.358e-05 | 9.142e-05 | 0.00013352 | 1.664e-05 | 4.416e-05 | 6.186e-05 | 1.273e-05 | 4.736e-05 | 8.055e-05 | 0.00019956 | 0.00018473 | 0 | 0.00018589
77 | 4 | 1 | 0.00011416 | 0.00011445 | 0.0001167 | 5.949e-05 | 6.385e-05 | 9.494e-05 | 9.178e-05 | 0.00013988 | 1.384e-05 | 4.355e-05 | 6.446e-05 | 1.845e-05 | 5.722e-05 | 9.461e-05 | 0.00019927 | 0.00018451 | 0 | 0.00018589
78 | 4 | 1 | 0.00011415 | 0.00011906 | 0.00011454 | 0.00010857 | 0.00013354 | 0.0001003 | 9.633e-05 | 0.00013987 | 1.731e-05 | 4.866e-05 | 7.125e-05 | 4.627e-05 | 7.705e-05 | 0.00010729 | 0.00020104 | 0.00018274 | 0 | 0.00018589
79 | 4 | 1 | 0.00011416 | 0.00011864 | 0.00012899 | 0.00011254 | 0.00012761 | 0.00011471 | 0.00010779 | 0.00014411 | 3.975e-05 | 6.032e-05 | 8.102e-05 | 0.00012548 | 0.00011849 | 0.0001135 | 0.00019784 | 0.00018258 | 0 | 0.00018589
80 | 4 | 1 | 0.00011415 | 0.00011685 | 0.00012908 | 0.00016656 | 0.00019022 | 0.00012776 | 0.00012555 | 0.00015047 | 0.00010599 | 8.426e-05 | 9.133e-05 | 0.00022084 | 0.00017584 | 0.00013584 | 0.00019962 | 0.0001812 | 0 | 0.00018589
81 | 4 | 1 | 0.00011416 | 0.00011706 | 0.00013014 | 0.00015935 | 0.00020371 | 0.00013492 | 0.00013739 | 0.00015472 | 0.00019376 | 0.00012342 | 0.00010483 | 0.00021342 | 0.00019277 | 0.00017654 | 0.00019552 | 0.00017875 | 0 | 0.00018589
82 | 4 | 1 | 0.00011415 | 0.00011817 | 0.00012917 | 0.00016754 | 0.0002029 | 0.00013517 | 0.00014107 | 0.00015895 | 0.00020679 | 0.00015829 | 0.0001247 | 0.00016959 | 0.0001747 | 0.00018274 | 0.00019535 | 0.00017432 | 0.00026575 | 0.00018589
83 | 4 | 1 | 0.00011416 | 0.00012004 | 0.0001304 | 0.00016559 | 0.00019158 | 0.00013533 | 0.00014228 | 0.00016107 | 0.00017785 | 0.00017228 | 0.00014283 | 0.00017025 | 0.00017402 | 0.00018075 | 0.00019321 | 0.00016865 | 0.00037672 | 0.00018589
84 | 4 | 1 | 0.00011415 | 0.00011079 | 0.00011607 | 0.00015738 | 0.00019406 | 0.00013706 | 0.00014347 | 0.00017378 | 0.00017332 | 0.00017532 | 0.00015712 | 0.00017189 | 0.00017149 | 0.00017416 | 0.00015724 | 0.00014499 | 0.00046621 | 0.00018589
85 | 4 | 1 | 0.00011416 | 0.00012055 | 0.00011459 | 0.00016487 | 0.00019988 | 0.00013477 | 0.00014322 | 0.00017803 | 0.00017236 | 0.00017424 | 0.00016652 | 0.00016306 | 0.00016361 | 0.000167 | 0.00017069 | 0.00014342 | 0.00046356 | 0.00018589
86 | 4 | 1 | 0.00011415 | 0.00011856 | 0.00012676 | 0.00016287 | 0.00019724 | 0.00013513 | 0.00014441 | 0.00016531 | 0.00016487 | 0.00017007 | 0.00017071 | 0.00017944 | 0.00016802 | 0.00016003 | 0.00016911 | 0.00014052 | 0.00039987 | 0.00018589
87 | 4 | 1 | 0.00011416 | 0.00011085 | 0.00011038 | 0.00015679 | 0.00019346 | 0.00013457 | 0.0001439 | 0.00016107 | 0.00017642 | 0.00016815 | 0.00017002 | 0.00018616 | 0.00016772 | 0.00015298 | 0.00016044 | 0.00012291 | 0.00025481 | 0.00018589
88 | 4 | 1 | 0.00011415 | 0.00012005 | 0.0001288 | 0.00015747 | 0.00020342 | 0.00013383 | 0.00014402 | 0.0001526 | 0.00018371 | 0.0001676 | 0.00016617 | 0.00020111 | 0.00015358 | 0.00011057 | 0.00014376 | 0.00011363 | 3.4667e-05 | 0.00018589
89 | 4 | 1 | 0.00011416 | 0.00012059 | 0.00010944 | 0.00015847 | 0.00019227 | 0.00013522 | 0.00014837 | 0.00015683 | 0.00019702 | 0.00016253 | 0.00015257 | 0.00021675 | 0.00015947 | 0.00010726 | 0.00013637 | 0.00010634 | 0 | 0.00018589
90 | 4 | 1 | 0.00011415 | 0.00011643 | 0.00011825 | 0.00016468 | 0.00019705 | 0.00014496 | 0.000153 | 0.00015895 | 0.00021213 | 0.00016002 | 0.00013923 | 0.00020664 | 0.00015949 | 0.00011702 | 0.00014967 | 0.00010478 | 0 | 0.00018589
91 | 4 | 1 | 0.00011416 | 0.00011075 | 0.00011606 | 0.00011464 | 0.00012795 | 0.00014489 | 0.00014665 | 0.00016955 | 0.00020747 | 0.00015932 | 0.00013001 | 0.00016551 | 0.00013439 | 0.00010667 | 0.00016546 | 0.00011211 | 0 | 0.00018589
92 | 4 | 1 | 0.00011415 | 0.00011087 | 0.00011252 | 0.00011019 | 0.00013485 | 0.0001377 | 0.00014201 | 0.00016743 | 0.00017495 | 0.00015031 | 0.00012082 | 0.00013054 | 0.00011525 | 0.00010224 | 0.00017294 | 0.00010977 | 0 | 0.00018589
93 | 4 | 1 | 0.00011416 | 0.00012128 | 0.00011212 | 6.278e-05 | 7.453e-05 | 0.00012972 | 0.00013498 | 0.00017167 | 0.00014131 | 0.00013519 | 0.00011321 | 8.483e-05 | 8.593e-05 | 8.792e-05 | 0.00016462 | 0.00011316 | 0 | 0.00018589
94 | 4 | 1 | 0.00011415 | 0.00011397 | 0.00012881 | 6.241e-05 | 7.272e-05 | 0.00012235 | 0.00012698 | 0.00017379 | 9.816e-05 | 0.00011358 | 0.0001055 | 8.765e-05 | 8.732e-05 | 8.796e-05 | 0.00016858 | 0.0001233 | 0 | 0.00018589
95 | 4 | 1 | 0.00011416 | 0.00011104 | 0.00012095 | 5.973e-05 | 7.698e-05 | 0.00012259 | 0.00011764 | 0.00017378 | 9.093e-05 | 9.882e-05 | 9.963e-05 | 7.892e-05 | 7.278e-05 | 6.749e-05 | 0.00018467 | 0.00013116 | 0 | 0.00018589
96 | 4 | 1 | 0.00011415 | 0.00012073 | 0.00012304 | 5.529e-05 | 6.947e-05 | 0.00012165 | 0.0001094 | 0.0001759 | 8.156e-05 | 8.619e-05 | 9.053e-05 | 6.352e-05 | 6.13e-05 | 5.946e-05 | 0.00019975 | 0.00013918 | 0 | 0.00018589
97 | 5 | 1 | 0.00011416 | 0.00011812 | 0.00012643 | 5.994e-05 | 6.933e-05 | 0.00011242 | 0.00010164 | 0.00017803 | 6.747e-05 | 7.435e-05 | 8.129e-05 | 5.452e-05 | 5.394e-05 | 5.351e-05 | 0.00020104 | 0.00012972 | 0 | 0.00018623
98 | 5 | 1 | 0.00011415 | 0.00011661 | 0.00013378 | 5.384e-05 | 7.5e-05 | 0.0001061 | 9.721e-05 | 0.00018226 | 5.775e-05 | 6.419e-05 | 7.221e-05 | 1.833e-05 | 3.788e-05 | 5.637e-05 | 0.00020229 | 0.00012269 | 0 | 0.00018623
99 | 5 | 1 | 0.00011416 | 0.00011831 | 0.00012381 | 6.067e-05 | 6.323e-05 | 0.00010251 | 9.505e-05 | 0.00018863 | 2.723e-05 | 5.238e-05 | 6.57e-05 | 1.272e-05 | 3.784e-05 | 6.169e-05 | 0.0002057 | 0.00014634 | 0 | 0.00018623
100 | 5 | 1 | 0.00011415 | 0.00011686 | 0.0001295 | 5.863e-05 | 6.714e-05 | 0.00010089 | 9.426e-05 | 0.00021829 | 1.667e-05 | 4.433e-05 | 6.213e-05 | 1.269e-05 | 4.719e-05 | 8.026e-05 | 0.00020731 | 0.00016742 | 0 | 0.00018623
101 | 5 | 1 | 0.00011416 | 0.00011721 | 0.00012386 | 5.867e-05 | 6.637e-05 | 0.00010276 | 9.508e-05 | 0.00023525 | 1.381e-05 | 4.356e-05 | 6.459e-05 | 1.816e-05 | 5.629e-05 | 9.308e-05 | 0.00020674 | 0.00016779 | 0 | 0.00018623
102 | 5 | 1 | 0.00011415 | 0.00011191 | 0.00013452 | 0.00011502 | 0.00013348 | 0.00010815 | 9.867e-05 | 0.00023736 | 1.707e-05 | 4.829e-05 | 7.097e-05 | 4.606e-05 | 7.671e-05 | 0.00010682 | 0.00020301 | 0.00016444 | 0 | 0.00018623
103 | 5 | 1 | 0.00011416 | 0.00011753 | 0.00013252 | 0.0001115 | 0.00013157 | 0.0001219 | 0.00011023 | 0.00025008 | 3.954e-05 | 5.986e-05 | 8.06e-05 | 0.00012325 | 0.00011638 | 0.00011149 | 0.0001946 | 0.00015766 | 0 | 0.00018623
104 | 5 | 1 | 0.00011415 | 0.00011601 | 0.00013342 | 0.00015629 | 0.00019001 | 0.00013378 | 0.0001288 | 0.0002416 | 0.00010421 | 8.32e-05 | 9.047e-05 | 0.00022186 | 0.00017665 | 0.00013647 | 0.00018497 | 0.00015039 | 0 | 0.00018623
105 | 5 | 1 | 0.00011416 | 0.00011579 | 0.00011489 | 0.00016482 | 0.0001927 | 0.00014006 | 0.00014152 | 0.00022041 | 0.0001942 | 0.00012287 | 0.00010418 | 0.00021226 | 0.00019172 | 0.00017558 | 0.00017902 | 0.00013993 | 0 | 0.00018623
106 | 5 | 1 | 0.00011415 | 0.00011469 | 0.0001291 | 0.00016513 | 0.00018957 | 0.00013999 | 0.00014501 | 0.00020769 | 0.00020592 | 0.00015773 | 0.00012396 | 0.00016993 | 0.00017506 | 0.0001831 | 0.00018156 | 0.00012688 | 3.28e-05 | 0.00018623
107 | 5 | 1 | 0.00011416 | 0.00011388 | 0.00012757 | 0.00016611 | 0.00019411 | 0.00014071 | 0.00014579 | 0.00019709 | 0.00017794 | 0.00017203 | 0.00014235 | 0.00016759 | 0.0001713 | 0.00017793 | 0.00018611 | 0.00011879 | 2.3366e-05 | 0.00018623
108 | 5 | 1 | 0.00011415 | 0.00011926 | 0.00012582 | 0.00015718 | 0.00019973 | 0.00014242 | 0.00014628 | 0.00019286 | 0.00017126 | 0.00017426 | 0.00015617 | 0.00017223 | 0.00017183 | 0.00017451 | 0.00016689 | 0.00011979 | 4.3295e-05 | 0.00018623
109 | 5 | 1 | 0.00011416 | 0.00012014 | 0.00011653 | 0.00016614 | 0.00019578 | 0.00014005 | 0.00014499 | 0.00018862 | 0.00017222 | 0.00017345 | 0.00016584 | 0.00016254 | 0.00016309 | 0.00016647 | 0.0001276 | 0.00012171 | 4.6358e-05 | 0.00018623
110 | 5 | 1 | 0.00011415 | 0.00011945 | 0.00013191 | 0.00016259 | 0.00018953 | 0.00013983 | 0.00014548 | 0.00018438 | 0.00016439 | 0.00016949 | 0.00017004 | 0.0001814 | 0.00016985 | 0.00016178 | 0.00010533 | 0.00012895 | 3.9155e-05 | 0.00018623
111 | 5 | 1 | 0.00011416 | 0.00011335 | 0.0001169 | 0.00015964 | 0.00019073 | 0.00013949 | 0.00014479 | 0.00018438 | 0.00017783 | 0.00016849 | 0.00016989 | 0.00018668 | 0.00016819 | 0.00015341 | 9.4563e-05 | 0.00014653 | 1.8029e-05 | 0.00018623
112 | 5 | 1 | 0.00011415 | 0.00011765 | 0.0001197 | 0.0001594 | 0.00019233 | 0.00013954 | 0.00014486 | 0.00018438 | 0.00018439 | 0.00016822 | 0.00016624 | 0.00019912 | 0.00015206 | 0.00010948 | 8.838e-05 | 0.00015006 | 4.1573e-07 | 0.00018623
113 | 5 | 1 | 0.00011416 | 0.00011005 | 0.00013602 | 0.00015887 | 0.00020009 | 0.0001407 | 0.00014731 | 0.00018015 | 0.00019564 | 0.00016243 | 0.00015254 | 0.0002168 | 0.00015951 | 0.00010729 | 0.00010009 | 0.00013141 | 0 | 0.00018623
114 | 5 | 1 | 0.00011415 | 0.00011533 | 0.00012111 | 0.00016608 | 0.00018866 | 0.00014788 | 0.00015271 | 0.00017166 | 0.00021193 | 0.00015976 | 0.00013924 | 0.00020896 | 0.00016128 | 0.00011833 | 0.00012422 | 0.00011055 | 0 | 0.00018623
115 | 5 | 1 | 0.00011416 | 0.00011799 | 0.00013151 | 0.00010914 | 0.00013256 | 0.00014758 | 0.00014638 | 0.00016743 | 0.0002092 | 0.00015977 | 0.00013033 | 0.00016612 | 0.00013488 | 0.00010706 | 0.00013973 | 0.00010054 | 0 | 0.00018623
116 | 5 | 1 | 0.00011415 | 0.00011348 | 0.00012205 | 0.00010881 | 0.00012812 | 0.00014119 | 0.00014161 | 0.00016107 | 0.00017574 | 0.000151 | 0.00012116 | 0.00012866 | 0.00011359 | 0.00010077 | 0.00013912 | 8.2923e-05 | 0 | 0.00018623
117 | 5 | 1 | 0.00011416 | 0.00011593 | 0.00013578 | 5.521e-05 | 6.339e-05 | 0.00013299 | 0.00013446 | 0.00015895 | 0.00014005 | 0.00013505 | 0.00011316 | 8.518e-05 | 8.629e-05 | 8.828e-05 | 0.00013917 | 6.4904e-05 | 0 | 0.00018623
118 | 5 | 1 | 0.00011415 | 0.00011135 | 0.00011486 | 5.991e-05 | 7.461e-05 | 0.00012521 | 0.00012685 | 0.00015683 | 9.823e-05 | 0.00011338 | 0.00010552 | 8.763e-05 | 8.729e-05 | 8.794e-05 | 0.00013562 | 5.5346e-05 | 0 | 0.00018623
119 | 5 | 1 | 0.00011416 | 0.00010995 | 0.00011371 | 5.329e-05 | 7.592e-05 | 0.000125 | 0.00011776 | 0.00016743 | 9.088e-05 | 9.871e-05 | 9.962e-05 | 7.785e-05 | 7.18e-05 | 6.657e-05 | 0.00013459 | 5.509e-05 | 0 | 0.00018623
120 | 5 | 1 | 0.00011415 | 0.00011385 | 0.00013436 | 5.448e-05 | 6.353e-05 | 0.00012394 | 0.00011003 | 0.00016319 | 8.07e-05 | 8.579e-05 | 9.027e-05 | 6.267e-05 | 6.047e-05 | 5.866e-05 | 0.00011687 | 5.6545e-05 | 0 | 0.00018623
121 | 6 | 1 | 0.00011416 | 0.00010653 | 9.532e-05 | 6.012e-05 | 4.466e-05 | 0.00011627 | 0.00010278 | 0.00013988 | 6.664e-05 | 7.371e-05 | 8.086e-05 | 6.853e-05 | 6.102e-05 | 5.381e-05 | 0.00010482 | 6.0363e-05 | 0 | 0.00018406
122 | 6 | 1 | 0.00011415 | 0.00011324 | 0.00010596 | 6.105e-05 | 4.041e-05 | 0.00010929 | 9.821e-05 | 0.00014411 | 6.85e-05 | 6.627e-05 | 7.191e-05 | 3.454e-05 | 4.566e-05 | 5.596e-05 | 0.00010352 | 6.638e-05 | 0 | 0.00018406
123 | 6 | 1 | 0.00011416 | 0.00010392 | 0.00011504 | 5.937e-05 | 3.99e-05 | 0.00010546 | 9.563e-05 | 0.00015048 | 4.191e-05 | 5.729e-05 | 6.535e-05 | 2.119e-05 | 4.185e-05 | 6.121e-05 | 0.00010487 | 7.8777e-05 | 0 | 0.00018406
124 | 6 | 1 | 0.00011415 | 0.00011167 | 0.0001052 | 6.2e-05 | 4.504e-05 | 0.00010353 | 9.512e-05 | 0.00016107 | 2.639e-05 | 4.959e-05 | 6.175e-05 | 2.095e-05 | 5.176e-05 | 8.108e-05 | 9.1932e-05 | 9.2175e-05 | 0 | 0.00018406
125 | 6 | 1 | 0.00011416 | 0.00011458 | 9.464e-05 | 5.802e-05 | 4.596e-05 | 0.00010392 | 9.567e-05 | 0.00016743 | 2.262e-05 | 4.853e-05 | 6.449e-05 | 2.266e-05 | 5.883e-05 | 9.349e-05 | 8.5467e-05 | 0.00010758 | 0 | 0.00018406
126 | 6 | 1 | 0.00011415 | 0.00010602 | 0.00011487 | 0.00010852 | 8.058e-05 | 0.00010822 | 9.959e-05 | 0.00017802 | 2.257e-05 | 5.23e-05 | 7.103e-05 | 2.933e-05 | 6.93e-05 | 0.00010784 | 9.3074e-05 | 0.00013145 | 0 | 0.00018406
127 | 6 | 1 | 0.00011416 | 0.00011431 | 0.00010606 | 0.00010597 | 8.288e-05 | 0.00012006 | 0.00011114 | 0.0001865 | 2.775e-05 | 5.952e-05 | 8.093e-05 | 4.563e-05 | 7.92e-05 | 0.00011187 | 0.00010999 | 0.00015312 | 0 | 0.00018406
128 | 6 | 1 | 0.00011415 | 0.00010648 | 0.00010621 | 0.00016507 | 0.00011797 | 0.0001318 | 0.00012989 | 0.00019286 | 4.154e-05 | 6.841e-05 | 9.09e-05 | 6.876e-05 | 0.00010339 | 0.00013768 | 0.00011416 | 0.00016058 | 0 | 0.00018406
129 | 6 | 1 | 0.00011416 | 0.00011127 | 0.00010103 | 0.00016629 | 0.00012177 | 0.0001385 | 0.00014244 | 0.00017802 | 6.24e-05 | 8.32e-05 | 0.00010485 | 0.00010116 | 0.00013951 | 0.00017825 | 0.0001214 | 0.00016472 | 0 | 0.00018406
130 | 6 | 1 | 0.00011415 | 0.00010959 | 0.00011535 | 0.00015619 | 0.00011855 | 0.00014038 | 0.00014635 | 0.00017167 | 9.209e-05 | 0.00010722 | 0.00012512 | 0.00013049 | 0.00015625 | 0.00018333 | 0.00012819 | 0.00016524 | 0.00017982 | 0.00018406
131 | 6 | 1 | 0.00011416 | 0.00011384 | 0.00010859 | 0.00016489 | 0.00011928 | 0.00014059 | 0.00014741 | 0.00015471 | 0.0001213 | 0.00013094 | 0.00014342 | 0.00013894 | 0.00015899 | 0.00018066 | 0.00012945 | 0.00016716 | 0.00031522 | 0.00018406
132 | 6 | 1 | 0.00011415 | 0.00011404 | 0.00011383 | 0.00016237 | 0.00012199 | 0.00014158 | 0.00014766 | 0.00014624 | 0.00013438 | 0.00014664 | 0.00015765 | 0.00014061 | 0.00015725 | 0.0001756 | 0.00010795 | 0.00016434 | 0.0003158 | 0.00018406
133 | 6 | 1 | 0.00011416 | 0.00010585 | 0.00011239 | 0.0001667 | 0.00011696 | 0.00013893 | 0.00014684 | 0.00013564 | 0.00013907 | 0.00015382 | 0.00016733 | 0.00013174 | 0.00014929 | 0.00016831 | 8.3042e-05 | 0.00016546 | 0.00028676 | 0.00018406
134 | 6 | 1 | 0.00011415 | 0.00010527 | 0.00010405 | 0.0001575 | 0.000116 | 0.0001389 | 0.00014744 | 0.00014835 | 0.00013341 | 0.00015356 | 0.00017165 | 0.00011353 | 0.00013691 | 0.00016123 | 6.5617e-05 | 0.00016679 | 0.00024697 | 0.00018406
135 | 6 | 1 | 0.00011416 | 0.00011423 | 0.00011081 | 0.00015677 | 0.00011896 | 0.00013699 | 0.00014715 | 0.0001526 | 0.00011813 | 0.00014723 | 0.00017103 | 0.00012741 | 0.0001388 | 0.00015168 | 6.7855e-05 | 0.00016774 | 0.00012744 | 0.00018406
136 | 6 | 1 | 0.00011415 | 0.00011332 | 9.802e-05 | 0.00015816 | 0.00011937 | 0.00013712 | 0.0001464 | 0.00017167 | 0.00012581 | 0.00014242 | 0.00016671 | 0.0001352 | 0.00012146 | 0.0001098 | 8.0997e-05 | 0.00017104 | 2.7319e-06 | 0.00018406
137 | 6 | 1 | 0.00011416 | 0.00010689 | 0.00010602 | 0.0001576 | 0.00011953 | 0.00013679 | 0.00014875 | 0.00016319 | 0.00013288 | 0.00013379 | 0.00015276 | 0.00014108 | 0.00012286 | 0.00010692 | 0.00010363 | 0.00017756 | 0 | 0.00018406
138 | 6 | 1 | 0.00011415 | 0.00011478 | 0.0001091 | 0.00016612 | 0.0001221 | 0.00014374 | 0.00015476 | 0.00015683 | 0.00013896 | 0.00012769 | 0.00013918 | 0.00014171 | 0.00012846 | 0.00011745 | 0.00012964 | 0.00018466 | 0 | 0.00018406
139 | 6 | 1 | 0.00011416 | 0.00010894 | 0.00010065 | 0.00011197 | 7.596e-05 | 0.00014405 | 0.00014768 | 0.00014411 | 0.000141 | 0.00012657 | 0.00012994 | 0.00014384 | 0.00012472 | 0.00010795 | 0.00015444 | 0.00018758 | 0 | 0.00018406
140 | 6 | 1 | 0.00011415 | 0.0001053 | 0.00011593 | 0.00011016 | 8.133e-05 | 0.00013902 | 0.00014246 | 0.00013988 | 0.00014321 | 0.00012588 | 0.00012098 | 0.00014612 | 0.00012311 | 0.00010257 | 0.00017643 | 0.00018798 | 0 | 0.00018406
141 | 6 | 1 | 0.00011416 | 0.00011426 | 0.00011405 | 6.062e-05 | 4.234e-05 | 0.00013079 | 0.00013564 | 0.00013776 | 0.00014545 | 0.00012474 | 0.00011345 | 8.553e-05 | 8.696e-05 | 8.897e-05 | 0.00019255 | 0.0001874 | 0 | 0.00018406
142 | 6 | 1 | 0.00011415 | 0.00010886 | 9.614e-05 | 6.287e-05 | 3.844e-05 | 0.00012453 | 0.00012736 | 0.00013564 | 9.866e-05 | 0.0001108 | 0.000106 | 8.715e-05 | 8.713e-05 | 8.777e-05 | 0.000198 | 0.00018823 | 0 | 0.00018406
143 | 6 | 1 | 0.00011416 | 0.0001081 | 0.00010104 | 5.464e-05 | 3.919e-05 | 0.00012562 | 0.00011817 | 0.00012504 | 9.099e-05 | 9.851e-05 | 0.00010007 | 8.513e-05 | 7.574e-05 | 6.709e-05 | 0.00019615 | 0.00018728 | 0 | 0.00018406
144 | 6 | 1 | 0.00011415 | 0.00011409 | 0.00011103 | 5.208e-05 | 4.415e-05 | 0.00012363 | 0.00011045 | 0.00011869 | 8.668e-05 | 8.741e-05 | 9.081e-05 | 7.988e-05 | 6.927e-05 | 5.929e-05 | 0.00018527 | 0.000178 | 0 | 0.00018406
145 | 7 | 1 | 0.00011416 | 0.00010757 | 0.00011963 | 6.187e-05 | 1.411e-05 | 0.00011579 | 0.00010314 | 0.00011232 | 8.114e-05 | 7.838e-05 | 8.142e-05 | 6.873e-05 | 6.12e-05 | 5.397e-05 | 0.00018895 | 0.00016295 | 0 | 0.00018233
146 | 7 | 1 | 0.00011415 | 0.00010661 | 0.00011183 | 5.475e-05 | 1.312e-05 | 0.00010974 | 9.89e-05 | 0.00010809 | 7.159e-05 | 7.009e-05 | 7.236e-05 | 3.464e-05 | 4.579e-05 | 5.612e-05 | 0.00017693 | 0.00014446 | 0 | 0.00018233
147 | 7 | 1 | 0.00011416 | 0.00010877 | 0.00012284 | 5.567e-05 | 1.459e-05 | 0.0001052 | 9.62e-05 | 0.00011233 | 4.303e-05 | 5.938e-05 | 6.571e-05 | 2.13e-05 | 4.206e-05 | 6.153e-05 | 0.0001758 | 0.00013702 | 0 | 0.00018233
148 | 7 | 1 | 0.00011415 | 0.00010712 | 0.00011016 | 5.379e-05 | 1.355e-05 | 0.00010331 | 9.515e-05 | 0.00010597 | 2.684e-05 | 5.056e-05 | 6.207e-05 | 2.095e-05 | 5.176e-05 | 8.109e-05 | 0.00017363 | 0.00012315 | 0 | 0.00018233
149 | 7 | 1 | 0.00011416 | 0.0001078 | 0.00010713 | 6.268e-05 | 1.428e-05 | 0.00010328 | 9.555e-05 | 0.00010385 | 2.264e-05 | 4.895e-05 | 6.472e-05 | 2.273e-05 | 5.901e-05 | 9.378e-05 | 0.00016343 | 0.00010936 | 0 | 0.00018233
150 | 7 | 1 | 0.00011415 | 0.00011196 | 0.00010261 | 0.0001045 | 2.67e-05 | 0.00010767 | 9.933e-05 | 9.961e-05 | 2.263e-05 | 5.251e-05 | 7.125e-05 | 2.91e-05 | 6.875e-05 | 0.000107 | 0.00014451 | 0.00010628 | 0 | 0.00018233
151 | 7 | 1 | 0.00011416 | 0.00011022 | 0.00011046 | 0.00011149 | 2.621e-05 | 0.0001202 | 0.00011091 | 9.75e-05 | 2.758e-05 | 5.941e-05 | 8.091e-05 | 4.545e-05 | 7.888e-05 | 0.00011143 | 0.00014787 | 0.00012074 | 0 | 0.00018233
152 | 7 | 1 | 0.00011415 | 0.00011329 | 0.00011054 | 0.00016566 | 3.987e-05 | 0.00013214 | 0.00012938 | 9.537e-05 | 4.137e-05 | 6.816e-05 | 9.074e-05 | 6.78e-05 | 0.00010195 | 0.00013575 | 0.00015923 | 0.00012364 | 0 | 0.00018233
153 | 7 | 1 | 0.00011416 | 0.00011305 | 0.00012301 | 0.00016744 | 3.889e-05 | 0.00013811 | 0.000142 | 9.537e-05 | 6.161e-05 | 8.249e-05 | 0.00010424 | 0.00010031 | 0.00013834 | 0.00017675 | 0.00016434 | 0.00013593 | 0 | 0.00018233
154 | 7 | 1 | 0.00011415 | 0.00010745 | 0.00010762 | 0.00016231 | 3.901e-05 | 0.00013803 | 0.00014498 | 8.266e-05 | 9.127e-05 | 0.00010622 | 0.00012421 | 0.0001292 | 0.00015471 | 0.00018153 | 0.00018279 | 0.00015906 | 0.00027768 | 0.00018233
155 | 7 | 1 | 0.00011416 | 0.00010446 | 0.00011827 | 0.00015693 | 3.781e-05 | 0.00013886 | 0.00014643 | 7.418e-05 | 0.00012012 | 0.00012968 | 0.00014219 | 0.00013823 | 0.00015818 | 0.00017974 | 0.00019729 | 0.00017539 | 0.00041249 | 0.00018233
156 | 7 | 1 | 0.00011415 | 0.00011013 | 0.00010444 | 0.0001609 | 3.938e-05 | 0.0001425 | 0.00014761 | 6.782e-05 | 0.00013357 | 0.0001455 | 0.00015638 | 0.00013985 | 0.00015641 | 0.00017466 | 0.00020444 | 0.00018477 | 0.00050844 | 0.00018233
157 | 7 | 1 | 0.00011416 | 0.00011308 | 0.00010979 | 0.00016003 | 3.788e-05 | 0.0001397 | 0.00014716 | 6.358e-05 | 0.00013829 | 0.00015282 | 0.00016606 | 0.00013071 | 0.00014812 | 0.00016699 | 0.00020602 | 0.00018898 | 0.00016114 | 0.00018233
158 | 7 | 1 | 0.00011415 | 0.00011374 | 0.00010473 | 0.00016105 | 3.997e-05 | 0.00013953 | 0.00014795 | 5.511e-05 | 0.00013243 | 0.00015254 | 0.00017038 | 0.00011331 | 0.00013664 | 0.00016091 | 0.00020097 | 0.00019014 | 0.00040666 | 0.00018233
159 | 7 | 1 | 0.00011416 | 0.00010715 | 0.0001083 | 0.00016097 | 3.875e-05 | 0.00013779 | 0.00014807 | 6.146e-05 | 0.00011775 | 0.00014647 | 0.00016999 | 0.00012729 | 0.00013867 | 0.00015154 | 0.00019432 | 0.00019026 | 8.6014e-05 | 0.00018233
160 | 7 | 1 | 0.00011415 | 0.00010435 | 0.00011644 | 0.000166 | 3.995e-05 | 0.00013664 | 0.00014846 | 6.147e-05 | 0.00012562 | 0.00014196 | 0.00016592 | 0.0001364 | 0.00012254 | 0.00011077 | 0.00019443 | 0.00019029 | 1.4228e-05 | 0.00018233
161 | 7 | 1 | 0.00011416 | 0.00010734 | 0.00010534 | 0.0001654 | 3.852e-05 | 0.00013793 | 0.0001514 | 5.935e-05 | 0.00013377 | 0.00013396 | 0.00015244 | 0.00014071 | 0.00012254 | 0.00010665 | 0.00020323 | 0.00019029 | 0 | 0.00018233
162 | 7 | 1 | 0.00011415 | 0.00010425 | 0.00011046 | 0.00016069 | 3.872e-05 | 0.00014549 | 0.00015607 | 6.571e-05 | 0.00013885 | 0.00012784 | 0.00013899 | 0.00014155 | 0.00012832 | 0.00011731 | 0.00021005 | 0.00019029 | 0 | 0.00018233
163 | 7 | 1 | 0.00011416 | 0.00010539 | 0.00011697 | 0.00010482 | 2.648e-05 | 0.0001454 | 0.00014972 | 7.206e-05 | 0.00014088 | 0.00012659 | 0.00012986 | 0.00014369 | 0.00012459 | 0.00010784 | 0.00021151 | 0.00019029 | 0 | 0.00018233
164 | 7 | 1 | 0.00011415 | 0.00010863 | 0.00010347 | 0.00011159 | 2.63e-05 | 0.0001389 | 0.00014489 | 6.994e-05 | 0.00014308 | 0.00012581 | 0.00012094 | 0.00014535 | 0.00012246 | 0.00010203 | 0.00021196 | 0.00019029 | 0 | 0.00018233
165 | 7 | 1 | 0.00011416 | 0.00010631 | 0.00011896 | 6.257e-05 | 1.483e-05 | 0.00013108 | 0.00013745 | 7.206e-05 | 0.00014482 | 0.00012445 | 0.00011333 | 8.429e-05 | 8.57e-05 | 8.769e-05 | 0.00021215 | 0.00019029 | 0 | 0.00018233
166 | 7 | 1 | 0.00011415 | 0.00011217 | 0.00011114 | 6.146e-05 | 1.366e-05 | 0.00012332 | 0.00012882 | 6.994e-05 | 9.757e-05 | 0.0001101 | 0.00010558 | 8.72e-05 | 8.717e-05 | 8.782e-05 | 0.00021226 | 0.00019029 | 0 | 0.00018233
167 | 7 | 1 | 0.00011416 | 0.00010554 | 0.00011484 | 5.727e-05 | 1.407e-05 | 0.00012507 | 0.00011952 | 6.994e-05 | 9.08e-05 | 9.797e-05 | 9.969e-05 | 8.486e-05 | 7.549e-05 | 6.688e-05 | 0.00021239 | 0.00019028 | 0 | 0.00018233
168 | 7 | 1 | 0.00011415 | 0.00010347 | 0.00011379 | 5.289e-05 | 1.443e-05 | 0.00012524 | 0.00011184 | 7.206e-05 | 8.639e-05 | 8.705e-05 | 9.043e-05 | 7.894e-05 | 6.845e-05 | 5.859e-05 | 0.0002124 | 0.00019029 | 0 | 0.00018233
169 | 8 | 1 | 0.00011416 | 0.0001109 | 8.888e-05 | 5.396e-05 | 6.916e-05 | 0.00011765 | 0.00010462 | 7.206e-05 | 8.035e-05 | 7.789e-05 | 8.095e-05 | 5.412e-05 | 5.354e-05 | 5.312e-05 | 0.00021243 | 0.00019029 | 0 | 0.0001838
170 | 8 | 1 | 0.00011415 | 0.00011067 | 9.692e-05 | 5.734e-05 | 6.862e-05 | 0.00011162 | 9.968e-05 | 7.63e-05 | 6.004e-05 | 6.698e-05 | 7.18e-05 | 1.812e-05 | 3.745e-05 | 5.574e-05 | 0.00021244 | 0.00019029 | 0 | 0.0001838
171 | 8 | 1 | 0.00011416 | 0.00011023 | 8.938e-05 | 5.93e-05 | 7.362e-05 | 0.00010784 | 9.684e-05 | 8.265e-05 | 2.79e-05 | 5.367e-05 | 6.519e-05 | 1.263e-05 | 3.758e-05 | 6.126e-05 | 0.00021245 | 0.00019029 | 0 | 0.0001838
172 | 8 | 1 | 0.00011415 | 0.00011377 | 0.00011029 | 6.244e-05 | 6.505e-05 | 0.00010611 | 9.586e-05 | 9.325e-05 | 1.686e-05 | 4.468e-05 | 6.16e-05 | 1.26e-05 | 4.686e-05 | 7.969e-05 | 0.00021245 | 0.00019029 | 0 | 0.0001838
173 | 8 | 1 | 0.00011416 | 0.00010651 | 0.00010308 | 5.272e-05 | 7.276e-05 | 0.00010589 | 9.641e-05 | 0.00010385 | 1.371e-05 | 4.348e-05 | 6.404e-05 | 1.815e-05 | 5.626e-05 | 9.303e-05 | 0.00021245 | 0.00019029 | 0 | 0.0001838
174 | 8 | 1 | 0.00011415 | 0.00010937 | 9.207e-05 | 0.00011459 | 0.00013512 | 0.00011176 | 0.00010041 | 0.00010173 | 1.704e-05 | 4.814e-05 | 7.053e-05 | 4.62e-05 | 7.693e-05 | 0.00010713 | 0.00021245 | 0.00019029 | 0 | 0.0001838
175 | 8 | 1 | 0.00011416 | 0.00010556 | 0.00010528 | 0.00010758 | 0.00013801 | 0.00012643 | 0.00011311 | 0.00010173 | 3.964e-05 | 5.983e-05 | 8.035e-05 | 0.0001238 | 0.0001169 | 0.00011198 | 0.00021245 | 0.00019029 | 0 | 0.0001838
176 | 8 | 1 | 0.00011415 | 0.00011129 | 0.00010594 | 0.00016592 | 0.00019535 | 0.00013801 | 0.0001314 | 0.00010809 | 0.00010465 | 8.341e-05 | 9.043e-05 | 0.0002216 | 0.00017645 | 0.00013631 | 0.00021245 | 0.00019029 | 0 | 0.0001838
177 | 8 | 1 | 0.00011416 | 0.00010798 | 9.802e-05 | 0.00015742 | 0.00019019 | 0.00014407 | 0.0001432 | 9.326e-05 | 0.00019409 | 0.000123 | 0.00010418 | 0.00021296 | 0.00019236 | 0.00017617 | 0.00021245 | 0.00019008 | 0 | 0.0001838
178 | 8 | 1 | 0.00011415 | 0.00010715 | 9.243e-05 | 0.00015755 | 0.00019169 | 0.00014355 | 0.00014571 | 8.69e-05 | 0.00020646 | 0.000158 | 0.00012414 | 0.00016848 | 0.00017356 | 0.00018154 | 0.00021244 | 0.00018959 | 1.5628e-05 | 0.0001838
179 | 8 | 1 | 0.00011416 | 0.00011489 | 0.00010437 | 0.00015659 | 0.00019633 | 0.00014055 | 0.00014487 | 8.053e-05 | 0.00017691 | 0.00017171 | 0.00014219 | 0.00016843 | 0.00017216 | 0.00017881 | 0.00021243 | 0.000188 | 2.8584e-05 | 0.0001838
180 | 8 | 1 | 0.00011415 | 0.00011129 | 9.865e-05 | 0.00016092 | 0.000194 | 0.00013924 | 0.00014325 | 8.054e-05 | 0.00017173 | 0.00017419 | 0.0001562 | 0.00017205 | 0.00017165 | 0.00017432 | 0.00020968 | 0.00017878 | 0.00015976 | 0.0001838
181 | 8 | 1 | 0.00011416 | 0.00011489 | 0.00010429 | 0.00016304 | 0.00019577 | 0.00013569 | 0.00013998 | 9.749e-05 | 0.00017214 | 0.00017343 | 0.0001658 | 0.0001627 | 0.00016325 | 0.00016663 | 0.00020158 | 0.00016619 | 3.23e-05 | 0.0001838
182 | 8 | 1 | 0.00011415 | 0.00010695 | 9.671e-05 | 0.00015774 | 0.00019024 | 0.00013393 | 0.00013966 | 0.00010809 | 0.0001645 | 0.00016954 | 0.00017004 | 0.0001793 | 0.00016789 | 0.0001599 | 0.0001921 | 0.00016673 | 6.3395e-05 | 0.0001838
183 | 8 | 1 | 0.00011416 | 0.00010959 | 0.000105 | 0.00016252 | 0.00019843 | 0.00013113 | 0.00013937 | 0.00013988 | 0.00017623 | 0.00016783 | 0.00016947 | 0.00018517 | 0.00016683 | 0.00015217 | 0.00016479 | 0.00017219 | 2.0481e-05 | 0.0001838
184 | 8 | 1 | 0.00011415 | 0.00010685 | 9.26e-05 | 0.00015952 | 0.00020068 | 0.00013092 | 0.00013875 | 0.00014623 | 0.00018291 | 0.00016711 | 0.00016561 | 0.00019835 | 0.00015147 | 0.00010905 | 0.00017248 | 0.00017931 | 0 | 0.0001838
185 | 8 | 1 | 0.00011416 | 0.00010479 | 9.384e-05 | 0.00016297 | 0.00019662 | 0.0001329 | 0.00014113 | 0.00014835 | 0.00019471 | 0.00016141 | 0.00015184 | 0.00021539 | 0.00015847 | 0.00010659 | 0.00019511 | 0.00018572 | 0 | 0.0001838
186 | 8 | 1 | 0.00011415 | 0.00011235 | 9.694e-05 | 0.00016017 | 0.00019051 | 0.00014184 | 0.0001501 | 0.00015471 | 0.0002106 | 0.00015878 | 0.00013848 | 0.00020766 | 0.00016028 | 0.00011759 | 0.00019993 | 0.00018869 | 0 | 0.0001838
187 | 8 | 1 | 0.00011416 | 0.00010735 | 0.00010962 | 0.00010775 | 0.00013027 | 0.00014434 | 0.0001459 | 0.00016107 | 0.00020791 | 0.00015879 | 0.00012953 | 0.0001654 | 0.0001343 | 0.00010659 | 0.00020851 | 0.00018894 | 0 | 0.0001838
188 | 8 | 1 | 0.00011415 | 0.00011152 | 9.484e-05 | 0.00011015 | 0.00013373 | 0.00013777 | 0.00014037 | 0.00017379 | 0.0001749 | 0.00015015 | 0.00012044 | 0.00013102 | 0.00011568 | 0.00010262 | 0.00020956 | 0.00019027 | 0 | 0.0001838
189 | 8 | 1 | 0.00011416 | 0.00010829 | 9.09e-05 | 6.23e-05 | 6.883e-05 | 0.00012975 | 0.00013334 | 0.00018226 | 0.00014169 | 0.0001353 | 0.00011304 | 8.556e-05 | 8.667e-05 | 8.867e-05 | 0.00021222 | 0.00019027 | 0 | 0.0001838
190 | 8 | 1 | 0.00011415 | 0.00010875 | 0.0001028 | 6.314e-05 | 6.242e-05 | 0.00012355 | 0.00012481 | 0.00019498 | 9.881e-05 | 0.00011398 | 0.00010562 | 8.752e-05 | 8.718e-05 | 8.783e-05 | 0.00021241 | 0.00019028 | 0 | 0.0001838
191 | 8 | 1 | 0.00011416 | 0.00011082 | 9.212e-05 | 6.125e-05 | 6.53e-05 | 0.0001262 | 0.00011687 | 0.00019074 | 9.096e-05 | 9.91e-05 | 9.98e-05 | 7.749e-05 | 7.147e-05 | 6.627e-05 | 0.00021237 | 0.00019023 | 0 | 0.0001838
192 | 8 | 1 | 0.00011415 | 0.00011198 | 9.547e-05 | 5.505e-05 | 6.955e-05 | 0.00012635 | 0.00011107 | 0.00020345 | 8.047e-05 | 8.585e-05 | 9.042e-05 | 6.283e-05 | 6.062e-05 | 5.881e-05 | 0.00021227 | 0.00019028 | 0 | 0.0001838
193 | 9 | 1 | 0.00011416 | 0.00011697 | 9.978e-05 | 6.355e-05 | 6.958e-05 | 0.00011784 | 0.00010499 | 0.00020345 | 6.671e-05 | 7.372e-05 | 8.103e-05 | 5.401e-05 | 5.344e-05 | 5.302e-05 | 0.00021207 | 0.00019025 | 0 | 0.00018597
194 | 9 | 1 | 0.00011415 | 0.0001196 | 9.058e-05 | 5.862e-05 | 6.861e-05 | 0.00011062 | 9.92e-05 | 0.00020346 | 5.718e-05 | 6.355e-05 | 7.183e-05 | 1.834e-05 | 3.791e-05 | 5.642e-05 | 0.00021232 | 0.00019029 | 0 | 0.00018597
195 | 9 | 1 | 0.00011416 | 0.00012338 | 0.00010441 | 6.242e-05 | 7.586e-05 | 0.00010552 | 9.568e-05 | 0.00019709 | 2.71e-05 | 5.2e-05 | 6.533e-05 | 1.267e-05 | 3.769e-05 | 6.144e-05 | 0.00021245 | 0.00019029 | 0 | 0.00018597
196 | 9 | 1 | 0.00011415 | 0.00011938 | 0.00010258 | 6.217e-05 | 6.961e-05 | 0.00010224 | 9.386e-05 | 0.0001971 | 1.659e-05 | 4.41e-05 | 6.175e-05 | 1.267e-05 | 4.713e-05 | 8.016e-05 | 0.00021245 | 0.00019029 | 0 | 0.00018597
197 | 9 | 1 | 0.00011416 | 0.00011814 | 8.62e-05 | 5.895e-05 | 7.371e-05 | 0.00010071 | 9.332e-05 | 0.00019498 | 1.378e-05 | 4.342e-05 | 6.429e-05 | 1.831e-05 | 5.676e-05 | 9.386e-05 | 0.00021245 | 0.00018799 | 0 | 0.00018597
198 | 9 | 1 | 0.00011415 | 0.00011875 | 9.898e-05 | 0.00010633 | 0.00013417 | 0.00010095 | 9.452e-05 | 0.0001971 | 1.718e-05 | 4.839e-05 | 7.094e-05 | 4.622e-05 | 7.697e-05 | 0.00010718 | 0.00021245 | 0.00016518 | 0 | 0.00018597
199 | 9 | 1 | 0.00011416 | 0.00012134 | 9.808e-05 | 0.00011391 | 0.00013781 | 0.00010323 | 9.858e-05 | 0.00019286 | 3.968e-05 | 6.008e-05 | 8.073e-05 | 0.00012307 | 0.00011621 | 0.00011132 | 0.00021245 | 0.00016095 | 0 | 0.00018597
200 | 9 | 1 | 0.00011415 | 0.00011534 | 9.169e-05 | 0.00016572 | 0.00019581 | 0.00010695 | 0.00010598 | 0.00018862 | 0.0001041 | 8.33e-05 | 9.059e-05 | 0.00022016 | 0.0001753 | 0.00013542 | 0.00021245 | 0.00016237 | 0 | 0.00018597
201 | 9 | 1 | 0.00011416 | 0.0001238 | 9.356e-05 | 0.00015668 | 0.00019774 | 0.00011502 | 0.0001151 | 0.00017802 | 0.00019286 | 0.00012242 | 0.00010408 | 0.00021285 | 0.00019226 | 0.00017608 | 0.00021245 | 0.00016648 | 0 | 0.00018597
202 | 9 | 1 | 0.00011415 | 0.00011369 | 0.00010091 | 0.00015905 | 0.0001991 | 0.00012004 | 0.00012246 | 0.00016531 | 0.00020613 | 0.00015748 | 0.00012396 | 0.00016831 | 0.00017338 | 0.00018136 | 0.00021245 | 0.00016503 | 2.502e-05 | 0.00018597
203 | 9 | 1 | 0.00011416 | 0.000122 | 8.381e-05 | 0.00015729 | 0.00018975 | 0.00012274 | 0.00012673 | 0.00014624 | 0.00017668 | 0.00017135 | 0.00014193 | 0.00016779 | 0.00017151 | 0.00017814 | 0.00021245 | 0.00017481 | 3.7288e-05 | 0.00018597
204 | 9 | 1 | 0.00011415 | 0.00012231 | 0.00010349 | 0.0001661 | 0.00018834 | 0.00012412 | 0.00012815 | 0.00013564 | 0.00017117 | 0.00017377 | 0.0001558 | 0.00017185 | 0.00017145 | 0.00017412 | 0.00021245 | 0.00016448 | 4.5612e-05 | 0.00018597
205 | 9 | 1 | 0.00011416 | 0.00012331 | 8.924e-05 | 0.0001608 | 0.00019777 | 0.00012398 | 0.00012736 | 0.00012716 | 0.00017188 | 0.00017307 | 0.00016543 | 0.00016341 | 0.00016396 | 0.00016736 | 0.00021245 | 0.00018038 | 4.7062e-05 | 0.00018597
206 | 9 | 1 | 0.00011415 | 0.0001234 | 9.723e-05 | 0.0001589 | 0.00019023 | 0.00012233 | 0.00012619 | 0.00012716 | 0.00016499 | 0.00016958 | 0.00016991 | 0.00018189 | 0.00017031 | 0.00016221 | 0.00021245 | 0.00017993 | 3.4073e-05 | 0.00018597
207 | 9 | 1 | 0.00011416 | 0.00011904 | 9.976e-05 | 0.00016145 | 0.00018833 | 0.00011953 | 0.00012494 | 0.0001314 | 0.00017833 | 0.00016884 | 0.00016992 | 0.00018453 | 0.00016625 | 0.00015164 | 0.00021245 | 0.00018738 | 1.4669e-05 | 0.00018597
208 | 9 | 1 | 0.00011415 | 0.00011265 | 8.492e-05 | 0.00016311 | 0.00019891 | 0.00011958 | 0.00012416 | 0.00016107 | 0.00018282 | 0.0001678 | 0.00016598 | 0.00019957 | 0.0001524 | 0.00010972 | 0.00021245 | 0.0001902 | 1.1708e-06 | 0.00018597
209 | 9 | 1 | 0.00011416 | 0.00011283 | 9.484e-05 | 0.00016547 | 0.00018896 | 0.00012023 | 0.00012728 | 0.00015472 | 0.0001957 | 0.00016206 | 0.00015237 | 0.00021807 | 0.00016044 | 0.00010792 | 0.00021245 | 0.00019029 | 0 | 0.00018597
210 | 9 | 1 | 0.00011415 | 0.00012216 | 8.546e-05 | 0.00016513 | 0.00019097 | 0.00012741 | 0.00013551 | 0.00015047 | 0.00021289 | 0.0001599 | 0.00013924 | 0.00020748 | 0.00016014 | 0.00011749 | 0.00021245 | 0.00019029 | 0 | 0.00018597
211 | 9 | 1 | 0.00011416 | 0.00011543 | 0.00010244 | 0.0001149 | 0.0001387 | 0.00013008 | 0.0001328 | 0.00013987 | 0.00020822 | 0.0001596 | 0.00013013 | 0.00016609 | 0.00013486 | 0.00010704 | 0.00021242 | 0.00018289 | 0 | 0.00018597
212 | 9 | 1 | 0.00011415 | 0.00011278 | 8.504e-05 | 0.00011182 | 0.00013233 | 0.00012473 | 0.000128 | 0.00015259 | 0.00017557 | 0.00015076 | 0.00012097 | 0.00012889 | 0.0001138 | 0.00010095 | 0.0002121 | 0.00016851 | 0 | 0.00018597
213 | 9 | 1 | 0.00011416 | 0.00011371 | 9.509e-05 | 5.972e-05 | 7.514e-05 | 0.00011812 | 0.00012224 | 0.00013776 | 0.00014019 | 0.00013497 | 0.00011308 | 8.568e-05 | 8.679e-05 | 8.88e-05 | 0.00021103 | 0.00017611 | 0 | 0.00018597
214 | 9 | 1 | 0.00011415 | 0.00012435 | 9.726e-05 | 5.751e-05 | 6.315e-05 | 0.00011189 | 0.00011601 | 0.00013988 | 9.862e-05 | 0.00011357 | 0.00010558 | 8.884e-05 | 8.85e-05 | 8.915e-05 | 0.00020975 | 0.00015563 | 0 | 0.00018597
215 | 9 | 1 | 0.00011416 | 0.00012213 | 0.00010211 | 5.797e-05 | 7.146e-05 | 0.00011341 | 0.00011108 | 0.00011657 | 9.191e-05 | 9.932e-05 | 9.995e-05 | 7.779e-05 | 7.174e-05 | 6.652e-05 | 0.00021055 | 0.00014067 | 0 | 0.00018597
216 | 9 | 1 | 0.00011415 | 0.00012306 | 8.386e-05 | 6.072e-05 | 6.694e-05 | 0.00011463 | 0.00010518 | 8.901e-05 | 8.086e-05 | 8.627e-05 | 9.061e-05 | 6.336e-05 | 6.113e-05 | 5.931e-05 | 0.00021239 | 0.00017323 | 0 | 0.00018597
217 | 10 | 1 | 0.00011416 | 0.00010984 | 0.00011492 | 5.623e-05 | 7.336e-05 | 0.00010812 | 9.931e-05 | 6.994e-05 | 6.724e-05 | 7.42e-05 | 8.13e-05 | 5.493e-05 | 5.434e-05 | 5.391e-05 | 0.00021245 | 0.00018883 | 0 | 0.00018745
218 | 10 | 1 | 0.00011415 | 0.00011161 | 0.00012485 | 6.334e-05 | 7.375e-05 | 0.00010135 | 9.443e-05 | 6.57e-05 | 5.801e-05 | 6.419e-05 | 7.232e-05 | 1.818e-05 | 3.757e-05 | 5.592e-05 | 0.00021245 | 0.00019027 | 0 | 0.00018745
219 | 10 | 1 | 0.00011416 | 0.00011987 | 0.00010878 | 5.829e-05 | 7.031e-05 | 9.66e-05 | 9.118e-05 | 6.147e-05 | 2.714e-05 | 5.234e-05 | 6.566e-05 | 1.275e-05 | 3.793e-05 | 6.182e-05 | 0.00021245 | 0.00019017 | 0 | 0.00018745
220 | 10 | 1 | 0.00011415 | 0.00011449 | 0.0001074 | 6.299e-05 | 6.502e-05 | 9.458e-05 | 8.936e-05 | 6.782e-05 | 1.668e-05 | 4.431e-05 | 6.208e-05 | 1.275e-05 | 4.743e-05 | 8.066e-05 | 0.00021245 | 0.00019023 | 0 | 0.00018745
221 | 10 | 1 | 0.00011416 | 0.00011431 | 0.00012425 | 6.303e-05 | 7.703e-05 | 9.33e-05 | 8.856e-05 | 7.418e-05 | 1.387e-05 | 4.363e-05 | 6.465e-05 | 1.809e-05 | 5.61e-05 | 9.276e-05 | 0.00021245 | 0.00019025 | 0 | 0.00018745
222 | 10 | 1 | 0.00011415 | 0.00010994 | 0.00011641 | 0.00011327 | 0.00013914 | 9.372e-05 | 8.946e-05 | 7.842e-05 | 1.703e-05 | 4.83e-05 | 7.096e-05 | 4.579e-05 | 7.625e-05 | 0.00010618 | 0.00021245 | 0.00018937 | 0 | 0.00018745
223 | 10 | 1 | 0.00011416 | 0.00011972 | 0.00011089 | 0.0001131 | 0.0001326 | 9.638e-05 | 9.184e-05 | 7.418e-05 | 3.932e-05 | 5.968e-05 | 8.045e-05 | 0.00012413 | 0.00011721 | 0.00011228 | 0.00021245 | 0.00018708 | 0 | 0.00018745
224 | 10 | 1 | 0.00011415 | 0.00010909 | 0.00011294 | 0.0001611 | 0.00020265 | 9.849e-05 | 9.601e-05 | 7.63e-05 | 0.00010485 | 8.333e-05 | 9.051e-05 | 0.00022136 | 0.00017626 | 0.00013616 | 0.00021245 | 0.00018139 | 0 | 0.00018745
225 | 10 | 1 | 0.00011416 | 0.00011629 | 0.00010389 | 0.00015695 | 0.00020241 | 0.00010312 | 0.00010217 | 7.206e-05 | 0.00019393 | 0.00012291 | 0.00010416 | 0.00021279 | 0.00019221 | 0.00017603 | 0.00021245 | 0.00017537 | 6.5753e-06 | 0.00018745
226 | 10 | 1 | 0.00011415 | 0.00011908 | 0.00012442 | 0.00015998 | 0.00019462 | 0.00010731 | 0.00010724 | 6.57e-05 | 0.00020631 | 0.00015789 | 0.00012403 | 0.0001673 | 0.00017234 | 0.00018026 | 0.00021245 | 0.0001669 | 1.9488e-05 | 0.00018745
227 | 10 | 1 | 0.00011416 | 0.00011031 | 0.00010592 | 0.00016228 | 0.00019786 | 0.00011013 | 0.00011106 | 5.934e-05 | 0.00017596 | 0.00017118 | 0.0001418 | 0.00016756 | 0.00017128 | 0.0001779 | 0.00021245 | 0.00016052 | 4.7487e-05 | 0.00018745
228 | 10 | 1 | 0.00011415 | 0.00011682 | 0.00011254 | 0.0001608 | 0.00019877 | 0.00011427 | 0.00011308 | 4.027e-05 | 0.00017086 | 0.00017343 | 0.00015566 | 0.00017046 | 0.00017006 | 0.00017271 | 0.00021245 | 0.0001507 | 0.00025463 | 0.00018745
229 | 10 | 1 | 0.00011416 | 0.00011175 | 0.00010689 | 0.00016749 | 0.00019823 | 0.00011628 | 0.00011418 | 4.451e-05 | 0.00017071 | 0.00017233 | 0.00016496 | 0.00016259 | 0.00016314 | 0.00016653 | 0.00021245 | 0.00016715 | 2.1516e-05 | 0.00018745
230 | 10 | 1 | 0.00011415 | 0.00011699 | 0.00010653 | 0.00015991 | 0.00020225 | 0.00011566 | 0.00011499 | 4.027e-05 | 0.00016412 | 0.00016871 | 0.00016927 | 0.00018148 | 0.00016992 | 0.00016184 | 0.00021245 | 0.00016024 | 0.00011612 | 0.00018745
231 | 10 | 1 | 0.00011416 | 0.00011539 | 0.00011107 | 0.00015908 | 0.00020276 | 0.00011417 | 0.00011507 | 5.722e-05 | 0.00017781 | 0.00016812 | 0.00016926 | 0.00018582 | 0.00016742 | 0.0001527 | 0.00021245 | 0.00017037 | 5.8796e-06 | 0.00018745
232 | 10 | 1 | 0.00011415 | 0.00011838 | 0.00012011 | 0.00015647 | 0.00019442 | 0.00011387 | 0.00011548 | 6.146e-05 | 0.0001837 | 0.00016781 | 0.00016566 | 0.00020045 | 0.00015307 | 0.00011021 | 0.00021245 | 0.00017971 | 1.5671e-05 | 0.00018745
233 | 10 | 1 | 0.00011416 | 0.00011718 | 0.00011463 | 0.0001658 | 0.00019158 | 0.00011436 | 0.00011913 | 6.146e-05 | 0.00019655 | 0.0001625 | 0.00015228 | 0.00021502 | 0.0001582 | 0.00010641 | 0.00021245 | 0.00017875 | 0 | 0.00018745
234 | 10 | 1 | 0.00011415 | 0.00011487 | 0.00010797 | 0.00015727 | 0.00019722 | 0.00012314 | 0.00013069 | 7.842e-05 | 0.0002107 | 0.00015946 | 0.00013895 | 0.00020607 | 0.00015905 | 0.00011669 | 0.00021245 | 0.00017736 | 0 | 0.00018745
235 | 10 | 1 | 0.00011416 | 0.00011435 | 0.00012018 | 0.00011137 | 0.0001349 | 0.00012611 | 0.00012971 | 0.00011232 | 0.00020673 | 0.00015867 | 0.00012976 | 0.00016638 | 0.0001351 | 0.00010723 | 0.00021245 | 0.00018282 | 0 | 0.00018745
236 | 10 | 1 | 0.00011415 | 0.00010911 | 0.00011225 | 0.00011307 | 0.00012716 | 0.00012486 | 0.00012666 | 0.00011868 | 0.00017545 | 0.00015015 | 0.0001207 | 0.0001309 | 0.00011557 | 0.00010252 | 0.00021244 | 0.00018613 | 0 | 0.00018745
237 | 10 | 1 | 0.00011416 | 0.00011316 | 0.00011434 | 5.709e-05 | 7.537e-05 | 0.00012077 | 0.00012179 | 0.0001208 | 0.00014166 | 0.00013533 | 0.00011318 | 8.531e-05 | 8.641e-05 | 8.841e-05 | 0.00021241 | 0.00018747 | 0 | 0.00018745
238 | 10 | 1 | 0.00011415 | 0.0001155 | 0.00010524 | 5.389e-05 | 6.686e-05 | 0.00011497 | 0.00011594 | 0.00012504 | 9.862e-05 | 0.00011392 | 0.00010561 | 8.75e-05 | 8.716e-05 | 8.781e-05 | 0.00021237 | 0.00018885 | 0 | 0.00018745
239 | 10 | 1 | 0.00011416 | 0.00011183 | 0.00010946 | 5.285e-05 | 6.829e-05 | 0.00011682 | 0.00010974 | 0.00012928 | 9.092e-05 | 9.901e-05 | 9.974e-05 | 7.894e-05 | 7.28e-05 | 6.75e-05 | 0.00021232 | 0.00018868 | 0 | 0.00018745
240 | 10 | 1 | 0.00011415 | 0.00011821 | 0.00012063 | 6.017e-05 | 6.506e-05 | 0.0001161 | 0.00010259 | 0.00012504 | 8.158e-05 | 8.628e-05 | 9.065e-05 | 6.328e-05 | 6.106e-05 | 5.923e-05 | 0.00021161 | 0.00018955 | 0 | 0.00018745
241 | 11 | 1 | 0.00011416 | 0.00011272 | 0.00011964 | 5.998e-05 | 6.683e-05 | 0.00010914 | 9.707e-05 | 0.0001208 | 6.728e-05 | 7.43e-05 | 8.134e-05 | 5.489e-05 | 5.431e-05 | 5.388e-05 | 0.00021181 | 0.00019019 | 0 | 0.00018858
242 | 11 | 1 | 0.00011415 | 0.00012037 | 0.00011028 | 6.045e-05 | 7.252e-05 | 0.00010394 | 9.362e-05 | 0.0001208 | 5.801e-05 | 6.425e-05 | 7.231e-05 | 1.821e-05 | 3.764e-05 | 5.601e-05 | 0.00021228 | 0.00019021 | 0 | 0.00018858
243 | 11 | 1 | 0.00011416 | 0.00012263 | 0.00011376 | 5.867e-05 | 6.76e-05 | 0.00010073 | 9.242e-05 | 0.00013352 | 2.718e-05 | 5.237e-05 | 6.568e-05 | 1.257e-05 | 3.74e-05 | 6.095e-05 | 0.00021232 | 0.00019022 | 0 | 0.00018858
244 | 11 | 1 | 0.00011415 | 0.00012087 | 0.00011729 | 5.816e-05 | 6.588e-05 | 9.928e-05 | 9.221e-05 | 0.00013351 | 1.655e-05 | 4.414e-05 | 6.193e-05 | 1.279e-05 | 4.758e-05 | 8.092e-05 | 0.00021233 | 0.00019026 | 0 | 0.00018858
245 | 11 | 1 | 0.00011416 | 0.00012428 | 0.00010902 | 5.611e-05 | 7.413e-05 | 0.0001003 | 9.326e-05 | 0.00012504 | 1.387e-05 | 4.352e-05 | 6.454e-05 | 1.833e-05 | 5.681e-05 | 9.395e-05 | 0.00021234 | 0.00019027 | 0 | 0.00018858
246 | 11 | 1 | 0.00011415 | 0.00011288 | 0.0001025 | 0.00011459 | 0.00013908 | 0.00010629 | 9.803e-05 | 0.0001208 | 1.721e-05 | 4.851e-05 | 7.113e-05 | 4.663e-05 | 7.765e-05 | 0.00010813 | 0.00021244 | 0.00019028 | 0 | 0.00018858
247 | 11 | 1 | 0.00011416 | 0.00011702 | 0.00010143 | 0.0001061 | 0.00013713 | 0.00012193 | 0.00010998 | 0.00011869 | 4.001e-05 | 6.041e-05 | 8.105e-05 | 0.00012427 | 0.00011735 | 0.00011241 | 0.00021245 | 0.00019029 | 0 | 0.00018858
248 | 11 | 1 | 0.00011415 | 0.00011797 | 0.00010212 | 0.00015777 | 0.00019763 | 0.00013449 | 0.00012956 | 0.00011444 | 0.0001051 | 8.397e-05 | 9.112e-05 | 0.00022397 | 0.00017834 | 0.00013777 | 0.00021245 | 0.00019028 | 0 | 0.00018858
249 | 11 | 1 | 0.00011416 | 0.00011679 | 0.00011488 | 0.00015622 | 0.00020303 | 0.00014158 | 0.00014292 | 0.00011445 | 0.00019604 | 0.00012403 | 0.00010508 | 0.00021277 | 0.00019219 | 0.00017601 | 0.00021245 | 0.00019025 | 3.392e-05 | 0.00018858
250 | 11 | 1 | 0.00011415 | 0.00011852 | 0.00011054 | 0.0001616 | 0.00019394 | 0.00014304 | 0.00014572 | 0.00011021 | 0.0002067 | 0.00015873 | 0.00012483 | 0.00016888 | 0.00017397 | 0.00018197 | 0.00021245 | 0.00019028 | 4.6078e-05 | 0.00018858
251 | 11 | 1 | 0.00011416 | 0.00011792 | 0.00010342 | 0.00015612 | 0.00019163 | 0.00014329 | 0.00014639 | 0.00010385 | 0.00017733 | 0.00017222 | 0.00014281 | 0.0001702 | 0.00017397 | 0.0001807 | 0.00021245 | 0.00019024 | 0.0001579 | 0.00018858
252 | 11 | 1 | 0.00011415 | 0.00011896 | 0.00011067 | 0.00016536 | 0.00019187 | 0.00014429 | 0.00014796 | 9.326e-05 | 0.00017321 | 0.00017512 | 0.00015706 | 0.00017031 | 0.00016991 | 0.00017256 | 0.00021245 | 0.0001878 | 0.00048286 | 0.00018858
253 | 11 | 1 | 0.00011416 | 0.0001157 | 0.00011237 | 0.00016712 | 0.00019155 | 0.00014173 | 0.00014712 | 8.689e-05 | 0.00017107 | 0.00017353 | 0.00016611 | 0.00016189 | 0.00016244 | 0.00016581 | 0.00021245 | 0.00018695 | 0.00015345 | 0.00018858
254 | 11 | 1 | 0.00011415 | 0.00011526 | 0.00010633 | 0.00016101 | 0.00020258 | 0.00014153 | 0.00014753 | 9.75e-05 | 0.00016371 | 0.00016907 | 0.00017 | 0.00018046 | 0.00016897 | 0.00016094 | 0.00021245 | 0.00018735 | 0.00016649 | 0.00018858
255 | 11 | 1 | 0.00011416 | 0.00012368 | 0.0001011 | 0.00016637 | 0.00019672 | 0.00014025 | 0.00014582 | 9.749e-05 | 0.00017696 | 0.00016778 | 0.00016958 | 0.00018629 | 0.00016784 | 0.00015309 | 0.00021245 | 0.0001877 | 8.8805e-05 | 0.00018858
256 | 11 | 1 | 0.00011415 | 0.00011285 | 0.00012242 | 0.00015846 | 0.0001986 | 0.00013969 | 0.00014516 | 9.537e-05 | 0.00018388 | 0.0001676 | 0.00016585 | 0.00019866 | 0.0001517 | 0.00010922 | 0.00021245 | 0.00019004 | 3.2011e-05 | 0.00018858
257 | 11 | 1 | 0.00011416 | 0.00012266 | 0.00010225 | 0.00016147 | 0.00019275 | 0.00013994 | 0.000147 | 9.325e-05 | 0.00019516 | 0.00016194 | 0.00015205 | 0.00021422 | 0.00015761 | 0.00010602 | 0.00021245 | 0.00019025 | 0 | 0.00018858
258 | 11 | 1 | 0.00011415 | 0.0001185 | 0.00010141 | 0.00016418 | 0.00019115 | 0.00014792 | 0.0001533 | 9.961e-05 | 0.00020982 | 0.00015878 | 0.00013859 | 0.00020608 | 0.00015906 | 0.0001167 | 0.00021245 | 0.00019028 | 0 | 0.00018858
259 | 11 | 1 | 0.00011416 | 0.00011609 | 0.00010883 | 0.00010854 | 0.00012805 | 0.00014846 | 0.00014767 | 9.961e-05 | 0.00020654 | 0.00015822 | 0.00012943 | 0.00016778 | 0.00013623 | 0.00010813 | 0.00021245 | 0.00019028 | 0 | 0.00018858
260 | 11 | 1 | 0.00011415 | 0.00011697 | 0.00011942 | 0.00010685 | 0.00013073 | 0.00014127 | 0.00014294 | 8.902e-05 | 0.00017646 | 0.00015034 | 0.00012064 | 0.00012904 | 0.00011393 | 0.00010107 | 0.00021245 | 0.00019026 | 0 | 0.00018858
261 | 11 | 1 | 0.00011416 | 0.00012 | 0.00010938 | 5.977e-05 | 7.341e-05 | 0.00013366 | 0.00013543 | 8.054e-05 | 0.00014041 | 0.00013503 | 0.00011286 | 8.545e-05 | 8.656e-05 | 8.856e-05 | 0.00021245 | 0.00019028 | 0 | 0.00018858
262 | 11 | 1 | 0.00011415 | 0.00011579 | 0.00011716 | 6.144e-05 | 6.505e-05 | 0.00012681 | 0.00012777 | 7.63e-05 | 9.852e-05 | 0.00011361 | 0.0001054 | 8.872e-05 | 8.838e-05 | 8.904e-05 | 0.00021245 | 0.00019029 | 0 | 0.00018858
263 | 11 | 1 | 0.00011416 | 0.00011327 | 0.00011423 | 5.495e-05 | 7.597e-05 | 0.00012778 | 0.00011846 | 8.054e-05 | 9.183e-05 | 9.928e-05 | 9.986e-05 | 7.843e-05 | 7.233e-05 | 6.707e-05 | 0.00021245 | 0.00019029 | 0 | 0.00018858
264 | 11 | 1 | 0.00011415 | 0.00011989 | 0.00011656 | 5.791e-05 | 6.608e-05 | 0.00012656 | 0.00011046 | 8.902e-05 | 8.134e-05 | 8.644e-05 | 9.07e-05 | 6.265e-05 | 6.045e-05 | 5.864e-05 | 0.00021245 | 0.00019029 | 0 | 0.00018858
265 | 12 | 1 | 0.00011416 | 0.00011535 | 0.0001091 | 5.371e-05 | 7.33e-05 | 0.00011844 | 0.00010307 | 0.00010809 | 6.677e-05 | 7.413e-05 | 8.125e-05 | 5.477e-05 | 5.419e-05 | 5.376e-05 | 0.00021245 | 0.00019029 | 0 | 0.00018927
266 | 12 | 1 | 0.00011415 | 0.00011631 | 0.00011181 | 5.878e-05 | 7.186e-05 | 0.00011183 | 9.824e-05 | 0.00011445 | 5.781e-05 | 6.4e-05 | 7.223e-05 | 1.815e-05 | 3.751e-05 | 5.583e-05 | 0.00021245 | 0.00019029 | 0 | 0.00018927
267 | 12 | 1 | 0.00011416 | 0.00011702 | 0.00011164 | 6.187e-05 | 6.896e-05 | 0.00010751 | 9.587e-05 | 0.00011445 | 2.707e-05 | 5.217e-05 | 6.556e-05 | 1.262e-05 | 3.756e-05 | 6.122e-05 | 0.00021245 | 0.00019029 | 0 | 0.00018927
268 | 12 | 1 | 0.00011415 | 0.00010726 | 0.00011157 | 6.316e-05 | 7.643e-05 | 0.00010543 | 9.47e-05 | 0.00012292 | 1.656e-05 | 4.408e-05 | 6.185e-05 | 1.272e-05 | 4.73e-05 | 8.045e-05 | 0.00021245 | 0.00019029 | 0 | 0.00018927
269 | 12 | 1 | 0.00011416 | 0.00011333 | 0.00011644 | 5.811e-05 | 6.61e-05 | 0.00010635 | 9.54e-05 | 0.00013776 | 1.382e-05 | 4.342e-05 | 6.438e-05 | 1.843e-05 | 5.713e-05 | 9.446e-05 | 0.00021245 | 0.00019029 | 0 | 0.00018927
270 | 12 | 1 | 0.00011415 | 0.0001124 | 9.835e-05 | 0.00010887 | 0.00013855 | 0.00011194 | 9.947e-05 | 0.00014835 | 1.727e-05 | 4.854e-05 | 7.111e-05 | 4.643e-05 | 7.732e-05 | 0.00010767 | 0.00021245 | 0.00019029 | 0 | 0.00018927
271 | 12 | 1 | 0.00011416 | 0.00010796 | 0.00010865 | 0.00010526 | 0.00013104 | 0.00012628 | 0.00011154 | 0.00015047 | 3.987e-05 | 6.035e-05 | 8.096e-05 | 0.00012446 | 0.00011752 | 0.00011258 | 0.00021245 | 0.00019029 | 0 | 0.00018927
272 | 12 | 1 | 0.00011415 | 0.00011009 | 0.00010498 | 0.00015802 | 0.0002024 | 0.00013901 | 0.0001307 | 0.00016318 | 0.00010522 | 8.396e-05 | 9.109e-05 | 0.00022416 | 0.00017849 | 0.00013788 | 0.00021245 | 0.00019029 | 0 | 0.00018927
273 | 12 | 1 | 0.00011416 | 0.00010766 | 0.00010585 | 0.00016014 | 0.00020067 | 0.00014306 | 0.00014244 | 0.00016107 | 0.0001962 | 0.00012409 | 0.00010509 | 0.0002146 | 0.00019384 | 0.00017752 | 0.00021245 | 0.00019027 | 2.5453e-08 | 0.00018927
274 | 12 | 1 | 0.00011415 | 0.0001169 | 0.00010102 | 0.0001587 | 0.00018949 | 0.00014249 | 0.00014483 | 0.00013988 | 0.00020816 | 0.00015938 | 0.00012518 | 0.00016902 | 0.00017411 | 0.00018211 | 0.00021245 | 0.00019019 | 3.1307e-06 | 0.00018927
275 | 12 | 1 | 0.00011416 | 0.00011342 | 0.00010612 | 0.00016255 | 0.00020298 | 0.0001418 | 0.00014487 | 0.0001314 | 0.00017772 | 0.00017285 | 0.00014317 | 0.00016991 | 0.00017367 | 0.00018039 | 0.00021245 | 0.00018996 | 2.0447e-05 | 0.00018927
276 | 12 | 1 | 0.00011415 | 0.00010841 | 0.00010978 | 0.00015613 | 0.000191 | 0.00014181 | 0.00014452 | 0.00011869 | 0.0001731 | 0.00017539 | 0.00015733 | 0.00017143 | 0.00017104 | 0.0001737 | 0.00021245 | 0.00018877 | 1.6188e-05 | 0.00018927
277 | 12 | 1 | 0.00011416 | 0.00011555 | 0.00010174 | 0.00015928 | 0.00019888 | 0.00013844 | 0.00014365 | 0.00012292 | 0.00017195 | 0.000174 | 0.00016658 | 0.00016407 | 0.00016462 | 0.00016803 | 0.00021245 | 0.00018882 | 3.6593e-05 | 0.00018927
278 | 12 | 1 | 0.00011415 | 0.00011586 | 0.00011627 | 0.00016001 | 0.00019457 | 0.00013872 | 0.00014382 | 0.00011869 | 0.00016556 | 0.00017023 | 0.00017089 | 0.00017984 | 0.00016839 | 0.00016039 | 0.00021245 | 0.00018591 | 8.3121e-05 | 0.00018927
279 | 12 | 1 | 0.00011416 | 0.00011146 | 0.0001115 | 0.00015751 | 0.00018984 | 0.00013701 | 0.00014332 | 0.00013352 | 0.00017686 | 0.0001685 | 0.0001702 | 0.00018511 | 0.00016677 | 0.00015211 | 0.00021245 | 0.00018598 | 5.8389e-05 | 0.00018927
280 | 12 | 1 | 0.00011415 | 0.00011747 | 0.00010665 | 0.00016051 | 0.00019337 | 0.00013639 | 0.0001437 | 0.00014836 | 0.00018299 | 0.00016752 | 0.00016614 | 0.00020043 | 0.00015306 | 0.0001102 | 0.00021245 | 0.00018959 | 1.1114e-05 | 0.00018927
281 | 12 | 1 | 0.00011416 | 0.00011217 | 0.00011638 | 0.0001608 | 0.00019397 | 0.00013794 | 0.00014618 | 0.00017379 | 0.00019638 | 0.00016217 | 0.00015245 | 0.00021732 | 0.00015989 | 0.00010755 | 0.00021245 | 0.00019019 | 0 | 0.00018927
282 | 12 | 1 | 0.00011415 | 0.00011318 | 0.00010119 | 0.0001641 | 0.00019081 | 0.00014725 | 0.0001537 | 0.00017803 | 0.00021243 | 0.00015988 | 0.00013918 | 0.00020984 | 0.00016196 | 0.00011883 | 0.00021245 | 0.00019028 | 0 | 0.00018927
283 | 12 | 1 | 0.00011416 | 0.00010756 | 0.00011525 | 0.00010491 | 0.00013484 | 0.00014834 | 0.000148 | 0.00018014 | 0.00021 | 0.00016019 | 0.00013035 | 0.00016564 | 0.0001345 | 0.00010675 | 0.00021245 | 0.00019029 | 0 | 0.00018927
284 | 12 | 1 | 0.00011415 | 0.00011019 | 0.00010054 | 0.00010716 | 0.00012943 | 0.00014257 | 0.00014327 | 0.00018438 | 0.00017555 | 0.00015118 | 0.00012116 | 0.00012946 | 0.0001143 | 0.0001014 | 0.00021245 | 0.00019029 | 0 | 0.00018927
285 | 12 | 1 | 0.00011416 | 0.00011066 | 9.924e-05 | 6.003e-05 | 6.309e-05 | 0.00013441 | 0.00013633 | 0.00018438 | 0.00014066 | 0.00013536 | 0.00011335 | 8.592e-05 | 8.703e-05 | 8.905e-05 | 0.00021245 | 0.0001899 | 0 | 0.00018927
286 | 12 | 1 | 0.00011415 | 0.00010918 | 9.807e-05 | 5.492e-05 | 6.51e-05 | 0.00012776 | 0.00012857 | 0.00019286 | 9.892e-05 | 0.00011389 | 0.00010586 | 8.758e-05 | 8.724e-05 | 8.789e-05 | 0.00021245 | 0.00018582 | 0 | 0.00018927
287 | 12 | 1 | 0.00011416 | 0.00010781 | 0.00010592 | 5.773e-05 | 7.129e-05 | 0.00012875 | 0.00011936 | 0.00019709 | 9.099e-05 | 9.906e-05 | 9.992e-05 | 7.809e-05 | 7.202e-05 | 6.678e-05 | 0.00021245 | 0.00017282 | 0 | 0.00018927
288 | 12 | 1 | 0.00011415 | 0.00011198 | 0.00010411 | 5.362e-05 | 6.331e-05 | 0.00012735 | 0.00011174 | 0.00018226 | 8.093e-05 | 8.605e-05 | 9.056e-05 | 6.294e-05 | 6.073e-05 | 5.891e-05 | 0.00021218 | 0.00013386 | 0 | 0.00018927
289 | 13 | 1 | 0.00011416 | 0.00010911 | 0.00013047 | 5.72e-05 | 4.24e-05 | 0.00011994 | 0.00010471 | 0.00017802 | 6.69e-05 | 7.394e-05 | 8.114e-05 | 6.786e-05 | 6.042e-05 | 5.329e-05 | 0.00021027 | 0.00014049 | 0 | 0.00019075
290 | 13 | 1 | 0.00011415 | 0.00010903 | 0.0001133 | 5.911e-05 | 3.853e-05 | 0.00011337 | 9.947e-05 | 0.00019074 | 6.803e-05 | 6.621e-05 | 7.2e-05 | 3.498e-05 | 4.624e-05 | 5.667e-05 | 0.00021079 | 0.00014142 | 0 | 0.00019075
291 | 13 | 1 | 0.00011416 | 0.00011026 | 0.00011492 | 6.232e-05 | 4.171e-05 | 0.00010856 | 9.695e-05 | 0.00018227 | 4.217e-05 | 5.737e-05 | 6.553e-05 | 2.149e-05 | 4.244e-05 | 6.208e-05 | 0.00021157 | 0.00016432 | 0 | 0.00019075
292 | 13 | 1 | 0.00011415 | 0.00011128 | 0.00012486 | 5.843e-05 | 4.112e-05 | 0.00010721 | 9.572e-05 | 0.00019286 | 2.666e-05 | 4.991e-05 | 6.208e-05 | 2.084e-05 | 5.148e-05 | 8.064e-05 | 0.00021229 | 0.0001716 | 0 | 0.00019075
293 | 13 | 1 | 0.00011416 | 0.0001102 | 0.00011365 | 6.085e-05 | 4.323e-05 | 0.00010866 | 9.639e-05 | 0.00018862 | 2.258e-05 | 4.87e-05 | 6.467e-05 | 2.293e-05 | 5.954e-05 | 9.462e-05 | 0.00021243 | 0.00017594 | 0 | 0.00019075
294 | 13 | 1 | 0.00011415 | 0.00011145 | 0.00013051 | 0.00010784 | 7.681e-05 | 0.0001131 | 0.00010055 | 0.00019497 | 2.279e-05 | 5.26e-05 | 7.142e-05 | 2.907e-05 | 6.868e-05 | 0.00010688 | 0.00021245 | 0.00016461 | 0 | 0.00019075
295 | 13 | 1 | 0.00011416 | 0.00011488 | 0.00013023 | 0.00011216 | 8.177e-05 | 0.00012725 | 0.00011256 | 0.00019073 | 2.758e-05 | 5.954e-05 | 8.107e-05 | 4.609e-05 | 7.998e-05 | 0.00011298 | 0.00021245 | 0.00016694 | 0 | 0.00019075
296 | 13 | 1 | 0.00011415 | 0.00011476 | 0.0001226 | 0.00016463 | 0.00011853 | 0.0001394 | 0.00013166 | 0.00018438 | 4.187e-05 | 6.862e-05 | 9.122e-05 | 6.783e-05 | 0.00010199 | 0.00013581 | 0.00021245 | 0.00018197 | 0 | 0.00019075
297 | 13 | 1 | 0.00011416 | 0.00011789 | 0.00011412 | 0.0001574 | 0.00011869 | 0.00014471 | 0.00014337 | 0.00018226 | 6.173e-05 | 8.289e-05 | 0.00010468 | 0.00010049 | 0.00013859 | 0.00017707 | 0.00021245 | 0.00018986 | 0 | 0.00019075
298 | 13 | 1 | 0.00011415 | 0.00011169 | 0.00013161 | 0.00015755 | 0.00011529 | 0.00014574 | 0.00014548 | 0.00017379 | 9.144e-05 | 0.00010654 | 0.00012466 | 0.00012984 | 0.00015547 | 0.00018241 | 0.00021244 | 0.00019025 | 1.3405e-05 | 0.00019075
299 | 13 | 1 | 0.00011416 | 0.00011403 | 0.0001289 | 0.00016522 | 0.00011523 | 0.00014553 | 0.00014635 | 0.00017166 | 0.00012066 | 0.00013014 | 0.00014274 | 0.00013792 | 0.00015783 | 0.00017934 | 0.0002117 | 0.00018978 | 4.2583e-05 | 0.00019075
300 | 13 | 1 | 0.00011415 | 0.00010706 | 0.00011192 | 0.00016393 | 0.00012171 | 0.00014722 | 0.00014686 | 0.00016531 | 0.00013344 | 0.0001457 | 0.00015675 | 0.00013906 | 0.00015551 | 0.00017366 | 0.00019161 | 0.00018882 | 2.6776e-05 | 0.00019075
301 | 13 | 1 | 0.00011416 | 0.0001127 | 0.00013092 | 0.00016367 | 0.00012188 | 0.00014454 | 0.00014603 | 0.00015895 | 0.00013766 | 0.00015255 | 0.00016609 | 0.00013189 | 0.00014946 | 0.0001685 | 0.00019171 | 0.00018666 | 5.43e-05 | 0.00019075
302 | 13 | 1 | 0.00011415 | 0.00010709 | 0.00012306 | 0.00016368 | 0.00012336 | 0.00014349 | 0.00014708 | 0.0001759 | 0.00013323 | 0.00015273 | 0.00017066 | 0.00011292 | 0.00013617 | 0.00016035 | 0.00018795 | 0.00017689 | 2.6878e-05 | 0.00019075
303 | 13 | 1 | 0.00011416 | 0.00011545 | 0.00012594 | 0.00016129 | 0.00011763 | 0.00014118 | 0.00014678 | 0.00018439 | 0.00011757 | 0.00014656 | 0.00017007 | 0.00012779 | 0.00013921 | 0.00015213 | 0.00018188 | 0.00016064 | 0.00010575 | 0.00019075
304 | 13 | 1 | 0.00011415 | 0.00011662 | 0.00011567 | 0.00016584 | 0.00012211 | 0.00014065 | 0.00014586 | 0.00019921 | 0.00012599 | 0.00014218 | 0.00016608 | 0.00013534 | 0.0001216 | 0.00010992 | 0.00016962 | 0.00015496 | 3.6567e-06 | 0.00019075
305 | 13 | 1 | 0.00011416 | 0.00011545 | 0.00011568 | 0.0001568 | 0.00011549 | 0.00014046 | 0.00014677 | 0.00020134 | 0.00013302 | 0.00013379 | 0.0001524 | 0.00014252 | 0.00012412 | 0.00010802 | 0.00017095 | 0.00015107 | 0 | 0.00019075
306 | 13 | 1 | 0.00011415 | 0.00011344 | 0.0001218 | 0.00016028 | 0.00011825 | 0.00014868 | 0.00015439 | 0.00021829 | 0.00014012 | 0.00012819 | 0.00013925 | 0.00014231 | 0.00012901 | 0.00011794 | 0.000185 | 0.00015028 | 0 | 0.00019075
307 | 13 | 1 | 0.00011416 | 0.00011499 | 0.00012847 | 0.00010968 | 8.417e-05 | 0.00015047 | 0.00014951 | 0.00022253 | 0.0001417 | 0.00012722 | 0.00013021 | 0.00014204 | 0.00012316 | 0.0001066 | 0.00019481 | 0.00015209 | 0 | 0.00019075
308 | 13 | 1 | 0.00011415 | 0.00011737 | 0.00011175 | 0.00010924 | 8.453e-05 | 0.00014446 | 0.00014455 | 0.0002416 | 0.00014197 | 0.00012576 | 0.000121 | 0.00014539 | 0.00012249 | 0.00010206 | 0.00019733 | 0.00014732 | 0 | 0.00019075
309 | 13 | 1 | 0.00011416 | 0.00011322 | 0.00011396 | 5.537e-05 | 4.175e-05 | 0.00013681 | 0.0001372 | 0.00022889 | 0.00014467 | 0.00012422 | 0.00011334 | 8.569e-05 | 8.712e-05 | 8.914e-05 | 0.00020215 | 0.00013379 | 0 | 0.00019075
310 | 13 | 1 | 0.00011415 | 0.00010988 | 0.00011991 | 5.503e-05 | 4.147e-05 | 0.00013004 | 0.00012934 | 0.00022888 | 9.86e-05 | 0.00011045 | 0.00010589 | 8.777e-05 | 8.775e-05 | 8.84e-05 | 0.00019845 | 0.00015916 | 0 | 0.00019075
311 | 13 | 1 | 0.00011416 | 0.00011293 | 0.00011979 | 5.275e-05 | 4.461e-05 | 0.00013078 | 0.00011992 | 0.0002522 | 9.143e-05 | 9.858e-05 | 0.00010007 | 8.53e-05 | 7.588e-05 | 6.722e-05 | 0.00019775 | 0.00018243 | 0 | 0.00019075
312 | 13 | 1 | 0.00011415 | 0.00011495 | 0.00011484 | 5.939e-05 | 4.523e-05 | 0.00013011 | 0.00011198 | 0.00025008 | 8.689e-05 | 8.761e-05 | 9.083e-05 | 7.896e-05 | 6.847e-05 | 5.861e-05 | 0.00019572 | 0.00017433 | 0 | 0.00019075
313 | 14 | 1 | 0.00011416 | 0.00010508 | 0.00012039 | 6.04e-05 | 1.348e-05 | 0.0001235 | 0.0001048 | 0.00022677 | 8.049e-05 | 7.824e-05 | 8.133e-05 | 6.805e-05 | 6.059e-05 | 5.344e-05 | 0.00018863 | 0.00017695 | 0 | 0.00019049
314 | 14 | 1 | 0.00011415 | 0.00010823 | 0.00010719 | 5.922e-05 | 1.482e-05 | 0.00011762 | 9.908e-05 | 0.00026915 | 7.095e-05 | 6.968e-05 | 7.218e-05 | 3.447e-05 | 4.556e-05 | 5.584e-05 | 0.00019361 | 0.00018193 | 0 | 0.00019049
315 | 14 | 1 | 0.00011416 | 0.00010538 | 0.00010701 | 5.762e-05 | 1.304e-05 | 0.00011187 | 9.653e-05 | 0.00023524 | 4.275e-05 | 5.898e-05 | 6.548e-05 | 2.116e-05 | 4.18e-05 | 6.115e-05 | 0.00020501 | 0.00018588 | 0 | 0.00019049
316 | 14 | 1 | 0.00011415 | 0.00010466 | 0.00011939 | 5.239e-05 | 1.311e-05 | 0.00010866 | 9.568e-05 | 0.0002734 | 2.666e-05 | 5.023e-05 | 6.177e-05 | 2.064e-05 | 5.099e-05 | 7.988e-05 | 0.00020778 | 0.00018995 | 0 | 0.00019049
317 | 14 | 1 | 0.00011416 | 0.00010931 | 0.00011616 | 5.736e-05 | 1.559e-05 | 0.0001088 | 9.607e-05 | 0.00026703 | 2.236e-05 | 4.847e-05 | 6.418e-05 | 2.291e-05 | 5.949e-05 | 9.455e-05 | 0.00020852 | 0.00019029 | 0 | 0.00019049
318 | 14 | 1 | 0.00011415 | 0.00010626 | 0.00010613 | 0.00011052 | 2.787e-05 | 0.00011336 | 0.0001004 | 0.00030306 | 2.272e-05 | 5.233e-05 | 7.096e-05 | 2.892e-05 | 6.832e-05 | 0.00010632 | 0.000212 | 0.00019029 | 0 | 0.00019049
319 | 14 | 1 | 0.00011416 | 0.00011215 | 0.00011268 | 0.00010908 | 2.733e-05 | 0.00012668 | 0.00011223 | 0.00032214 | 2.745e-05 | 5.923e-05 | 8.054e-05 | 4.607e-05 | 7.996e-05 | 0.00011295 | 0.0002124 | 0.00019025 | 0 | 0.00019049
320 | 14 | 1 | 0.00011415 | 0.00010935 | 0.00010769 | 0.00016409 | 4.061e-05 | 0.00013928 | 0.00013245 | 0.00033485 | 4.183e-05 | 6.842e-05 | 9.08e-05 | 6.819e-05 | 0.00010254 | 0.00013654 | 0.00021244 | 0.00019023 | 0 | 0.00019049
321 | 14 | 1 | 0.00011416 | 0.00010777 | 0.00010901 | 0.0001614 | 4.151e-05 | 0.00014497 | 0.0001449 | 0.00027127 | 6.2e-05 | 8.299e-05 | 0.00010455 | 9.986e-05 | 0.00013772 | 0.00017596 | 0.00021243 | 0.00019002 | 7.3389e-06 | 0.00019049
322 | 14 | 1 | 0.00011415 | 0.00011132 | 0.00010672 | 0.00015709 | 4.102e-05 | 0.00014608 | 0.00014927 | 0.00021617 | 9.1e-05 | 0.00010637 | 0.00012439 | 0.00012916 | 0.00015466 | 0.00018147 | 0.00021216 | 0.00018976 | 1.1123e-05 | 0.00019049
323 | 14 | 1 | 0.00011416 | 0.00011209 | 0.0001069 | 0.0001608 | 4.025e-05 | 0.00014734 | 0.00015052 | 0.00018863 | 0.00012006 | 0.00012965 | 0.00014233 | 0.00013683 | 0.00015658 | 0.00017792 | 0.00021215 | 0.00018973 | 0.00013494 | 0.00019049
324 | 14 | 1 | 0.00011415 | 0.00011011 | 0.00010801 | 0.00015926 | 3.893e-05 | 0.00014886 | 0.00015082 | 0.00016531 | 0.00013246 | 0.00014486 | 0.0001561 | 0.00014015 | 0.00015674 | 0.00017503 | 0.00020245 | 0.00017748 | 0.0001885 | 0.00019049
325 | 14 | 1 | 0.00011416 | 0.00010826 | 0.00011681 | 0.00016558 | 4.131e-05 | 0.00014555 | 0.00014761 | 0.00015259 | 0.0001383 | 0.00015238 | 0.0001658 | 0.00013154 | 0.00014905 | 0.00016805 | 0.0002079 | 0.00017617 | 9.7603e-05 | 0.00019049
326 | 14 | 1 | 0.00011415 | 0.00010922 | 0.00011316 | 0.0001606 | 4.076e-05 | 0.00014424 | 0.00014642 | 0.00016531 | 0.00013305 | 0.00015266 | 0.00017033 | 0.00011296 | 0.00013622 | 0.00016042 | 0.00020775 | 0.00017959 | 1.9421e-05 | 0.00019049
327 | 14 | 1 | 0.00011416 | 0.0001118 | 0.00010535 | 0.00016456 | 4.002e-05 | 0.00014059 | 0.0001459 | 0.00018862 | 0.00011759 | 0.00014655 | 0.00016986 | 0.00012761 | 0.00013902 | 0.00015192 | 0.00020784 | 0.00018294 | 8.2875e-05 | 0.00019049
328 | 14 | 1 | 0.00011415 | 0.00010385 | 0.0001105 | 0.00016406 | 3.967e-05 | 0.0001412 | 0.00014704 | 0.00022889 | 0.00012586 | 0.0001421 | 0.00016593 | 0.00013452 | 0.00012086 | 0.00010925 | 0.00020955 | 0.00018667 | 9.6679e-05 | 0.00019049
329 | 14 | 1 | 0.00011416 | 0.00010982 | 0.00010239 | 0.00015662 | 4.022e-05 | 0.00014237 | 0.00014966 | 0.00027127 | 0.00013235 | 0.00013346 | 0.00015219 | 0.0001412 | 0.00012296 | 0.00010702 | 0.00020995 | 0.00018664 | 0 | 0.00019049
330 | 14 | 1 | 0.00011415 | 0.00010419 | 0.0001166 | 0.00016632 | 4.15e-05 | 0.00015008 | 0.00015545 | 0.00028399 | 0.00013895 | 0.0001275 | 0.00013884 | 0.00014159 | 0.00012836 | 0.00011735 | 0.00019223 | 0.00018303 | 0 | 0.00019049
331 | 14 | 1 | 0.00011416 | 0.00011378 | 9.856e-05 | 0.00011178 | 2.781e-05 | 0.00015166 | 0.00015033 | 0.0003073 | 0.0001409 | 0.00012645 | 0.00012972 | 0.00014233 | 0.00012341 | 0.00010682 | 0.00018663 | 0.00018883 | 0 | 0.00019049
332 | 14 | 1 | 0.00011415 | 0.00011316 | 0.00011084 | 0.00010914 | 2.772e-05 | 0.00014416 | 0.00014558 | 0.00028187 | 0.00014201 | 0.00012535 | 0.0001206 | 0.00014575 | 0.0001228 | 0.00010232 | 0.00019855 | 0.00019017 | 0 | 0.00019049
333 | 14 | 1 | 0.00011416 | 0.00010714 | 0.00010676 | 5.706e-05 | 1.489e-05 | 0.00013704 | 0.00013864 | 0.00029882 | 0.00014494 | 0.00012417 | 0.00011308 | 8.55e-05 | 8.693e-05 | 8.894e-05 | 0.0002077 | 0.00019029 | 0 | 0.00019049
334 | 14 | 1 | 0.00011415 | 0.00010679 | 0.0001156 | 5.263e-05 | 1.566e-05 | 0.00012975 | 0.00013009 | 0.00030306 | 9.85e-05 | 0.00011043 | 0.00010568 | 8.72e-05 | 8.717e-05 | 8.782e-05 | 0.00021128 | 0.00019029 | 0 | 0.00019049
335 | 14 | 1 | 0.00011416 | 0.00010497 | 0.00010919 | 5.744e-05 | 1.48e-05 | 0.00013191 | 0.00012105 | 0.00030306 | 9.097e-05 | 9.835e-05 | 9.983e-05 | 8.511e-05 | 7.571e-05 | 6.707e-05 | 0.00021209 | 0.00019029 | 0 | 0.00019049
336 | 14 | 1 | 0.00011415 | 0.00011184 | 0.00011073 | 5.514e-05 | 1.541e-05 | 0.00013168 | 0.00011334 | 0.00029882 | 8.666e-05 | 8.735e-05 | 9.063e-05 | 7.883e-05 | 6.836e-05 | 5.851e-05 | 0.0002124 | 0.00019029 | 0 | 0.00019049
337 | 15 | 1 | 0.00011416 | 0.00011996 | 9.833e-05 | 6.288e-05 | 6.374e-05 | 0.00012541 | 0.00010614 | 0.00032637 | 8.033e-05 | 7.803e-05 | 8.115e-05 | 5.506e-05 | 5.447e-05 | 5.405e-05 | 0.00021242 | 0.00019024 | 0 | 0.00018962
338 | 15 | 1 | 0.00011415 | 0.00011353 | 9.983e-05 | 6.001e-05 | 7.342e-05 | 0.00011945 | 0.00010131 | 0.00033061 | 6.077e-05 | 6.737e-05 | 7.216e-05 | 1.843e-05 | 3.808e-05 | 5.667e-05 | 0.00021245 | 0.00018265 | 0 | 0.00018962
339 | 15 | 1 | 0.00011416 | 0.00012434 | 0.00010296 | 6.162e-05 | 6.451e-05 | 0.00011572 | 9.888e-05 | 0.00033062 | 2.827e-05 | 5.422e-05 | 6.568e-05 | 1.261e-05 | 3.75e-05 | 6.113e-05 | 0.00021245 | 0.00017554 | 0 | 0.00018962
340 | 15 | 1 | 0.00011415 | 0.00011289 | 0.0001039 | 5.254e-05 | 6.56e-05 | 0.00011312 | 9.779e-05 | 0.00034121 | 1.693e-05 | 4.503e-05 | 6.199e-05 | 1.276e-05 | 4.747e-05 | 8.074e-05 | 0.00021245 | 0.00016295 | 0 | 0.00018962
341 | 15 | 1 | 0.00011416 | 0.00012065 | 0.00010219 | 5.872e-05 | 6.755e-05 | 0.0001123 | 9.834e-05 | 0.0003624 | 1.387e-05 | 4.387e-05 | 6.459e-05 | 1.818e-05 | 5.636e-05 | 9.319e-05 | 0.00021245 | 0.00015362 | 0 | 0.00018962
342 | 15 | 1 | 0.00011415 | 0.00012066 | 0.00010117 | 0.00010601 | 0.00012646 | 0.000117 | 0.00010198 | 0.00036876 | 1.709e-05 | 4.845e-05 | 7.103e-05 | 4.601e-05 | 7.662e-05 | 0.00010669 | 0.00021245 | 0.0001579 | 0 | 0.00018962
343 | 15 | 1 | 0.00011416 | 0.00011653 | 0.00011197 | 0.00011159 | 0.00012696 | 0.00013033 | 0.00011397 | 0.00036876 | 3.95e-05 | 5.989e-05 | 8.063e-05 | 0.00012435 | 0.00011742 | 0.00011248 | 0.00021245 | 0.00016129 | 0 | 0.00018962
344 | 15 | 1 | 0.00011415 | 0.00012351 | 9.263e-05 | 0.00016604 | 0.00020125 | 0.00014252 | 0.00013239 | 0.00036664 | 0.00010506 | 8.357e-05 | 9.072e-05 | 0.00022313 | 0.00017767 | 0.00013725 | 0.00021245 | 0.00016709 | 0 | 0.00018962
345 | 15 | 1 | 0.00011416 | 0.00012185 | 9.092e-05 | 0.00016637 | 0.00020298 | 0.00014728 | 0.00014501 | 0.00035817 | 0.00019536 | 0.00012357 | 0.00010459 | 0.00021278 | 0.0001922 | 0.00017602 | 0.00021245 | 0.00017778 | 2.5164e-05 | 0.00018962
346 | 15 | 1 | 0.00011415 | 0.00012114 | 9.577e-05 | 0.00016701 | 0.00019475 | 0.00014888 | 0.00014896 | 0.00032637 | 0.00020658 | 0.00015843 | 0.00012442 | 0.0001682 | 0.00017327 | 0.00018123 | 0.00021245 | 0.00018815 | 4.176e-05 | 0.00018962
347 | 15 | 1 | 0.00011416 | 0.00012437 | 9.99e-05 | 0.00016363 | 0.0001928 | 0.00015019 | 0.00015103 | 0.00028398 | 0.00017675 | 0.00017181 | 0.00014234 | 0.00017017 | 0.00017394 | 0.00018067 | 0.00021245 | 0.0001902 | 8.6981e-05 | 0.00018962
348 | 15 | 1 | 0.00011415 | 0.00012411 | 0.0001027 | 0.00015623 | 0.00019882 | 0.00015068 | 0.00015133 | 0.00025643 | 0.00017307 | 0.00017482 | 0.00015671 | 0.00017081 | 0.00017042 | 0.00017307 | 0.00021245 | 0.00019029 | 2.8355e-05 | 0.00018962
349 | 15 | 1 | 0.00011416 | 0.00011889 | 9.568e-05 | 0.00016132 | 0.0001917 | 0.00014748 | 0.0001495 | 0.0002416 | 0.00017143 | 0.00017355 | 0.00016596 | 0.00016364 | 0.00016419 | 0.00016759 | 0.00021245 | 0.00018999 | 6.4269e-05 | 0.00018962
350 | 15 | 1 | 0.00011415 | 0.00012282 | 0.00010869 | 0.00015795 | 0.0002022 | 0.00014663 | 0.0001484 | 0.00023949 | 0.00016513 | 0.0001698 | 0.00017034 | 0.00017939 | 0.00016797 | 0.00015998 | 0.00021223 | 0.00019027 | 3.6678e-05 | 0.00018962
351 | 15 | 1 | 0.00011416 | 0.00011348 | 0.00011237 | 0.00016044 | 0.00018903 | 0.00014404 | 0.00014684 | 0.0002416 | 0.00017641 | 0.00016807 | 0.00016973 | 0.00018654 | 0.00016806 | 0.0001533 | 0.00021103 | 0.00019029 | 2.3264e-05 | 0.00018962
352 | 15 | 1 | 0.00011415 | 0.00011656 | 9.367e-05 | 0.00016566 | 0.00020209 | 0.00014241 | 0.00014568 | 0.00026704 | 0.00018401 | 0.00016771 | 0.00016606 | 0.00020022 | 0.0001529 | 0.00011008 | 0.00021057 | 0.00019029 | 1.1403e-05 | 0.00018962
353 | 15 | 1 | 0.00011416 | 0.00012303 | 0.00010871 | 0.00015802 | 0.0001896 | 0.00014256 | 0.00014652 | 0.00027763 | 0.0001964 | 0.00016241 | 0.00015243 | 0.00021421 | 0.0001576 | 0.00010601 | 0.00021102 | 0.00019029 | 0 | 0.00018962
354 | 15 | 1 | 0.00011415 | 0.00011859 | 9.569e-05 | 0.00016411 | 0.00019527 | 0.0001484 | 0.00015279 | 0.00028611 | 0.00021003 | 0.00015919 | 0.00013889 | 0.00020792 | 0.00016048 | 0.00011774 | 0.00021186 | 0.00019029 | 0 | 0.00018962
355 | 15 | 1 | 0.00011416 | 0.00012014 | 0.00010159 | 0.00010921 | 0.00013589 | 0.00014755 | 0.00014833 | 0.00030094 | 0.00020805 | 0.00015896 | 0.00012986 | 0.00016499 | 0.00013397 | 0.00010633 | 0.00021244 | 0.00019011 | 0 | 0.00018962
356 | 15 | 1 | 0.00011415 | 0.00011286 | 0.00010242 | 0.00011483 | 0.00013952 | 0.00014132 | 0.00014237 | 0.0002967 | 0.0001746 | 0.00015008 | 0.00012063 | 0.00012934 | 0.0001142 | 0.0001013 | 0.00021245 | 0.00018931 | 0 | 0.00018962
357 | 15 | 1 | 0.00011416 | 0.000119 | 0.00010621 | 5.533e-05 | 7.066e-05 | 0.00013465 | 0.00013485 | 0.0003073 | 0.00014031 | 0.00013469 | 0.00011283 | 8.457e-05 | 8.566e-05 | 8.765e-05 | 0.00021245 | 0.00018777 | 0 | 0.00018962
358 | 15 | 1 | 0.00011415 | 0.00011443 | 0.00010203 | 5.31e-05 | 6.317e-05 | 0.00012859 | 0.00012657 | 0.00032002 | 9.777e-05 | 0.00011307 | 0.00010512 | 8.855e-05 | 8.821e-05 | 8.887e-05 | 0.00021245 | 0.00018776 | 0 | 0.00018962
359 | 15 | 1 | 0.00011416 | 0.00012056 | 0.00011095 | 5.433e-05 | 6.956e-05 | 0.00013047 | 0.00011877 | 0.00032638 | 9.152e-05 | 9.883e-05 | 9.954e-05 | 7.867e-05 | 7.255e-05 | 6.727e-05 | 0.00021245 | 0.00017703 | 0 | 0.00018962
360 | 15 | 1 | 0.00011415 | 0.00012018 | 0.00010956 | 5.472e-05 | 7.181e-05 | 0.00013097 | 0.00011266 | 0.00033273 | 8.146e-05 | 8.627e-05 | 9.043e-05 | 6.305e-05 | 6.084e-05 | 5.902e-05 | 0.00021245 | 0.00016631 | 0 | 0.00018962
361 | 16 | 1 | 0.00011416 | 0.00011276 | 0.0001381 | 5.859e-05 | 7.551e-05 | 0.00012461 | 0.00010652 | 0.00033062 | 6.71e-05 | 7.422e-05 | 8.115e-05 | 5.485e-05 | 5.426e-05 | 5.383e-05 | 0.00021245 | 0.00016282 | 0 | 0.00018866
362 | 16 | 1 | 0.00011415 | 0.00011436 | 0.00012166 | 5.93e-05 | 6.949e-05 | 0.00011864 | 0.00010089 | 0.00034121 | 5.794e-05 | 6.416e-05 | 7.22e-05 | 1.811e-05 | 3.743e-05 | 5.57e-05 | 0.00021245 | 0.00016397 | 0 | 0.00018866
363 | 16 | 1 | 0.00011416 | 0.00011942 | 0.00013857 | 5.391e-05 | 6.779e-05 | 0.00011373 | 9.719e-05 | 0.00034545 | 2.708e-05 | 5.225e-05 | 6.556e-05 | 1.277e-05 | 3.801e-05 | 6.195e-05 | 0.00021245 | 0.00016418 | 0 | 0.00018866
364 | 16 | 1 | 0.00011415 | 0.00012142 | 0.00012029 | 5.811e-05 | 7.52e-05 | 0.0001095 | 9.574e-05 | 0.00034969 | 1.668e-05 | 4.427e-05 | 6.204e-05 | 1.276e-05 | 4.746e-05 | 8.071e-05 | 0.00021245 | 0.00017226 | 0 | 0.00018866
365 | 16 | 1 | 0.00011416 | 0.00012008 | 0.00012867 | 6.133e-05 | 7.378e-05 | 0.00010691 | 9.53e-05 | 0.00035604 | 1.387e-05 | 4.363e-05 | 6.462e-05 | 1.842e-05 | 5.71e-05 | 9.442e-05 | 0.00021244 | 0.00018438 | 0 | 0.00018866
366 | 16 | 1 | 0.00011415 | 0.0001218 | 0.00013227 | 0.0001061 | 0.00013816 | 0.00010661 | 9.655e-05 | 0.0003624 | 1.728e-05 | 4.867e-05 | 7.131e-05 | 4.588e-05 | 7.641e-05 | 0.00010639 | 0.00021229 | 0.00018824 | 0 | 0.00018866
367 | 16 | 1 | 0.00011416 | 0.00011222 | 0.00011824 | 0.00011087 | 0.00012841 | 0.00010936 | 0.00010089 | 0.00035393 | 3.944e-05 | 6.007e-05 | 8.084e-05 | 0.00012484 | 0.00011788 | 0.00011292 | 0.00021148 | 0.0001898 | 0 | 0.00018866
368 | 16 | 1 | 0.00011415 | 0.00012029 | 0.00013391 | 0.00016582 | 0.00019155 | 0.00011267 | 0.00010861 | 0.00035392 | 0.00010543 | 8.381e-05 | 9.102e-05 | 0.00022131 | 0.00017622 | 0.00013613 | 0.00020852 | 0.00019026 | 0 | 0.00018866
369 | 16 | 1 | 0.00011416 | 0.00012213 | 0.00013027 | 0.00015782 | 0.00019904 | 0.00012019 | 0.0001181 | 0.00033485 | 0.00019401 | 0.00012323 | 0.0001046 | 0.00021156 | 0.00019109 | 0.00017501 | 0.00020538 | 0.00019029 | 1.3923e-05 | 0.00018866
370 | 16 | 1 | 0.00011415 | 0.00012314 | 0.00011952 | 0.00016236 | 0.00019706 | 0.00012585 | 0.00012558 | 0.00031154 | 0.00020537 | 0.00015764 | 0.00012416 | 0.00016849 | 0.00017357 | 0.00018155 | 0.00020367 | 0.00019029 | 0.00016864 | 0.00018866
371 | 16 | 1 | 0.00011416 | 0.00011424 | 0.00012395 | 0.00016184 | 0.00019519 | 0.00012844 | 0.00012974 | 0.00028187 | 0.00017672 | 0.00017132 | 0.0001421 | 0.00016787 | 0.00017159 | 0.00017823 | 0.00020167 | 0.00019027 | 0.0002556 | 0.00018866
372 | 16 | 1 | 0.00011415 | 0.00011187 | 0.00013774 | 0.00016685 | 0.00019939 | 0.00012923 | 0.00013053 | 0.0002416 | 0.00017122 | 0.00017376 | 0.00015594 | 0.00017182 | 0.00017142 | 0.00017409 | 0.00017309 | 0.00018875 | 0.00042517 | 0.00018866
373 | 16 | 1 | 0.00011416 | 0.00012081 | 0.00013186 | 0.00016406 | 0.00019325 | 0.00012854 | 0.00012896 | 0.00023313 | 0.00017186 | 0.00017307 | 0.00016547 | 0.00016312 | 0.00016367 | 0.00016706 | 0.00016182 | 0.00018557 | 0.00050377 | 0.00018866
374 | 16 | 1 | 0.00011415 | 0.00011381 | 0.00012878 | 0.00016094 | 0.00019737 | 0.00012592 | 0.00012634 | 0.00023101 | 0.00016477 | 0.00016947 | 0.00016984 | 0.00018055 | 0.00016906 | 0.00016102 | 0.00014238 | 0.00018049 | 0.00046247 | 0.00018866
375 | 16 | 1 | 0.00011416 | 0.00012207 | 0.00012806 | 0.00016212 | 0.00018978 | 0.00012328 | 0.00012453 | 0.00023949 | 0.00017724 | 0.00016829 | 0.0001696 | 0.00018664 | 0.00016815 | 0.00015338 | 0.00011758 | 0.000164 | 0.00033225 | 0.00018866
376 | 16 | 1 | 0.00011415 | 0.000115 | 0.000123 | 0.0001632 | 0.0001969 | 0.00012333 | 0.0001237 | 0.00026068 | 0.00018426 | 0.00016802 | 0.00016605 | 0.00019859 | 0.00015165 | 0.00010918 | 0.00010286 | 0.00015306 | 0.00012423 | 0.00018866
377 | 16 | 1 | 0.00011416 | 0.00011706 | 0.00012266 | 0.0001574 | 0.00020218 | 0.00012367 | 0.00012606 | 0.00027127 | 0.00019518 | 0.00016216 | 0.00015233 | 0.00021493 | 0.00015813 | 0.00010637 | 0.0001036 | 0.00014403 | 0 | 0.00018866
378 | 16 | 1 | 0.00011415 | 0.0001194 | 0.00012314 | 0.0001587 | 0.00019945 | 0.00013241 | 0.00013569 | 0.00027975 | 0.00021038 | 0.00015907 | 0.00013889 | 0.00020674 | 0.00015957 | 0.00011707 | 0.0001013 | 0.0001293 | 0 | 0.00018866
379 | 16 | 1 | 0.00011416 | 0.00011685 | 0.000119 | 0.00011184 | 0.00013548 | 0.00013606 | 0.000135 | 0.00027339 | 0.00020716 | 0.0001586 | 0.00012973 | 0.00016663 | 0.0001353 | 0.00010739 | 9.8642e-05 | 0.00012318 | 0 | 0.00018866
380 | 16 | 1 | 0.00011415 | 0.00011946 | 0.00013462 | 0.00010509 | 0.00013835 | 0.00013109 | 0.00013042 | 0.00025856 | 0.0001757 | 0.00015028 | 0.00012071 | 0.00013105 | 0.0001157 | 0.00010264 | 9.625e-05 | 0.00013333 | 0 | 0.00018866
381 | 16 | 1 | 0.00011416 | 0.00012003 | 0.00013255 | 5.718e-05 | 7.147e-05 | 0.00012507 | 0.00012507 | 0.00025432 | 0.00014185 | 0.0001355 | 0.0001132 | 8.452e-05 | 8.562e-05 | 8.76e-05 | 9.8308e-05 | 0.00014637 | 0 | 0.00018866
382 | 16 | 1 | 0.00011415 | 0.00011705 | 0.0001404 | 5.271e-05 | 7.209e-05 | 0.00011953 | 0.00011862 | 0.00026491 | 9.805e-05 | 0.00011374 | 0.00010549 | 8.885e-05 | 8.851e-05 | 8.916e-05 | 0.00010065 | 0.00014997 | 0 | 0.00018866
383 | 16 | 1 | 0.00011416 | 0.00012117 | 0.00013866 | 5.225e-05 | 6.986e-05 | 0.00012225 | 0.00011314 | 0.00026704 | 9.186e-05 | 9.929e-05 | 9.993e-05 | 7.867e-05 | 7.255e-05 | 6.727e-05 | 9.0357e-05 | 0.00015966 | 0 | 0.00018866
384 | 16 | 1 | 0.00011415 | 0.00011618 | 0.00011827 | 6.247e-05 | 6.813e-05 | 0.00012381 | 0.00010701 | 0.00024584 | 8.153e-05 | 8.65e-05 | 9.078e-05 | 6.307e-05 | 6.085e-05 | 5.903e-05 | 9.2318e-05 | 0.00018172 | 0 | 0.00018866
385 | 17 | 1 | 0.00011416 | 0.00011753 | 9.278e-05 | 6.168e-05 | 6.737e-05 | 0.00011781 | 0.0001015 | 0.00022252 | 6.712e-05 | 7.434e-05 | 8.141e-05 | 5.506e-05 | 5.447e-05 | 5.404e-05 | 9.2585e-05 | 0.00017834 | 0 | 0.00018675
386 | 17 | 1 | 0.00011415 | 0.00012434 | 9.994e-05 | 6.256e-05 | 6.43e-05 | 0.00011239 | 9.669e-05 | 0.00022041 | 5.811e-05 | 6.428e-05 | 7.24e-05 | 1.833e-05 | 3.788e-05 | 5.638e-05 | 9.2224e-05 | 0.00016844 | 0 | 0.00018675
387 | 17 | 1 | 0.00011416 | 0.00011291 | 0.00010613 | 5.464e-05 | 7.535e-05 | 0.00010678 | 9.342e-05 | 0.00021405 | 2.728e-05 | 5.249e-05 | 6.584e-05 | 1.277e-05 | 3.799e-05 | 6.192e-05 | 9.272e-05 | 0.0001569 | 0 | 0.00018675
388 | 17 | 1 | 0.00011415 | 0.00011278 | 0.00010874 | 5.388e-05 | 7.625e-05 | 0.0001032 | 9.179e-05 | 0.0002077 | 1.672e-05 | 4.446e-05 | 6.225e-05 | 1.265e-05 | 4.705e-05 | 8.002e-05 | 8.6889e-05 | 0.00016024 | 0 | 0.00018675
389 | 17 | 1 | 0.00011416 | 0.00011383 | 9.446e-05 | 6.349e-05 | 6.76e-05 | 0.00010176 | 9.165e-05 | 0.00019498 | 1.38e-05 | 4.358e-05 | 6.464e-05 | 1.824e-05 | 5.655e-05 | 9.35e-05 | 8.2656e-05 | 0.00016883 | 0 | 0.00018675
390 | 17 | 1 | 0.00011415 | 0.00011498 | 0.00010316 | 0.00010586 | 0.00013093 | 0.00010188 | 9.254e-05 | 0.00019498 | 1.713e-05 | 4.837e-05 | 7.11e-05 | 4.633e-05 | 7.716e-05 | 0.00010744 | 8.5185e-05 | 0.00017231 | 0 | 0.00018675
391 | 17 | 1 | 0.00011416 | 0.00012012 | 0.00010218 | 0.00011193 | 0.00013631 | 0.00010376 | 9.494e-05 | 0.00019709 | 3.976e-05 | 6.01e-05 | 8.084e-05 | 0.00012503 | 0.00011806 | 0.0001131 | 8.4581e-05 | 0.00017564 | 0 | 0.00018675
392 | 17 | 1 | 0.00011415 | 0.00012259 | 9.943e-05 | 0.00016338 | 0.00019785 | 0.00010561 | 9.925e-05 | 0.00019497 | 0.00010564 | 8.399e-05 | 9.104e-05 | 0.00022214 | 0.00017688 | 0.00013664 | 8.6407e-05 | 0.00017822 | 0 | 0.00018675
393 | 17 | 1 | 0.00011416 | 0.00012319 | 0.00010504 | 0.00016578 | 0.00019233 | 0.00011135 | 0.00010536 | 0.00018438 | 0.0001947 | 0.00012361 | 0.00010474 | 0.00021188 | 0.00019139 | 0.00017528 | 9.4094e-05 | 0.00017723 | 5.536e-05 | 0.00018675
394 | 17 | 1 | 0.00011415 | 0.00012289 | 9.399e-05 | 0.00015639 | 0.00019581 | 0.00011667 | 0.00011088 | 0.00017591 | 0.00020577 | 0.00015804 | 0.00012438 | 0.00016782 | 0.00017288 | 0.00018082 | 0.00010362 | 0.00017692 | 0.0003042 | 0.00018675
395 | 17 | 1 | 0.00011416 | 0.00012346 | 0.0001101 | 0.00015728 | 0.00019257 | 0.00011999 | 0.00011406 | 0.00017802 | 0.00017629 | 0.00017132 | 0.00014217 | 0.0001684 | 0.00017213 | 0.00017878 | 0.00010907 | 0.0001778 | 0.00046675 | 0.00018675
396 | 17 | 1 | 0.00011415 | 0.00011596 | 0.00011048 | 0.00016 | 0.00019158 | 0.00012436 | 0.00011526 | 0.00017803 | 0.00017156 | 0.00017384 | 0.00015609 | 0.00017114 | 0.00017075 | 0.00017341 | 0.00010379 | 0.00018176 | 0.00054205 | 0.00018675
397 | 17 | 1 | 0.00011416 | 0.00011356 | 9.436e-05 | 0.00016563 | 0.0001943 | 0.00012508 | 0.00011579 | 0.00017379 | 0.00017138 | 0.00017292 | 0.00016543 | 0.00016334 | 0.0001639 | 0.00016729 | 0.00010276 | 0.00018622 | 0.00054142 | 0.00018675
398 | 17 | 1 | 0.00011415 | 0.0001224 | 0.00010861 | 0.00015703 | 0.00019114 | 0.00012104 | 0.00011505 | 0.00018438 | 0.00016486 | 0.0001694 | 0.00016982 | 0.00018 | 0.00016854 | 0.00016052 | 0.00010584 | 0.00018783 | 0.00048663 | 0.00018675
399 | 17 | 1 | 0.00011416 | 0.00012159 | 8.962e-05 | 0.00016675 | 0.00019969 | 0.00011643 | 0.00011428 | 0.00018014 | 0.00017682 | 0.00016807 | 0.00016945 | 0.00018671 | 0.00016822 | 0.00015344 | 0.00011043 | 0.00018807 | 0.00033765 | 0.00018675
400 | 17 | 1 | 0.00011415 | 0.0001153 | 9.733e-05 | 0.00015997 | 0.00020051 | 0.00011529 | 0.00011482 | 0.00017591 | 0.00018423 | 0.00016787 | 0.00016592 | 0.00019915 | 0.00015208 | 0.00010949 | 0.00012314 | 0.00018941 | 0.00013273 | 0.00018675
401 | 17 | 1 | 0.00011416 | 0.00011792 | 9.985e-05 | 0.00016568 | 0.00019076 | 0.00011662 | 0.00011821 | 0.00017167 | 0.00019561 | 0.00016224 | 0.00015229 | 0.0002159 | 0.00015885 | 0.00010685 | 0.00014612 | 0.00018935 | 0 | 0.00018675
402 | 17 | 1 | 0.00011415 | 0.00011352 | 0.00010196 | 0.00016157 | 0.00020129 | 0.00012629 | 0.00013173 | 0.00016955 | 0.00021121 | 0.00015944 | 0.00013899 | 0.00020901 | 0.00016132 | 0.00011836 | 0.00017229 | 0.00018864 | 0 | 0.00018675
403 | 17 | 1 | 0.00011416 | 0.0001196 | 0.00010233 | 0.00010574 | 0.00013421 | 0.00013435 | 0.0001337 | 0.00016955 | 0.00020911 | 0.00015954 | 0.00013012 | 0.00016607 | 0.00013484 | 0.00010703 | 0.00018976 | 0.00018666 | 0 | 0.00018675
404 | 17 | 1 | 0.00011415 | 0.0001206 | 0.0001077 | 0.00011479 | 0.000129 | 0.00013401 | 0.00013045 | 0.00017166 | 0.00017567 | 0.00015086 | 0.00012102 | 0.00013003 | 0.0001148 | 0.00010184 | 0.00019839 | 0.00018256 | 0 | 0.00018675
405 | 17 | 1 | 0.00011416 | 0.00011399 | 8.965e-05 | 5.665e-05 | 7.476e-05 | 0.00012872 | 0.00012606 | 0.00016743 | 0.0001411 | 0.00013543 | 0.0001133 | 8.522e-05 | 8.632e-05 | 8.832e-05 | 0.00020519 | 0.00016869 | 0 | 0.00018675
406 | 17 | 1 | 0.00011415 | 0.00011515 | 9.95e-05 | 5.89e-05 | 6.954e-05 | 0.0001238 | 0.00011997 | 0.00016743 | 9.846e-05 | 0.00011377 | 0.00010569 | 8.823e-05 | 8.79e-05 | 8.855e-05 | 0.00020876 | 0.00014613 | 0 | 0.00018675
407 | 17 | 1 | 0.00011416 | 0.00012172 | 9.968e-05 | 5.701e-05 | 6.377e-05 | 0.00012524 | 0.00011376 | 0.00016107 | 9.143e-05 | 9.916e-05 | 9.994e-05 | 7.819e-05 | 7.211e-05 | 6.686e-05 | 0.00020945 | 0.00012888 | 0 | 0.00018675
408 | 17 | 1 | 0.00011415 | 0.0001172 | 9.835e-05 | 5.439e-05 | 7.375e-05 | 0.00012576 | 0.000106 | 0.00015471 | 8.109e-05 | 8.621e-05 | 9.063e-05 | 6.343e-05 | 6.121e-05 | 5.938e-05 | 0.0002055 | 0.0001322 | 0 | 0.00018675
409 | 18 | 1 | 0.00011416 | 0.00011613 | 0.00013352 | 6.075e-05 | 7.373e-05 | 0.00012048 | 0.00010041 | 0.00014836 | 6.732e-05 | 7.423e-05 | 8.132e-05 | 5.481e-05 | 5.422e-05 | 5.38e-05 | 0.00020273 | 0.00012962 | 0 | 0.00018311
410 | 18 | 1 | 0.00011415 | 0.00010619 | 0.00014747 | 6.359e-05 | 6.87e-05 | 0.00011589 | 9.735e-05 | 0.00015471 | 5.794e-05 | 6.419e-05 | 7.228e-05 | 1.823e-05 | 3.768e-05 | 5.608e-05 | 0.00019689 | 0.00011967 | 0 | 0.00018311
411 | 18 | 1 | 0.00011416 | 0.00011647 | 0.00012751 | 5.854e-05 | 7.147e-05 | 0.00011184 | 9.596e-05 | 0.00015047 | 2.718e-05 | 5.236e-05 | 6.567e-05 | 1.275e-05 | 3.795e-05 | 6.185e-05 | 0.00018613 | 0.00010669 | 0 | 0.00018311
412 | 18 | 1 | 0.00011415 | 0.00010957 | 0.00013375 | 6.156e-05 | 6.716e-05 | 0.00010969 | 9.559e-05 | 0.00015895 | 1.669e-05 | 4.434e-05 | 6.211e-05 | 1.263e-05 | 4.699e-05 | 7.992e-05 | 0.00017587 | 9.1089e-05 | 0 | 0.00018311
413 | 18 | 1 | 0.00011416 | 0.00011711 | 0.0001463 | 5.409e-05 | 6.616e-05 | 0.00010972 | 9.669e-05 | 0.00020133 | 1.378e-05 | 4.349e-05 | 6.451e-05 | 1.831e-05 | 5.677e-05 | 9.387e-05 | 0.00016804 | 8.1399e-05 | 0 | 0.00018311
414 | 18 | 1 | 0.00011415 | 0.00011594 | 0.00012686 | 0.00010717 | 0.00013715 | 0.00011506 | 0.00010108 | 0.00022465 | 1.718e-05 | 4.841e-05 | 7.107e-05 | 4.596e-05 | 7.654e-05 | 0.00010658 | 0.00015962 | 7.4987e-05 | 0 | 0.00018311
415 | 18 | 1 | 0.00011416 | 0.00011487 | 0.00012712 | 0.00011034 | 0.00013439 | 0.00013022 | 0.00011346 | 0.00023524 | 3.948e-05 | 5.992e-05 | 8.065e-05 | 0.00012479 | 0.00011783 | 0.00011288 | 0.000153 | 6.4385e-05 | 0 | 0.00018311
416 | 18 | 1 | 0.00011415 | 0.00010978 | 0.00014209 | 0.00015756 | 0.00019197 | 0.00014205 | 0.00013345 | 0.00022676 | 0.0001054 | 8.374e-05 | 9.083e-05 | 0.00022252 | 0.00017718 | 0.00013687 | 0.00014872 | 5.1522e-05 | 0 | 0.00018311
417 | 18 | 1 | 0.00011416 | 0.00011301 | 0.00014785 | 0.00016756 | 0.00018966 | 0.00014616 | 0.00014545 | 0.00022041 | 0.00019495 | 0.00012354 | 0.00010461 | 0.00021184 | 0.00019135 | 0.00017524 | 0.00014871 | 3.7197e-05 | 2.0753e-05 | 0.00018311
418 | 18 | 1 | 0.00011415 | 0.00010883 | 0.00013136 | 0.00016711 | 0.00019266 | 0.00014755 | 0.00014757 | 0.00021193 | 0.00020577 | 0.00015804 | 0.00012427 | 0.00016996 | 0.00017508 | 0.00018313 | 0.00014763 | 2.4173e-05 | 0.00022701 | 0.00018311
419 | 18 | 1 | 0.00011416 | 0.00011366 | 0.00012813 | 0.00015768 | 0.00018937 | 0.00014718 | 0.00014683 | 0.00020557 | 0.00017797 | 0.00017213 | 0.00014259 | 0.00016854 | 0.00017227 | 0.00017893 | 0.00014373 | 1.5835e-05 | 2.3391e-05 | 0.00018311
420 | 18 | 1 | 0.00011415 | 0.00011139 | 0.00014582 | 0.00015826 | 0.00019683 | 0.00014901 | 0.00014614 | 0.00019921 | 0.000172 | 0.00017463 | 0.00015657 | 0.00017255 | 0.00017215 | 0.00017483 | 0.00012889 | 1.4998e-05 | 2.4112e-05 | 0.00018311
421 | 18 | 1 | 0.00011416 | 0.00011175 | 0.0001364 | 0.0001612 | 0.00018979 | 0.00014502 | 0.00014344 | 0.00025855 | 0.0001726 | 0.00017389 | 0.00016621 | 0.00016276 | 0.00016331 | 0.0001667 | 0.00011116 | 1.201e-05 | 1.2582e-05 | 0.00018311
422 | 18 | 1 | 0.00011415 | 0.00010963 | 0.00012809 | 0.00016738 | 0.00019788 | 0.00014472 | 0.00014373 | 0.0002416 | 0.00016466 | 0.00016985 | 0.00017038 | 0.00017939 | 0.00016797 | 0.00015998 | 8.5309e-05 | 8.9773e-06 | 4.3338e-05 | 0.00018311
423 | 18 | 1 | 0.00011416 | 0.00011344 | 0.00013429 | 0.00015883 | 0.00019358 | 0.00014393 | 0.00014392 | 0.00024161 | 0.00017633 | 0.00016802 | 0.00016978 | 0.00018703 | 0.0001685 | 0.00015369 | 7.0893e-05 | 7.5567e-06 | 1.058e-05 | 0.00018311
424 | 18 | 1 | 0.00011415 | 0.00011148 | 0.00012878 | 0.00015651 | 0.00020251 | 0.00014364 | 0.00014491 | 0.00022888 | 0.00018438 | 0.00016781 | 0.00016614 | 0.00020018 | 0.00015286 | 0.00011005 | 5.2034e-05 | 7.8086e-06 | 5.3689e-05 | 0.00018311
425 | 18 | 1 | 0.00011416 | 0.00010952 | 0.00013633 | 0.00016519 | 0.00019001 | 0.0001444 | 0.00014761 | 0.00025008 | 0.00019642 | 0.0001625 | 0.00015252 | 0.00021528 | 0.00015839 | 0.00010654 | 4.2593e-05 | 6.9879e-06 | 0 | 0.00018311
426 | 18 | 1 | 0.00011415 | 0.00011143 | 0.00014549 | 0.00016393 | 0.00019569 | 0.00015376 | 0.00015579 | 0.00026068 | 0.00021089 | 0.00015954 | 0.00013904 | 0.00020691 | 0.0001597 | 0.00011717 | 3.3774e-05 | 6.5713e-06 | 0 | 0.00018311
427 | 18 | 1 | 0.00011416 | 0.00011456 | 0.00014245 | 0.0001136 | 0.00013172 | 0.00015589 | 0.00015151 | 0.00025008 | 0.00020743 | 0.00015896 | 0.00012989 | 0.00016576 | 0.00013459 | 0.00010683 | 2.9853e-05 | 7.8098e-06 | 0 | 0.00018311
428 | 18 | 1 | 0.00011415 | 0.00010844 | 0.00014088 | 0.00010809 | 0.00012737 | 0.00015011 | 0.00014719 | 0.00027127 | 0.0001751 | 0.00015021 | 0.00012075 | 0.00013001 | 0.00011479 | 0.00010183 | 2.6606e-05 | 9.0656e-06 | 0 | 0.00018311
429 | 18 | 1 | 0.00011416 | 0.00011703 | 0.00012548 | 5.814e-05 | 6.845e-05 | 0.00014285 | 0.00014002 | 0.00025855 | 0.00014093 | 0.00013502 | 0.00011304 | 8.524e-05 | 8.634e-05 | 8.834e-05 | 2.2627e-05 | 8.6667e-06 | 0 | 0.00018311
430 | 18 | 1 | 0.00011415 | 0.00011179 | 0.00013375 | 5.544e-05 | 6.913e-05 | 0.00013569 | 0.00013123 | 0.00023948 | 9.841e-05 | 0.00011359 | 0.00010546 | 8.741e-05 | 8.707e-05 | 8.772e-05 | 1.8669e-05 | 6.7557e-06 | 0 | 0.00018311
431 | 18 | 1 | 0.00011416 | 0.00010828 | 0.00013979 | 5.263e-05 | 7.346e-05 | 0.00013852 | 0.00012193 | 0.00021193 | 9.078e-05 | 9.879e-05 | 9.958e-05 | 7.829e-05 | 7.22e-05 | 6.695e-05 | 1.6785e-05 | 5.0962e-06 | 0 | 0.00018311
432 | 18 | 1 | 0.00011415 | 0.00011305 | 0.00013709 | 6.041e-05 | 6.969e-05 | 0.00013859 | 0.00011373 | 0.00021405 | 8.104e-05 | 8.595e-05 | 9.037e-05 | 6.288e-05 | 6.067e-05 | 5.886e-05 | 6.7576e-06 | 5.471e-06 | 0 | 0.00018311
433 | 19 | 1 | 0.00011416 | 0.00011625 | 0.00010168 | 5.418e-05 | 6.683e-05 | 0.00013262 | 0.00010624 | 0.00019498 | 6.687e-05 | 7.391e-05 | 8.102e-05 | 5.462e-05 | 5.403e-05 | 5.361e-05 | 5.6731e-06 | 3.7457e-06 | 0 | 0.0001792
434 | 19 | 1 | 0.00011415 | 0.00011393 | 8.538e-05 | 5.899e-05 | 6.243e-05 | 0.00012732 | 0.00010187 | 0.00020769 | 5.77e-05 | 6.39e-05 | 7.2e-05 | 1.82e-05 | 3.761e-05 | 5.597e-05 | 5.8802e-06 | 4.1121e-06 | 0 | 0.0001792
435 | 19 | 1 | 0.00011416 | 0.00011822 | 8.651e-05 | 5.213e-05 | 6.609e-05 | 0.00012244 | 9.951e-05 | 0.00021617 | 2.71e-05 | 5.215e-05 | 6.542e-05 | 1.266e-05 | 3.765e-05 | 6.138e-05 | 5.5434e-06 | 4.9844e-06 | 0 | 0.0001792
436 | 19 | 1 | 0.00011415 | 0.0001232 | 8.496e-05 | 6.283e-05 | 7.38e-05 | 0.00011993 | 9.876e-05 | 0.00021193 | 1.659e-05 | 4.412e-05 | 6.183e-05 | 1.26e-05 | 4.687e-05 | 7.972e-05 | 3.9474e-06 | 5.3376e-06 | 0 | 0.0001792
437 | 19 | 1 | 0.00011416 | 0.00011918 | 9.413e-05 | 6.116e-05 | 6.969e-05 | 0.00011873 | 0.0001001 | 0.00022677 | 1.373e-05 | 4.331e-05 | 6.423e-05 | 1.82e-05 | 5.643e-05 | 9.332e-05 | 2.3273e-06 | 6.2652e-06 | 0 | 0.0001792
438 | 19 | 1 | 0.00011415 | 0.00012035 | 9.858e-05 | 0.00010962 | 0.0001279 | 0.0001233 | 0.00010403 | 0.00022041 | 1.709e-05 | 4.817e-05 | 7.074e-05 | 4.653e-05 | 7.749e-05 | 0.00010791 | 1.3175e-06 | 7.1473e-06 | 0 | 0.0001792
439 | 19 | 1 | 0.00011416 | 0.00011684 | 0.00010165 | 0.00010745 | 0.0001326 | 0.00013666 | 0.00011603 | 0.00022465 | 3.991e-05 | 6.011e-05 | 8.067e-05 | 0.00012433 | 0.0001174 | 0.00011246 | 1.5018e-06 | 7.5512e-06 | 0 | 0.0001792
440 | 19 | 1 | 0.00011415 | 0.00011236 | 8.998e-05 | 0.00016647 | 0.00019719 | 0.00014849 | 0.00013586 | 0.00022041 | 0.00010512 | 8.382e-05 | 9.081e-05 | 0.000224 | 0.00017836 | 0.00013779 | 2.7593e-06 | 8.1152e-06 | 0 | 0.0001792
441 | 19 | 1 | 0.00011416 | 0.00011651 | 8.889e-05 | 0.00016448 | 0.00019483 | 0.00015158 | 0.00014738 | 0.00020134 | 0.00019606 | 0.00012398 | 0.00010483 | 0.00021552 | 0.00019467 | 0.00017828 | 2.9404e-06 | 9.1129e-06 | 5.939e-08 | 0.0001792
442 | 19 | 1 | 0.00011415 | 0.00012105 | 8.667e-05 | 0.00016601 | 0.00019874 | 0.00015079 | 0.00015028 | 0.00019498 | 0.00020885 | 0.00015961 | 0.00012517 | 0.0001687 | 0.00017378 | 0.00018177 | 2.2607e-06 | 9.3556e-06 | 4.4288e-05 | 0.0001792
443 | 19 | 1 | 0.00011416 | 0.00011539 | 9.322e-05 | 0.00016003 | 0.00018912 | 0.0001482 | 0.00014971 | 0.00019286 | 0.0001776 | 0.00017297 | 0.00014316 | 0.00016782 | 0.00017154 | 0.00017817 | 1.5571e-06 | 9.756e-06 | 0.00011802 | 0.0001792
444 | 19 | 1 | 0.00011415 | 0.00011575 | 0.00010297 | 0.00016022 | 0.00020025 | 0.00014875 | 0.00014857 | 0.00017166 | 0.00017146 | 0.00017466 | 0.00015686 | 0.00017193 | 0.00017154 | 0.00017421 | 5.2501e-07 | 8.6933e-06 | 0.00021297 | 0.0001792
445 | 19 | 1 | 0.00011416 | 0.00011714 | 0.00010289 | 0.0001657 | 0.000191 | 0.00014519 | 0.00014628 | 0.00016743 | 0.00017203 | 0.00017348 | 0.00016626 | 0.00016277 | 0.00016332 | 0.0001667 | 2.1905e-07 | 8.5245e-06 | 0.0002442 | 0.0001792
446 | 19 | 1 | 0.00011415 | 0.00012126 | 9.168e-05 | 0.00015705 | 0.00018756 | 0.00014365 | 0.00014675 | 0.00017167 | 0.00016451 | 0.00016952 | 0.00017031 | 0.00017909 | 0.00016769 | 0.00015971 | 2.7906e-07 | 5.8218e-06 | 9.5465e-05 | 0.0001792
447 | 19 | 1 | 0.00011416 | 0.00011823 | 9.498e-05 | 0.00016174 | 0.00019928 | 0.00014096 | 0.00014675 | 0.00017591 | 0.00017605 | 0.00016774 | 0.00016952 | 0.0001854 | 0.00016703 | 0.00015235 | 4.2197e-07 | 3.0479e-06 | 5.2738e-05 | 0.0001792
448 | 19 | 1 | 0.00011415 | 0.00011501 | 0.00010105 | 0.00015858 | 0.00019669 | 0.00014078 | 0.00014698 | 0.00019709 | 0.00018305 | 0.0001671 | 0.00016562 | 0.00020146 | 0.00015384 | 0.00011076 | 6.7166e-07 | 1.4785e-06 | 1.987e-05 | 0.0001792
449 | 19 | 1 | 0.00011416 | 0.00012076 | 0.00010524 | 0.00016386 | 0.00019538 | 0.00014294 | 0.00014925 | 0.00021405 | 0.00019716 | 0.00016229 | 0.00015221 | 0.00021422 | 0.00015761 | 0.00010601 | 1.1115e-06 | 1.1669e-06 | 0 | 0.0001792
450 | 19 | 1 | 0.00011415 | 0.00011256 | 9.81e-05 | 0.00015623 | 0.00018711 | 0.0001524 | 0.00015632 | 0.00021829 | 0.00021016 | 0.00015927 | 0.0001387 | 0.00020761 | 0.00016024 | 0.00011756 | 1.6416e-06 | 1.4925e-06 | 0 | 0.0001792
451 | 19 | 1 | 0.00011416 | 0.00012004 | 9.147e-05 | 0.00010754 | 0.00013032 | 0.00015705 | 0.00015168 | 0.00020346 | 0.00020785 | 0.00015895 | 0.00012972 | 0.00016593 | 0.00013473 | 0.00010694 | 1.5565e-06 | 2.3914e-06 | 0 | 0.0001792
452 | 19 | 1 | 0.00011415 | 0.00011229 | 8.946e-05 | 0.00010518 | 0.00013297 | 0.00015111 | 0.00014708 | 0.00021194 | 0.00017531 | 0.00015032 | 0.00012069 | 0.00012959 | 0.00011442 | 0.0001015 | 1.0371e-06 | 3.7292e-06 | 0 | 0.0001792
453 | 19 | 1 | 0.00011416 | 0.000119 | 0.00010242 | 5.634e-05 | 6.982e-05 | 0.00014384 | 0.00014002 | 0.00020134 | 0.00014063 | 0.00013499 | 0.00011298 | 8.551e-05 | 8.662e-05 | 8.862e-05 | 4.1242e-07 | 4.4637e-06 | 0 | 0.0001792
454 | 19 | 1 | 0.00011415 | 0.0001215 | 0.00010413 | 6.274e-05 | 6.265e-05 | 0.00013624 | 0.00013179 | 0.00019498 | 9.858e-05 | 0.00011362 | 0.00010547 | 8.866e-05 | 8.832e-05 | 8.897e-05 | 1.681e-07 | 3.5913e-06 | 0 | 0.0001792
455 | 19 | 1 | 0.00011416 | 0.00012248 | 9.368e-05 | 5.773e-05 | 7.084e-05 | 0.0001377 | 0.00012188 | 0.00019286 | 9.178e-05 | 9.928e-05 | 9.989e-05 | 7.829e-05 | 7.22e-05 | 6.695e-05 | 1.2315e-07 | 1.7441e-06 | 0 | 0.0001792
456 | 19 | 1 | 0.00011415 | 0.00012321 | 9.861e-05 | 5.619e-05 | 6.87e-05 | 0.00013708 | 0.00011338 | 0.00018014 | 8.124e-05 | 8.639e-05 | 9.066e-05 | 6.281e-05 | 6.061e-05 | 5.879e-05 | 1.9302e-07 | 1.1168e-06 | 0 | 0.0001792
457 | 20 | 1 | 0.00011416 | 0.00011875 | 0.00011529 | 6.145e-05 | 3.925e-05 | 0.00013165 | 0.00010653 | 0.00015472 | 6.688e-05 | 7.414e-05 | 8.126e-05 | 6.828e-05 | 6.08e-05 | 5.362e-05 | 3.5288e-07 | 3.2553e-07 | 0 | 0.00017608
458 | 20 | 1 | 0.00011415 | 0.00011357 | 0.00011932 | 5.91e-05 | 4.185e-05 | 0.00012684 | 0.0001018 | 0.00010809 | 6.837e-05 | 6.641e-05 | 7.221e-05 | 3.454e-05 | 4.566e-05 | 5.596e-05 | 9.9234e-07 | 3.5585e-07 | 0 | 0.00017608
459 | 20 | 1 | 0.00011416 | 0.00010912 | 0.00010881 | 5.22e-05 | 3.899e-05 | 0.00012256 | 9.936e-05 | 0.00010385 | 4.189e-05 | 5.731e-05 | 6.556e-05 | 2.125e-05 | 4.197e-05 | 6.139e-05 | 1.7403e-06 | 3.3475e-07 | 0 | 0.00017608
460 | 20 | 1 | 0.00011415 | 0.00011209 | 9.8e-05 | 5.572e-05 | 4.323e-05 | 0.00011958 | 9.843e-05 | 0.00010597 | 2.643e-05 | 4.962e-05 | 6.19e-05 | 2.072e-05 | 5.118e-05 | 8.018e-05 | 1.9035e-06 | 4.1973e-07 | 0 | 0.00017608
461 | 20 | 1 | 0.00011416 | 0.00011394 | 0.00011963 | 5.499e-05 | 4.008e-05 | 0.00011894 | 9.909e-05 | 0.00010385 | 2.244e-05 | 4.835e-05 | 6.437e-05 | 2.27e-05 | 5.895e-05 | 9.369e-05 | 1.7956e-06 | 4.4455e-07 | 0 | 0.00017608
462 | 20 | 1 | 0.00011415 | 0.00011838 | 0.00010963 | 0.00011553 | 8.092e-05 | 0.00012277 | 0.00010274 | 9.961e-05 | 2.257e-05 | 5.217e-05 | 7.093e-05 | 2.904e-05 | 6.86e-05 | 0.00010676 | 1.5003e-06 | 2.9359e-07 | 0 | 0.00017608
463 | 20 | 1 | 0.00011416 | 0.00011966 | 9.851e-05 | 0.00010858 | 7.761e-05 | 0.00013526 | 0.00011443 | 0.00010597 | 2.751e-05 | 5.921e-05 | 8.058e-05 | 4.552e-05 | 7.9e-05 | 0.00011158 | 9.9787e-07 | 1.5145e-07 | 0 | 0.00017608
464 | 20 | 1 | 0.00011415 | 0.00011764 | 0.00010338 | 0.00016313 | 0.00012205 | 0.00014656 | 0.00013382 | 0.00011233 | 4.141e-05 | 6.809e-05 | 9.052e-05 | 6.86e-05 | 0.00010316 | 0.00013736 | 1.1877e-06 | 1.4563e-07 | 0 | 0.00017608
465 | 20 | 1 | 0.00011416 | 0.00011951 | 0.00010278 | 0.0001628 | 0.00011933 | 0.00015171 | 0.00014635 | 0.00011021 | 6.224e-05 | 8.291e-05 | 0.00010445 | 9.947e-05 | 0.00013718 | 0.00017527 | 1.2211e-06 | 1.9121e-08 | 1.4228e-05 | 0.00017608
466 | 20 | 1 | 0.00011415 | 0.00011716 | 0.00011372 | 0.00016481 | 0.00012106 | 0.00015341 | 0.00014978 | 0.00010385 | 9.073e-05 | 0.0001062 | 0.00012414 | 0.00012946 | 0.00015502 | 0.00018189 | 2.0749e-06 | 0 | 5.5971e-05 | 0.00017608
467 | 20 | 1 | 0.00011416 | 0.00011478 | 0.00011313 | 0.00015623 | 0.00012053 | 0.00015385 | 0.00014982 | 0.00010173 | 0.00012024 | 0.00012964 | 0.00014223 | 0.00013744 | 0.00015727 | 0.00017871 | 2.5049e-06 | 0 | 0.00013731 | 0.00017608
468 | 20 | 1 | 0.00011415 | 0.00011834 | 9.813e-05 | 0.00016413 | 0.00011885 | 0.00015418 | 0.00014885 | 9.537e-05 | 0.00013297 | 0.00014515 | 0.0001562 | 0.00013929 | 0.00015577 | 0.00017395 | 1.3723e-06 | 0 | 0.00034562 | 0.00017608
469 | 20 | 1 | 0.00011416 | 0.00011512 | 9.902e-05 | 0.00016384 | 0.00011714 | 0.00015093 | 0.00014728 | 9.114e-05 | 0.00013772 | 0.00015229 | 0.00016572 | 0.00013188 | 0.00014944 | 0.00016848 | 1.8078e-06 | 0 | 0.00049046 | 0.00017608
470 | 20 | 1 | 0.00011415 | 0.00011231 | 0.00011939 | 0.00016301 | 0.00011973 | 0.00015156 | 0.0001474 | 9.325e-05 | 0.00013322 | 0.00015263 | 0.00017034 | 0.00011337 | 0.00013671 | 0.00016099 | 3.1053e-06 | 0 | 0.00019484 | 0.00017608
471 | 20 | 1 | 0.00011416 | 0.0001191 | 0.00011225 | 0.00016028 | 0.0001206 | 0.0001497 | 0.0001471 | 0.00011021 | 0.00011792 | 0.00014673 | 0.00017002 | 0.00012699 | 0.00013835 | 0.00015119 | 3.8081e-06 | 2.2642e-07 | 6.667e-05 | 0.00017608
472 | 20 | 1 | 0.00011415 | 0.00011707 | 0.00010552 | 0.00016732 | 0.00011647 | 0.00014844 | 0.00014642 | 0.00011445 | 0.00012544 | 0.00014204 | 0.0001659 | 0.00013639 | 0.00012253 | 0.00011076 | 3.6561e-06 | 6.0719e-07 | 9.8503e-06 | 0.00017608
473 | 20 | 1 | 0.00011416 | 0.00011991 | 0.000106 | 0.00015802 | 0.00011647 | 0.00014702 | 0.00014786 | 0.00011868 | 0.00013374 | 0.00013394 | 0.00015247 | 0.00014172 | 0.00012342 | 0.00010741 | 3.8216e-06 | 1.1559e-06 | 0 | 0.00017608
474 | 20 | 1 | 0.00011415 | 0.00011183 | 0.00011088 | 0.00016749 | 0.00011979 | 0.00015388 | 0.00015517 | 0.00012292 | 0.00013962 | 0.00012813 | 0.00013921 | 0.00014343 | 0.00013002 | 0.00011887 | 5.7404e-06 | 2.3484e-06 | 0 | 0.00017608
475 | 20 | 1 | 0.00011416 | 0.00011481 | 0.000118 | 0.00010855 | 8.126e-05 | 0.00015576 | 0.00015066 | 0.00012928 | 0.00014249 | 0.00012748 | 0.00013038 | 0.00014268 | 0.00012371 | 0.00010708 | 9.619e-06 | 3.9301e-06 | 0 | 0.00017608
476 | 20 | 1 | 0.00011415 | 0.00011911 | 0.0001011 | 0.00010467 | 8.145e-05 | 0.00014893 | 0.00014576 | 0.00012504 | 0.00014262 | 0.00012621 | 0.00012124 | 0.00014534 | 0.00012245 | 0.00010202 | 1.5692e-05 | 5.7349e-06 | 0 | 0.00017608
477 | 20 | 1 | 0.00011416 | 0.00011848 | 0.0001 | 6.175e-05 | 4.366e-05 | 0.00014246 | 0.00013865 | 0.00012293 | 0.00014477 | 0.00012454 | 0.00011358 | 8.472e-05 | 8.614e-05 | 8.813e-05 | 2.0081e-05 | 8.0068e-06 | 0 | 0.00017608
478 | 20 | 1 | 0.00011415 | 0.00011658 | 0.00010554 | 6.321e-05 | 4.458e-05 | 0.00013481 | 0.00013054 | 0.00012928 | 9.789e-05 | 0.00011025 | 0.00010586 | 8.796e-05 | 8.793e-05 | 8.858e-05 | 2.1378e-05 | 1.1174e-05 | 0 | 0.00017608
479 | 20 | 1 | 0.00011416 | 0.00011034 | 0.00011058 | 5.902e-05 | 4.254e-05 | 0.00013591 | 0.00012166 | 0.00013775 | 9.143e-05 | 9.838e-05 | 0.00010006 | 8.577e-05 | 7.63e-05 | 6.759e-05 | 2.0933e-05 | 1.7155e-05 | 0 | 0.00017608
480 | 20 | 1 | 0.00011415 | 0.0001193 | 0.00011986 | 6.302e-05 | 4.24e-05 | 0.00013606 | 0.00011374 | 0.00014411 | 8.724e-05 | 8.766e-05 | 9.085e-05 | 7.866e-05 | 6.821e-05 | 5.839e-05 | 2.5612e-05 | 2.7187e-05 | 0 | 0.00017608
481 | 21 | 1 | 0.00011416 | 0.00012233 | 0.00011321 | 5.435e-05 | 1.517e-05 | 0.00012979 | 0.00010667 | 0.00014835 | 8.031e-05 | 7.824e-05 | 8.128e-05 | 6.765e-05 | 6.023e-05 | 5.312e-05 | 2.992e-05 | 3.4612e-05 | 0 | 0.00017487
482 | 21 | 1 | 0.00011415 | 0.00012124 | 0.00011523 | 5.238e-05 | 1.395e-05 | 0.0001251 | 0.00010212 | 0.00016319 | 7.061e-05 | 6.953e-05 | 7.206e-05 | 3.46e-05 | 4.573e-05 | 5.604e-05 | 3.6997e-05 | 4.0048e-05 | 0 | 0.00017487
483 | 21 | 1 | 0.00011416 | 0.00011524 | 0.00011389 | 5.382e-05 | 1.441e-05 | 0.00012073 | 9.997e-05 | 0.00016955 | 4.278e-05 | 5.89e-05 | 6.544e-05 | 2.15e-05 | 4.247e-05 | 6.213e-05 | 4.222e-05 | 4.7419e-05 | 0 | 0.00017487
484 | 21 | 1 | 0.00011415 | 0.0001197 | 0.0001156 | 6.265e-05 | 1.597e-05 | 0.00011832 | 9.929e-05 | 0.00018226 | 2.692e-05 | 5.045e-05 | 6.196e-05 | 2.063e-05 | 5.096e-05 | 7.983e-05 | 4.3979e-05 | 5.2541e-05 | 0 | 0.00017487
485 | 21 | 1 | 0.00011416 | 0.00012444 | 0.00011242 | 5.297e-05 | 1.591e-05 | 0.00011768 | 9.975e-05 | 0.00018439 | 2.24e-05 | 4.868e-05 | 6.436e-05 | 2.275e-05 | 5.907e-05 | 9.388e-05 | 4.8135e-05 | 5.5011e-05 | 0 | 0.00017487
486 | 21 | 1 | 0.00011415 | 0.00012337 | 0.00011517 | 0.00010862 | 2.858e-05 | 0.00012243 | 0.00010321 | 0.0001865 | 2.261e-05 | 5.23e-05 | 7.098e-05 | 2.91e-05 | 6.874e-05 | 0.00010698 | 4.817e-05 | 6.0851e-05 | 0 | 0.00017487
487 | 21 | 1 | 0.00011416 | 0.00011907 | 0.00011064 | 0.00010512 | 2.721e-05 | 0.00013524 | 0.00011508 | 0.0001865 | 2.757e-05 | 5.93e-05 | 8.07e-05 | 4.57e-05 | 7.931e-05 | 0.00011202 | 5.2439e-05 | 6.8995e-05 | 0 | 0.00017487
488 | 21 | 1 | 0.00011415 | 0.0001171 | 0.00010987 | 0.00015932 | 4.23e-05 | 0.00014741 | 0.00013489 | 0.0001865 | 4.156e-05 | 6.827e-05 | 9.072e-05 | 6.847e-05 | 0.00010296 | 0.0001371 | 6.0184e-05 | 6.9777e-05 | 0 | 0.00017487
489 | 21 | 1 | 0.00011416 | 0.00012023 | 0.00012012 | 0.00016202 | 4.156e-05 | 0.00014973 | 0.000146 | 0.00018438 | 6.217e-05 | 8.298e-05 | 0.00010455 | 0.00010001 | 0.00013792 | 0.00017622 | 7.4789e-05 | 6.9012e-05 | 2.6361e-05 | 0.00017487
490 | 21 | 1 | 0.00011415 | 0.00012437 | 0.00011303 | 0.0001601 | 4.306e-05 | 0.00014988 | 0.0001501 | 0.00017802 | 9.115e-05 | 0.00010648 | 0.00012444 | 0.00012876 | 0.00015418 | 0.00018091 | 8.5783e-05 | 6.9753e-05 | 8.5904e-05 | 0.00017487
491 | 21 | 1 | 0.00011416 | 0.00012405 | 0.0001094 | 0.00016097 | 4.087e-05 | 0.00014815 | 0.00015117 | 0.00017802 | 0.00011977 | 0.00012958 | 0.00014227 | 0.0001371 | 0.00015689 | 0.00017828 | 8.5916e-05 | 7.351e-05 | 0.0001502 | 0.00017487
492 | 21 | 1 | 0.00011415 | 0.00011662 | 0.00011699 | 0.00015609 | 4.026e-05 | 0.00014871 | 0.00015159 | 0.00016954 | 0.00013263 | 0.00014487 | 0.00015611 | 0.00013902 | 0.00015547 | 0.00017361 | 7.3075e-05 | 7.6429e-05 | 0.00012472 | 0.00017487
493 | 21 | 1 | 0.00011416 | 0.00012396 | 0.00011789 | 0.0001561 | 4.173e-05 | 0.00014508 | 0.00014957 | 0.00017378 | 0.00013744 | 0.00015195 | 0.00016552 | 0.00013108 | 0.00014854 | 0.00016747 | 5.2544e-05 | 6.7758e-05 | 0.00042416 | 0.00017487
494 | 21 | 1 | 0.00011415 | 0.0001164 | 0.00010608 | 0.00016515 | 4.254e-05 | 0.00014379 | 0.00014917 | 0.00021829 | 0.00013253 | 0.00015209 | 0.00016992 | 0.00011307 | 0.00013635 | 0.00016057 | 3.8378e-05 | 6.1091e-05 | 0.00015129 | 0.00017487
495 | 21 | 1 | 0.00011416 | 0.00012193 | 0.00011055 | 0.00016694 | 4.226e-05 | 0.0001415 | 0.0001483 | 0.00020134 | 0.00011755 | 0.0001462 | 0.00016952 | 0.00012877 | 0.00014029 | 0.0001533 | 3.9201e-05 | 4.935e-05 | 8.9068e-05 | 0.00017487
496 | 21 | 1 | 0.00011415 | 0.00012284 | 0.00012023 | 0.00016048 | 4.141e-05 | 0.00013931 | 0.00014779 | 0.00022041 | 0.00012674 | 0.00014241 | 0.00016595 | 0.00013626 | 0.00012242 | 0.00011066 | 4.3239e-05 | 4.5578e-05 | 7.0174e-05 | 0.00017487
497 | 21 | 1 | 0.00011416 | 0.0001192 | 0.00010475 | 0.00016532 | 4.239e-05 | 0.00013988 | 0.0001491 | 0.00021406 | 0.00013387 | 0.00013439 | 0.00015256 | 0.00013991 | 0.00012184 | 0.00010604 | 5.674e-05 | 4.6466e-05 | 0 | 0.00017487
498 | 21 | 1 | 0.00011415 | 0.00011771 | 0.00011599 | 0.00015949 | 4.021e-05 | 0.00014972 | 0.00015507 | 0.00020981 | 0.00013827 | 0.00012783 | 0.00013906 | 0.00014269 | 0.00012935 | 0.00011826 | 8.1234e-05 | 4.6834e-05 | 0 | 0.00017487
499 | 21 | 1 | 0.00011416 | 0.00011827 | 0.00011566 | 0.00011158 | 2.913e-05 | 0.00015354 | 0.00015143 | 0.00021405 | 0.00014167 | 0.00012683 | 0.00013015 | 0.00014381 | 0.00012469 | 0.00010793 | 9.9886e-05 | 4.8532e-05 | 0 | 0.00017487
500 | 21 | 1 | 0.00011415 | 0.00011676 | 0.00010609 | 0.00011173 | 2.906e-05 | 0.00014871 | 0.0001471 | 0.00022041 | 0.0001433 | 0.00012609 | 0.00012122 | 0.00014444 | 0.0001217 | 0.0001014 | 0.0001092 | 5.0705e-05 | 0 | 0.00017487
501 | 21 | 1 | 0.00011416 | 0.00011604 | 0.00010467 | 5.717e-05 | 1.34e-05 | 0.00014091 | 0.00014071 | 0.00023524 | 0.00014417 | 0.00012436 | 0.00011338 | 8.418e-05 | 8.559e-05 | 8.757e-05 | 0.00010826 | 5.0184e-05 | 0 | 0.00017487
502 | 21 | 1 | 0.00011415 | 0.00012448 | 0.00011973 | 5.338e-05 | 1.36e-05 | 0.00013414 | 0.00013194 | 0.000231 | 9.737e-05 | 0.00010989 | 0.00010556 | 8.799e-05 | 8.796e-05 | 8.861e-05 | 0.00010163 | 4.6934e-05 | 0 | 0.00017487
503 | 21 | 1 | 0.00011416 | 0.00011939 | 0.00011985 | 6.291e-05 | 1.526e-05 | 0.00013643 | 0.00012238 | 0.00021829 | 9.135e-05 | 9.811e-05 | 9.982e-05 | 8.461e-05 | 7.527e-05 | 6.668e-05 | 9.6063e-05 | 4.2472e-05 | 0 | 0.00017487
504 | 21 | 1 | 0.00011415 | 0.00012103 | 0.00010965 | 5.586e-05 | 1.465e-05 | 0.00013549 | 0.00011469 | 0.00021617 | 8.629e-05 | 8.716e-05 | 9.047e-05 | 7.902e-05 | 6.852e-05 | 5.865e-05 | 9.6268e-05 | 4.2828e-05 | 0 | 0.00017487
505 | 22 | 1 | 0.00011416 | 0.00010991 | 0.00010902 | 5.527e-05 | 6.595e-05 | 0.00012997 | 0.0001076 | 0.00021829 | 8.041e-05 | 7.796e-05 | 8.1e-05 | 5.473e-05 | 5.415e-05 | 5.372e-05 | 9.7307e-05 | 4.5258e-05 | 0 | 0.00017217
506 | 22 | 1 | 0.00011415 | 0.00011622 | 0.00012104 | 6.229e-05 | 6.921e-05 | 0.000125 | 0.00010286 | 0.00020769 | 6.053e-05 | 6.723e-05 | 7.199e-05 | 1.835e-05 | 3.793e-05 | 5.645e-05 | 9.8785e-05 | 4.5199e-05 | 0 | 0.00017217
507 | 22 | 1 | 0.00011416 | 0.0001182 | 0.00011566 | 6.076e-05 | 6.627e-05 | 0.00012108 | 0.00010034 | 0.00021405 | 2.817e-05 | 5.406e-05 | 6.552e-05 | 1.267e-05 | 3.769e-05 | 6.143e-05 | 9.6635e-05 | 4.356e-05 | 0 | 0.00017217
508 | 22 | 1 | 0.00011415 | 0.00011389 | 0.00010852 | 5.229e-05 | 6.739e-05 | 0.00011805 | 9.922e-05 | 0.00022041 | 1.695e-05 | 4.499e-05 | 6.192e-05 | 1.259e-05 | 4.683e-05 | 7.966e-05 | 9.6481e-05 | 4.2626e-05 | 0 | 0.00017217
509 | 22 | 1 | 0.00011416 | 0.00011745 | 0.00011305 | 5.993e-05 | 7.056e-05 | 0.00011763 | 9.972e-05 | 0.00022676 | 1.373e-05 | 4.364e-05 | 6.432e-05 | 1.846e-05 | 5.722e-05 | 9.462e-05 | 9.2496e-05 | 3.8979e-05 | 0 | 0.00017217
510 | 22 | 1 | 0.00011415 | 0.00011717 | 0.00012293 | 0.00011217 | 0.0001341 | 0.00012119 | 0.0001036 | 0.00023312 | 1.729e-05 | 4.856e-05 | 7.11e-05 | 4.604e-05 | 7.666e-05 | 0.00010675 | 9.4489e-05 | 3.601e-05 | 0 | 0.00017217
511 | 22 | 1 | 0.00011416 | 0.00011575 | 0.00012116 | 0.00011369 | 0.00013004 | 0.00013381 | 0.00011466 | 0.00023101 | 3.956e-05 | 6.008e-05 | 8.074e-05 | 0.00012479 | 0.00011784 | 0.00011288 | 0.00010345 | 3.4856e-05 | 0 | 0.00017217
512 | 22 | 1 | 0.00011415 | 0.00012001 | 0.00012791 | 0.00015699 | 0.00020289 | 0.0001458 | 0.00013399 | 0.00024372 | 0.00010542 | 8.385e-05 | 9.093e-05 | 0.00022253 | 0.00017719 | 0.00013688 | 0.00011056 | 3.6493e-05 | 0 | 0.00017217
513 | 22 | 1 | 0.00011416 | 0.00011407 | 0.00012155 | 0.00016294 | 0.00019691 | 0.00014917 | 0.00014585 | 0.00020981 | 0.00019496 | 0.0001236 | 0.00010472 | 0.000213 | 0.00019239 | 0.0001762 | 0.00011172 | 3.7908e-05 | 1.3236e-06 | 0.00017217
514 | 22 | 1 | 0.00011415 | 0.00011008 | 0.00011228 | 0.00015653 | 0.0002009 | 0.00014902 | 0.00014889 | 0.00018014 | 0.00020668 | 0.00015844 | 0.00012458 | 0.00016837 | 0.00017344 | 0.00018142 | 0.00010648 | 4.0223e-05 | 4.4678e-05 | 0.00017217
515 | 22 | 1 | 0.00011416 | 0.00010899 | 0.0001261 | 0.00015895 | 0.00019752 | 0.00014713 | 0.00014864 | 0.00016531 | 0.0001769 | 0.00017189 | 0.00014247 | 0.00016734 | 0.00017105 | 0.00017766 | 0.00011112 | 3.8988e-05 | 5.8822e-05 | 0.00017217
516 | 22 | 1 | 0.00011415 | 0.00010913 | 0.00011035 | 0.00015984 | 0.00019821 | 0.00014798 | 0.00014782 | 0.00015683 | 0.00017088 | 0.00017384 | 0.00015615 | 0.00017165 | 0.00017125 | 0.00017392 | 7.8013e-05 | 4.2151e-05 | 3.8281e-05 | 0.00017217
517 | 22 | 1 | 0.00011416 | 0.00011767 | 0.00012208 | 0.00016337 | 0.00020003 | 0.00014459 | 0.00014582 | 0.00016743 | 0.00017166 | 0.00017293 | 0.00016558 | 0.00016285 | 0.0001634 | 0.00016678 | 6.7108e-05 | 3.7484e-05 | 3.9019e-05 | 0.00017217
518 | 22 | 1 | 0.00011415 | 0.00011364 | 0.00011245 | 0.00016198 | 0.0001913 | 0.00014411 | 0.00014687 | 0.00016954 | 0.0001645 | 0.00016925 | 0.00016981 | 0.00017903 | 0.00016763 | 0.00015966 | 6.0079e-05 | 3.2012e-05 | 3.8188e-05 | 0.00017217
519 | 22 | 1 | 0.00011416 | 0.00011641 | 0.00012058 | 0.00015935 | 0.00019858 | 0.00014211 | 0.00014656 | 0.00020557 | 0.000176 | 0.00016762 | 0.0001692 | 0.00018395 | 0.00016573 | 0.00015117 | 5.9427e-05 | 2.8445e-05 | 3.112e-05 | 0.00017217
520 | 22 | 1 | 0.00011415 | 0.00010962 | 0.00011539 | 0.00016409 | 0.00019372 | 0.00014082 | 0.0001459 | 0.00023948 | 0.00018191 | 0.00016659 | 0.00016516 | 0.00019961 | 0.00015243 | 0.00010974 | 5.9818e-05 | 2.3567e-05 | 3.8612e-05 | 0.00017217
521 | 22 | 1 | 0.00011416 | 0.0001182 | 0.00011987 | 0.00015644 | 0.00019983 | 0.00014198 | 0.000147 | 0.00026492 | 0.0001955 | 0.00016134 | 0.00015164 | 0.0002168 | 0.00015951 | 0.00010729 | 5.742e-05 | 2.1964e-05 | 0 | 0.00017217
522 | 22 | 1 | 0.00011415 | 0.00011105 | 0.00012645 | 0.00015659 | 0.00019692 | 0.00014892 | 0.00015399 | 0.00026067 | 0.00021182 | 0.00015924 | 0.00013851 | 0.00020777 | 0.00016036 | 0.00011765 | 6.6071e-05 | 2.358e-05 | 0 | 0.00017217
523 | 22 | 1 | 0.00011416 | 0.00011333 | 0.0001194 | 0.0001152 | 0.00012665 | 0.00014883 | 0.00014943 | 0.00027975 | 0.00020824 | 0.00015925 | 0.00012961 | 0.00016468 | 0.00013371 | 0.00010613 | 7.6791e-05 | 2.1282e-05 | 0 | 0.00017217
524 | 22 | 1 | 0.00011415 | 0.00011935 | 0.00011303 | 0.00011285 | 0.00012761 | 0.00014181 | 0.00014366 | 0.00029246 | 0.00017445 | 0.00015021 | 0.00012046 | 0.00012876 | 0.00011369 | 0.00010085 | 7.8874e-05 | 1.7004e-05 | 0 | 0.00017217
525 | 22 | 1 | 0.00011416 | 0.00011547 | 0.00010703 | 5.876e-05 | 7.569e-05 | 0.00013475 | 0.0001365 | 0.00028187 | 0.00013986 | 0.00013451 | 0.00011269 | 8.545e-05 | 8.655e-05 | 8.856e-05 | 7.5161e-05 | 1.4434e-05 | 0 | 0.00017217
526 | 22 | 1 | 0.00011415 | 0.00011817 | 0.0001232 | 5.829e-05 | 6.515e-05 | 0.00012864 | 0.00012781 | 0.0003073 | 9.835e-05 | 0.00011322 | 0.00010524 | 8.719e-05 | 8.686e-05 | 8.75e-05 | 7.6594e-05 | 1.2419e-05 | 0 | 0.00017217
527 | 22 | 1 | 0.00011416 | 0.00012008 | 0.00011771 | 5.707e-05 | 7.65e-05 | 0.00013161 | 0.00011966 | 0.00031154 | 9.056e-05 | 9.854e-05 | 9.935e-05 | 7.864e-05 | 7.252e-05 | 6.725e-05 | 7.8282e-05 | 9.3012e-06 | 0 | 0.00017217
528 | 22 | 1 | 0.00011415 | 0.00010997 | 0.00010998 | 5.346e-05 | 6.705e-05 | 0.00013206 | 0.00011294 | 0.00033909 | 8.127e-05 | 8.593e-05 | 9.024e-05 | 6.239e-05 | 6.02e-05 | 5.84e-05 | 7.2691e-05 | 6.159e-06 | 0 | 0.00017217
529 | 23 | 1 | 0.00011416 | 0.00012364 | 0.00011542 | 6.178e-05 | 7.333e-05 | 0.00012598 | 0.00010595 | 0.00034121 | 6.653e-05 | 7.378e-05 | 8.084e-05 | 5.458e-05 | 5.399e-05 | 5.357e-05 | 6.4606e-05 | 5.4273e-06 | 0 | 0.00016905
530 | 23 | 1 | 0.00011415 | 0.00012436 | 0.0001098 | 5.67e-05 | 7.511e-05 | 0.00011985 | 9.992e-05 | 0.00034757 | 5.76e-05 | 6.376e-05 | 7.186e-05 | 1.83e-05 | 3.782e-05 | 5.628e-05 | 5.6854e-05 | 4.4945e-06 | 0 | 0.00016905
531 | 23 | 1 | 0.00011416 | 0.00012249 | 0.00012355 | 6.253e-05 | 7.269e-05 | 0.00011478 | 9.649e-05 | 0.00033909 | 2.715e-05 | 5.214e-05 | 6.539e-05 | 1.265e-05 | 3.765e-05 | 6.137e-05 | 5.0878e-05 | 3.9182e-06 | 0 | 0.00016905
532 | 23 | 1 | 0.00011415 | 0.00011573 | 0.00010795 | 6.082e-05 | 6.623e-05 | 0.00011014 | 9.475e-05 | 0.00035181 | 1.659e-05 | 4.415e-05 | 6.183e-05 | 1.282e-05 | 4.767e-05 | 8.108e-05 | 4.5174e-05 | 5.2158e-06 | 0 | 0.00016905
533 | 23 | 1 | 0.00011416 | 0.0001146 | 0.00011968 | 5.353e-05 | 7.636e-05 | 0.00010753 | 9.426e-05 | 0.00035392 | 1.39e-05 | 4.362e-05 | 6.454e-05 | 1.825e-05 | 5.659e-05 | 9.357e-05 | 4.5107e-05 | 7.4809e-06 | 0 | 0.00016905
534 | 23 | 1 | 0.00011415 | 0.00012213 | 0.00011297 | 0.00010774 | 0.00013959 | 0.00010729 | 9.537e-05 | 0.00035817 | 1.716e-05 | 4.85e-05 | 7.11e-05 | 4.61e-05 | 7.677e-05 | 0.00010691 | 4.2911e-05 | 1.0832e-05 | 0 | 0.00016905
535 | 23 | 1 | 0.00011416 | 0.00012242 | 0.00012402 | 0.0001153 | 0.0001373 | 0.00010966 | 9.967e-05 | 0.00035393 | 3.959e-05 | 6.006e-05 | 8.078e-05 | 0.00012352 | 0.00011663 | 0.00011173 | 4.0821e-05 | 1.5911e-05 | 0 | 0.00016905
536 | 23 | 1 | 0.00011415 | 0.00011525 | 0.00012186 | 0.00016016 | 0.00019237 | 0.00011363 | 0.00010762 | 0.00034332 | 0.00010443 | 8.34e-05 | 9.071e-05 | 0.00022124 | 0.00017617 | 0.00013609 | 3.5194e-05 | 2.2726e-05 | 0 | 0.00016905
537 | 23 | 1 | 0.00011416 | 0.00011496 | 0.00012808 | 0.00016225 | 0.00019123 | 0.00012052 | 0.00011624 | 0.00029882 | 0.00019377 | 0.00012283 | 0.00010432 | 0.00021415 | 0.00019343 | 0.00017715 | 2.0939e-05 | 3.064e-05 | 1.7053e-05 | 0.00016905
538 | 23 | 1 | 0.00011415 | 0.00011333 | 0.00012187 | 0.00015634 | 0.00019932 | 0.00012613 | 0.00012331 | 0.00024584 | 0.00020732 | 0.00015825 | 0.00012438 | 0.00016775 | 0.00017281 | 0.00018075 | 9.8186e-06 | 4.3476e-05 | 7.4882e-05 | 0.00016905
539 | 23 | 1 | 0.00011416 | 0.00011836 | 0.00011083 | 0.00016271 | 0.00018924 | 0.00013017 | 0.00012633 | 0.00019922 | 0.0001765 | 0.00017171 | 0.00014219 | 0.00016975 | 0.00017351 | 0.00018022 | 4.1878e-06 | 6.5169e-05 | 5.9314e-05 | 0.00016905
540 | 23 | 1 | 0.00011415 | 0.00012303 | 0.0001074 | 0.00016072 | 0.00019795 | 0.0001316 | 0.00012591 | 0.0001759 | 0.0001727 | 0.0001746 | 0.00015648 | 0.00017315 | 0.00017275 | 0.00017544 | 3.4552e-06 | 9.4623e-05 | 7.0394e-05 | 0.00016905
541 | 23 | 1 | 0.00011416 | 0.00012308 | 0.00011972 | 0.00016554 | 0.00019452 | 0.00013198 | 0.00012458 | 0.0001865 | 0.00017319 | 0.00017421 | 0.00016631 | 0.00016491 | 0.00016547 | 0.0001689 | 3.8313e-06 | 0.00011013 | 4.2701e-05 | 0.00016905
542 | 23 | 1 | 0.00011415 | 0.00012149 | 0.00010811 | 0.00015846 | 0.00019856 | 0.00012969 | 0.00012273 | 0.00020134 | 0.00016644 | 0.00017093 | 0.000171 | 0.00018052 | 0.00016903 | 0.00016099 | 2.2113e-06 | 0.00011917 | 4.4186e-05 | 0.00016905
543 | 23 | 1 | 0.00011416 | 0.00011309 | 0.00011461 | 0.00015617 | 0.00019316 | 0.00012626 | 0.00012225 | 0.00023736 | 0.0001776 | 0.00016928 | 0.00017057 | 0.00018536 | 0.000167 | 0.00015232 | 2.0363e-06 | 0.00012859 | 2.4834e-05 | 0.00016905
544 | 23 | 1 | 0.00011415 | 0.00011846 | 0.000112 | 0.00016403 | 0.00019018 | 0.00012523 | 0.00012143 | 0.00025432 | 0.00018337 | 0.00016809 | 0.00016663 | 0.00019954 | 0.00015238 | 0.00010971 | 2.5095e-06 | 0.0001375 | 5.5487e-06 | 0.00016905
545 | 23 | 1 | 0.00011416 | 0.00012108 | 0.00011112 | 0.00016259 | 0.00019917 | 0.00012518 | 0.00012446 | 0.00025432 | 0.00019577 | 0.00016224 | 0.00015279 | 0.000217 | 0.00015966 | 0.00010739 | 7.7129e-06 | 0.00015112 | 0 | 0.00016905
546 | 23 | 1 | 0.00011415 | 0.0001209 | 0.00010789 | 0.00016298 | 0.00019997 | 0.00013219 | 0.00013349 | 0.00026703 | 0.00021207 | 0.0001597 | 0.00013937 | 0.00020636 | 0.00015928 | 0.00011686 | 2.2334e-05 | 0.00016157 | 0 | 0.00016905
547 | 23 | 1 | 0.00011416 | 0.00011812 | 0.00012539 | 0.00011532 | 0.00013278 | 0.00013521 | 0.00013291 | 0.00027127 | 0.0002072 | 0.00015906 | 0.00013 | 0.00016496 | 0.00013394 | 0.00010631 | 4.2991e-05 | 0.00017043 | 0 | 0.00016905
548 | 23 | 1 | 0.00011415 | 0.00011937 | 0.00011103 | 0.00011365 | 0.00012616 | 0.00012958 | 0.00012841 | 0.00026492 | 0.00017446 | 0.00015001 | 0.00012065 | 0.00013026 | 0.00011501 | 0.00010203 | 7.198e-05 | 0.00017999 | 0 | 0.00016905
549 | 23 | 1 | 0.00011416 | 0.00011987 | 0.00011029 | 6.212e-05 | 6.593e-05 | 0.00012382 | 0.00012243 | 0.00028611 | 0.00014101 | 0.00013488 | 0.00011298 | 8.543e-05 | 8.654e-05 | 8.854e-05 | 0.0001183 | 0.0001863 | 0 | 0.00016905
550 | 23 | 1 | 0.00011415 | 0.00011467 | 0.00011451 | 5.339e-05 | 6.577e-05 | 0.00011892 | 0.0001162 | 0.00029247 | 9.855e-05 | 0.00011361 | 0.00010545 | 8.882e-05 | 8.848e-05 | 8.914e-05 | 0.00015208 | 0.00018887 | 0 | 0.00016905
551 | 23 | 1 | 0.00011416 | 0.00011748 | 0.000127 | 5.349e-05 | 7.09e-05 | 0.00012053 | 0.00011085 | 0.00029035 | 9.191e-05 | 9.935e-05 | 9.988e-05 | 7.87e-05 | 7.258e-05 | 6.73e-05 | 0.00015763 | 0.00018996 | 0 | 0.00016905
552 | 23 | 1 | 0.00011415 | 0.00012081 | 0.00012864 | 5.583e-05 | 7.382e-05 | 0.00012262 | 0.00010489 | 0.0003073 | 8.159e-05 | 8.658e-05 | 9.076e-05 | 6.253e-05 | 6.033e-05 | 5.853e-05 | 0.00015761 | 0.00019023 | 0 | 0.00016905
553 | 24 | 1 | 0.00011416 | 0.00011959 | 9.557e-05 | 5.994e-05 | 7.677e-05 | 0.00011658 | 9.962e-05 | 0.00030094 | 6.673e-05 | 7.42e-05 | 8.131e-05 | 5.504e-05 | 5.445e-05 | 5.402e-05 | 0.00017672 | 0.00019029 | 0 | 0.00016749
554 | 24 | 1 | 0.00011415 | 0.00011719 | 9.343e-05 | 6.048e-05 | 7.225e-05 | 0.00011082 | 9.5e-05 | 0.00030518 | 5.802e-05 | 6.413e-05 | 7.233e-05 | 1.813e-05 | 3.746e-05 | 5.575e-05 | 0.00019194 | 0.00019029 | 0 | 0.00016749
555 | 24 | 1 | 0.00011416 | 0.00011455 | 0.00010115 | 5.764e-05 | 7.534e-05 | 0.00010612 | 9.204e-05 | 0.00031578 | 2.709e-05 | 5.225e-05 | 6.563e-05 | 1.271e-05 | 3.782e-05 | 6.164e-05 | 0.0001996 | 0.00019029 | 0 | 0.00016749
556 | 24 | 1 | 0.00011415 | 0.00011921 | 9.545e-05 | 5.993e-05 | 7.564e-05 | 0.00010209 | 9.044e-05 | 0.00030518 | 1.664e-05 | 4.421e-05 | 6.2e-05 | 1.26e-05 | 4.685e-05 | 7.968e-05 | 0.00020704 | 0.00019017 | 0 | 0.00016749
557 | 24 | 1 | 0.00011416 | 0.0001185 | 0.00010696 | 6.158e-05 | 6.738e-05 | 0.00010111 | 8.991e-05 | 0.0003179 | 1.374e-05 | 4.335e-05 | 6.433e-05 | 1.82e-05 | 5.643e-05 | 9.33e-05 | 0.00021065 | 0.00018678 | 0 | 0.00016749
558 | 24 | 1 | 0.00011415 | 0.00011713 | 0.00010324 | 0.00010654 | 0.00013964 | 0.00010097 | 9.065e-05 | 0.00030306 | 1.708e-05 | 4.819e-05 | 7.08e-05 | 4.641e-05 | 7.729e-05 | 0.00010762 | 0.00021094 | 0.00018863 | 0 | 0.00016749
559 | 24 | 1 | 0.00011416 | 0.00012245 | 0.00010671 | 0.00011548 | 0.0001392 | 0.00010188 | 9.294e-05 | 0.00032002 | 3.981e-05 | 6.004e-05 | 8.063e-05 | 0.00012406 | 0.00011715 | 0.00011222 | 0.00021163 | 0.00018854 | 0 | 0.00016749
560 | 24 | 1 | 0.00011415 | 0.00011121 | 0.00010146 | 0.00016511 | 0.00019351 | 0.00010353 | 9.736e-05 | 0.0003285 | 0.00010489 | 8.366e-05 | 9.071e-05 | 0.00022028 | 0.0001754 | 0.0001355 | 0.00020867 | 0.00018793 | 0 | 0.00016749
561 | 24 | 1 | 0.00011416 | 0.00012235 | 0.00010761 | 0.00015715 | 0.00019505 | 0.00010827 | 0.00010409 | 0.00029247 | 0.00019311 | 0.00012278 | 0.00010422 | 0.00021423 | 0.0001935 | 0.00017721 | 0.0001931 | 0.00018827 | 1.1776e-05 | 0.00016749
562 | 24 | 1 | 0.00011415 | 0.00011264 | 9.211e-05 | 0.00015935 | 0.0001978 | 0.00011431 | 0.00011053 | 0.00026703 | 0.00020727 | 0.00015814 | 0.00012437 | 0.00017034 | 0.00017547 | 0.00018354 | 0.00016975 | 0.0001887 | 0.00015447 | 0.00016749
563 | 24 | 1 | 0.00011416 | 0.00011378 | 0.00010639 | 0.000159 | 0.00019021 | 0.00012015 | 0.00011585 | 0.00025644 | 0.00017849 | 0.00017261 | 0.00014281 | 0.00016882 | 0.00017256 | 0.00017923 | 0.0001625 | 0.00018798 | 0.00016355 | 0.00016749
564 | 24 | 1 | 0.00011415 | 0.00011734 | 9.515e-05 | 0.00016193 | 0.00019424 | 0.00012498 | 0.00011896 | 0.00024796 | 0.00017235 | 0.00017511 | 0.00015684 | 0.00017154 | 0.00017115 | 0.00017381 | 0.00016774 | 0.00018698 | 0.0002209 | 0.00016749
565 | 24 | 1 | 0.00011416 | 0.00011819 | 0.00010127 | 0.00016666 | 0.00019822 | 0.00012655 | 0.00012181 | 0.00024795 | 0.00017193 | 0.00017381 | 0.00016626 | 0.00016245 | 0.000163 | 0.00016638 | 0.00018499 | 0.00018762 | 0.00035248 | 0.00016749
566 | 24 | 1 | 0.00011415 | 0.00011511 | 0.00010154 | 0.00016659 | 0.00020138 | 0.00012387 | 0.0001216 | 0.00029247 | 0.00016429 | 0.00016954 | 0.00017036 | 0.00018167 | 0.0001701 | 0.00016202 | 0.00019435 | 0.00018909 | 0.0003841 | 0.00016749
567 | 24 | 1 | 0.00011416 | 0.0001154 | 9.31e-05 | 0.00015954 | 0.00019777 | 0.00011996 | 0.00012066 | 0.00026704 | 0.00017802 | 0.00016855 | 0.00017013 | 0.00018466 | 0.00016636 | 0.00015175 | 0.00019456 | 0.00019 | 0.00029337 | 0.00016749
568 | 24 | 1 | 0.00011415 | 0.00011236 | 9.06e-05 | 0.00016642 | 0.00019543 | 0.00011849 | 0.00011954 | 0.00027551 | 0.00018284 | 0.00016762 | 0.00016602 | 0.00020068 | 0.00015325 | 0.00011033 | 0.00019774 | 0.00018995 | 0.00010129 | 0.00016749
569 | 24 | 1 | 0.00011416 | 0.00011468 | 0.00010679 | 0.00015908 | 0.00019186 | 0.0001182 | 0.00012063 | 0.00029671 | 0.00019656 | 0.00016229 | 0.00015243 | 0.00021593 | 0.00015886 | 0.00010686 | 0.00019486 | 0.00018962 | 0 | 0.00016749
570 | 24 | 1 | 0.00011415 | 0.00011732 | 0.00010981 | 0.00016468 | 0.0001897 | 0.00012571 | 0.00013018 | 0.00030942 | 0.00021139 | 0.00015958 | 0.00013904 | 0.00020936 | 0.00016159 | 0.00011856 | 0.00019278 | 0.00018931 | 0 | 0.00016749
571 | 24 | 1 | 0.00011416 | 0.00011973 | 9.59e-05 | 0.00011501 | 0.00013431 | 0.0001301 | 0.00013089 | 0.00034332 | 0.00020942 | 0.00015976 | 0.0001302 | 0.00016761 | 0.00013609 | 0.00010802 | 0.00019031 | 0.0001883 | 0 | 0.00016749
572 | 24 | 1 | 0.00011415 | 0.00011883 | 9.318e-05 | 0.0001048 | 0.00013513 | 0.00012809 | 0.0001269 | 0.00036664 | 0.00017695 | 0.00015145 | 0.00012128 | 0.00013099 | 0.00011565 | 0.0001026 | 0.00018395 | 0.00018529 | 0 | 0.00016749
573 | 24 | 1 | 0.00011416 | 0.00012115 | 0.00010117 | 5.46e-05 | 6.797e-05 | 0.00012419 | 0.00012179 | 0.00036452 | 0.0001421 | 0.00013622 | 0.00011375 | 8.457e-05 | 8.567e-05 | 8.765e-05 | 0.00018097 | 0.00018477 | 0 | 0.00016749
574 | 24 | 1 | 0.00011415 | 0.00011903 | 9.548e-05 | 5.847e-05 | 6.881e-05 | 0.00011809 | 0.00011615 | 0.00034121 | 9.818e-05 | 0.00011409 | 0.00010594 | 8.809e-05 | 8.775e-05 | 8.84e-05 | 0.00017978 | 0.00018373 | 0 | 0.00016749
575 | 24 | 1 | 0.00011416 | 0.00011443 | 0.00010383 | 5.765e-05 | 7.659e-05 | 0.00011929 | 0.00010973 | 0.00032425 | 9.13e-05 | 9.916e-05 | 0.0001001 | 7.895e-05 | 7.281e-05 | 6.751e-05 | 0.00017785 | 0.00018322 | 0 | 0.00016749
576 | 24 | 1 | 0.00011415 | 0.00011915 | 9.528e-05 | 5.307e-05 | 7.168e-05 | 0.00011835 | 0.00010275 | 0.00035604 | 8.164e-05 | 8.64e-05 | 9.087e-05 | 6.298e-05 | 6.077e-05 | 5.895e-05 | 0.00016698 | 0.00018491 | 0 | 0.00016749
577 | 25 | 1 | 0.00011416 | 0.00011264 | 0.00012794 | 6.134e-05 | 6.899e-05 | 0.00011097 | 9.717e-05 | 0.00033697 | 6.706e-05 | 7.426e-05 | 8.139e-05 | 5.498e-05 | 5.439e-05 | 5.396e-05 | 0.00015804 | 0.00018244 | 0 | 0.00016723
578 | 25 | 1 | 0.00011415 | 0.00010838 | 0.00011505 | 6.319e-05 | 7.581e-05 | 0.0001062 | 9.371e-05 | 0.0003624 | 5.804e-05 | 6.421e-05 | 7.232e-05 | 1.831e-05 | 3.785e-05 | 5.634e-05 | 0.00014503 | 0.00017233 | 0 | 0.00016723
579 | 25 | 1 | 0.00011416 | 0.00011334 | 0.00011716 | 5.292e-05 | 6.498e-05 | 0.00010294 | 9.211e-05 | 0.00034968 | 2.726e-05 | 5.244e-05 | 6.575e-05 | 1.269e-05 | 3.777e-05 | 6.156e-05 | 0.00013849 | 0.00016815 | 0 | 0.00016723
580 | 25 | 1 | 0.00011415 | 0.00011261 | 0.00012067 | 5.694e-05 | 6.274e-05 | 9.957e-05 | 9.176e-05 | 0.00033909 | 1.666e-05 | 4.434e-05 | 6.212e-05 | 1.272e-05 | 4.732e-05 | 8.049e-05 | 0.00012954 | 0.00015878 | 0 | 0.00016723
581 | 25 | 1 | 0.00011416 | 0.00010713 | 0.00012666 | 5.482e-05 | 7.144e-05 | 0.00010149 | 9.232e-05 | 0.00034545 | 1.384e-05 | 4.359e-05 | 6.462e-05 | 1.841e-05 | 5.708e-05 | 9.439e-05 | 0.00012174 | 0.00014784 | 0 | 0.00016723
582 | 25 | 1 | 0.00011415 | 0.00011598 | 0.00011383 | 0.00011406 | 0.00013867 | 0.00010854 | 9.668e-05 | 0.00035604 | 1.727e-05 | 4.861e-05 | 7.13e-05 | 4.617e-05 | 7.688e-05 | 0.00010706 | 0.00012658 | 0.00013656 | 0 | 0.00016723
583 | 25 | 1 | 0.00011416 | 0.00010978 | 0.00010972 | 0.00011261 | 0.00013842 | 0.00012354 | 0.00010957 | 0.00034544 | 3.966e-05 | 6.021e-05 | 8.096e-05 | 0.00012327 | 0.0001164 | 0.0001115 | 0.00012318 | 0.00012694 | 0 | 0.00016723
584 | 25 | 1 | 0.00011415 | 0.00010703 | 0.00012787 | 0.00016617 | 0.00019078 | 0.00013612 | 0.00012848 | 0.00032849 | 0.00010425 | 8.342e-05 | 9.08e-05 | 0.00022241 | 0.00017709 | 0.00013681 | 0.00011865 | 0.00010739 | 0 | 0.00016723
585 | 25 | 1 | 0.00011416 | 0.00011215 | 0.00011844 | 0.00016562 | 0.0001957 | 0.000139 | 0.00014013 | 0.00032637 | 0.00019464 | 0.00012314 | 0.00010454 | 0.00021527 | 0.00019444 | 0.00017808 | 0.00011437 | 0.00010225 | 4.047e-05 | 0.00016723
586 | 25 | 1 | 0.00011415 | 0.00010787 | 0.00012775 | 0.00016667 | 0.0001918 | 0.00013875 | 0.00014237 | 0.00030094 | 0.00020836 | 0.00015889 | 0.00012479 | 0.00016832 | 0.0001734 | 0.00018137 | 0.00011599 | 9.4145e-05 | 0.00018206 | 0.00016723
587 | 25 | 1 | 0.00011416 | 0.00011012 | 0.00011948 | 0.0001623 | 0.00019484 | 0.00013647 | 0.00014141 | 0.00029034 | 0.00017717 | 0.00017243 | 0.00014267 | 0.00016946 | 0.00017321 | 0.00017991 | 0.00012219 | 8.5063e-05 | 5.2577e-05 | 0.00016723
588 | 25 | 1 | 0.00011415 | 0.00010708 | 0.00011026 | 0.00016167 | 0.00018918 | 0.00013739 | 0.00013966 | 0.00030518 | 0.00017264 | 0.00017495 | 0.00015683 | 0.00017224 | 0.00017184 | 0.00017452 | 9.0807e-05 | 9.5393e-05 | 0.0001653 | 0.00016723
589 | 25 | 1 | 0.00011416 | 0.00011019 | 0.00010737 | 0.00016227 | 0.00019048 | 0.00013437 | 0.00013631 | 0.00028822 | 0.00017249 | 0.000174 | 0.00016639 | 0.00016327 | 0.00016382 | 0.00016721 | 0.00010169 | 0.00010248 | 0.00014412 | 0.00016723
590 | 25 | 1 | 0.00011415 | 0.00010819 | 0.00012197 | 0.00016298 | 0.00019526 | 0.00013362 | 0.00013592 | 0.00028187 | 0.00016502 | 0.00017007 | 0.00017063 | 0.00018072 | 0.00016922 | 0.00016117 | 0.00010192 | 9.1283e-05 | 0.00012058 | 0.00016723
591 | 25 | 1 | 0.00011416 | 0.00010626 | 0.00011657 | 0.0001574 | 0.00019122 | 0.00013073 | 0.0001351 | 0.00028611 | 0.00017746 | 0.00016863 | 0.00017019 | 0.00018458 | 0.00016629 | 0.00015168 | 8.6793e-05 | 0.00010921 | 8.0321e-05 | 0.00016723
592 | 25 | 1 | 0.00011415 | 0.00010705 | 0.00010622 | 0.00016526 | 0.00019052 | 0.00013015 | 0.00013609 | 0.00030941 | 0.00018269 | 0.00016751 | 0.00016609 | 0.0001992 | 0.00015212 | 0.00010952 | 9.7177e-05 | 0.00011296 | 3.0314e-05 | 0.00016723
593 | 25 | 1 | 0.00011416 | 0.00010848 | 0.00011703 | 0.00016667 | 0.00019821 | 0.00013173 | 0.00013887 | 0.00030518 | 0.00019536 | 0.00016178 | 0.00015228 | 0.00021602 | 0.00015893 | 0.0001069 | 0.00011271 | 0.00011925 | 0 | 0.00016723
594 | 25 | 1 | 0.00011415 | 0.00010783 | 0.00012775 | 0.00016753 | 0.00019784 | 0.00014038 | 0.00014719 | 0.00030942 | 0.00021122 | 0.00015918 | 0.00013887 | 0.00020762 | 0.00016025 | 0.00011757 | 0.00011853 | 0.00011556 | 0 | 0.00016723
595 | 25 | 1 | 0.00011416 | 0.0001139 | 0.00011436 | 0.00011312 | 0.00013479 | 0.0001464 | 0.00014599 | 0.0003073 | 0.000208 | 0.00015906 | 0.0001298 | 0.00016744 | 0.00013595 | 0.00010791 | 0.00011389 | 0.0001111 | 0 | 0.00016723
596 | 25 | 1 | 0.00011415 | 0.00011023 | 0.00012497 | 0.00010862 | 0.00012739 | 0.00013993 | 0.00014127 | 0.00030942 | 0.00017653 | 0.00015087 | 0.0001209 | 0.00012948 | 0.00011432 | 0.00010141 | 0.00012081 | 0.00011189 | 0 | 0.00016723
597 | 25 | 1 | 0.00011416 | 0.00010716 | 0.00010711 | 5.694e-05 | 6.499e-05 | 0.00013312 | 0.00013422 | 0.00033485 | 0.00014081 | 0.00013541 | 0.00011316 | 8.607e-05 | 8.718e-05 | 8.92e-05 | 0.00014993 | 0.00011481 | 0 | 0.00016723
598 | 25 | 1 | 0.00011415 | 0.00011169 | 0.00010605 | 5.302e-05 | 6.969e-05 | 0.00012546 | 0.00012638 | 0.00034332 | 9.908e-05 | 0.00011405 | 0.0001058 | 8.783e-05 | 8.749e-05 | 8.814e-05 | 0.00016889 | 0.00012246 | 0 | 0.00016723
599 | 25 | 1 | 0.00011416 | 0.00010871 | 0.00011329 | 5.971e-05 | 6.72e-05 | 0.00012628 | 0.00011754 | 0.0003518 | 9.124e-05 | 9.926e-05 | 9.998e-05 | 7.769e-05 | 7.165e-05 | 6.644e-05 | 0.00017439 | 0.00014204 | 0 | 0.00016723
600 | 25 | 1 | 0.00011415 | 0.00011474 | 0.00012378 | 5.349e-05 | 6.46e-05 | 0.00012437 | 0.00011004 | 0.0003624 | 8.067e-05 | 8.606e-05 | 9.06e-05 | 6.304e-05 | 6.082e-05 | 5.9e-05 | 0.00017505 | 0.0001759 | 0 | 0.00016723
601 | 26 | 1 | 0.00011416 | 0.0001195 | 0.00011915 | 6.263e-05 | 6.283e-05 | 0.00011601 | 0.00010284 | 0.00036876 | 6.693e-05 | 7.393e-05 | 8.119e-05 | 5.48e-05 | 5.421e-05 | 5.378e-05 | 0.00017127 | 0.00017711 | 0 | 0.00016705
602 | 26 | 1 | 0.00011415 | 0.0001184 | 0.00011958 | 6.263e-05 | 6.467e-05 | 0.0001101 | 9.827e-05 | 0.00036876 | 5.784e-05 | 6.396e-05 | 7.215e-05 | 1.823e-05 | 3.767e-05 | 5.606e-05 | 0.00016869 | 0.00017763 | 0 | 0.00016705
603 | 26 | 1 | 0.00011416 | 0.00011815 | 0.00012533 | 5.777e-05 | 7.024e-05 | 0.00010598 | 9.591e-05 | 0.00036876 | 2.714e-05 | 5.224e-05 | 6.552e-05 | 1.262e-05 | 3.755e-05 | 6.12e-05 | 0.00016482 | 0.00017526 | 0 | 0.00016705
604 | 26 | 1 | 0.00011415 | 0.00012058 | 0.00011364 | 6.314e-05 | 6.97e-05 | 0.00010435 | 9.49e-05 | 0.00037088 | 1.658e-05 | 4.414e-05 | 6.185e-05 | 1.259e-05 | 4.681e-05 | 7.962e-05 | 0.00017011 | 0.00017501 | 0 | 0.00016705
605 | 26 | 1 | 0.00011416 | 0.000111 | 0.00010661 | 5.332e-05 | 6.238e-05 | 0.0001066 | 9.535e-05 | 0.000373 | 1.372e-05 | 4.328e-05 | 6.423e-05 | 1.827e-05 | 5.664e-05 | 9.365e-05 | 0.00017309 | 0.00017598 | 0 | 0.00016705
606 | 26 | 1 | 0.00011415 | 0.0001187 | 0.00011134 | 0.000108 | 0.0001296 | 0.00011235 | 9.929e-05 | 0.00036876 | 1.713e-05 | 4.822e-05 | 7.079e-05 | 4.663e-05 | 7.765e-05 | 0.00010812 | 0.000175 | 0.00017576 | 0 | 0.00016705
607 | 26 | 1 | 0.00011416 | 0.00011927 | 0.00011387 | 0.00010816 | 0.00013687 | 0.00012541 | 0.00011122 | 0.00036664 | 3.999e-05 | 6.021e-05 | 8.076e-05 | 0.00012424 | 0.00011731 | 0.00011237 | 0.0001752 | 0.00017987 | 0 | 0.00016705
608 | 26 | 1 | 0.00011415 | 0.00011742 | 0.00011979 | 0.00016371 | 0.00019863 | 0.00013749 | 0.00013052 | 0.00036876 | 0.00010506 | 8.386e-05 | 9.087e-05 | 0.00022239 | 0.00017708 | 0.00013679 | 0.0001764 | 0.0001811 | 0 | 0.00016705
609 | 26 | 1 | 0.00011416 | 0.00012058 | 0.00011235 | 0.00015996 | 0.00019851 | 0.00014105 | 0.000141 | 0.00034968 | 0.00019479 | 0.00012352 | 0.00010467 | 0.00021442 | 0.00019368 | 0.00017737 | 0.00017671 | 0.00018108 | 2.6726e-06 | 0.00016705
610 | 26 | 1 | 0.00011415 | 0.00012056 | 0.0001173 | 0.00015964 | 0.00019948 | 0.00014144 | 0.00014338 | 0.00033061 | 0.00020775 | 0.00015883 | 0.00012481 | 0.00016747 | 0.00017252 | 0.00018045 | 0.00017449 | 0.00017988 | 2.9551e-05 | 0.00016705
611 | 26 | 1 | 0.00011416 | 0.00011677 | 0.00011598 | 0.00015832 | 0.00018975 | 0.0001413 | 0.00014355 | 0.00031577 | 0.0001764 | 0.00017195 | 0.00014251 | 0.0001674 | 0.00017111 | 0.00017772 | 0.00017428 | 0.00018124 | 4.635e-05 | 0.00016705
612 | 26 | 1 | 0.00011415 | 0.0001138 | 0.00011919 | 0.0001581 | 0.00019434 | 0.00014304 | 0.00014192 | 0.00029882 | 0.00017086 | 0.00017379 | 0.00015616 | 0.00017031 | 0.00016992 | 0.00017257 | 0.0001787 | 0.00018768 | 6.3607e-05 | 0.00016705
613 | 26 | 1 | 0.00011416 | 0.00011806 | 0.00010572 | 0.00015954 | 0.00020077 | 0.00013898 | 0.00013963 | 0.00028822 | 0.00017062 | 0.00017239 | 0.00016529 | 0.00016443 | 0.00016499 | 0.00016841 | 0.00017873 | 0.00018842 | 0.0001046 | 0.00016705
614 | 26 | 1 | 0.00011415 | 0.00011365 | 0.00012114 | 0.00016624 | 0.00019204 | 0.00013867 | 0.00013981 | 0.00029459 | 0.00016553 | 0.00016936 | 0.00016987 | 0.00018111 | 0.00016958 | 0.00016151 | 0.00018117 | 0.00018988 | 5.0796e-05 | 0.00016705
615 | 26 | 1 | 0.00011416 | 0.00011127 | 0.00010624 | 0.00016701 | 0.00018747 | 0.00013609 | 0.00013974 | 0.00029246 | 0.00017779 | 0.00016858 | 0.00016965 | 0.00018747 | 0.0001689 | 0.00015406 | 0.0001886 | 0.00019004 | 7.6435e-05 | 0.00016705
616 | 26 | 1 | 0.00011415 | 0.00011856 | 0.00011898 | 0.00016472 | 0.00018832 | 0.00013454 | 0.00014027 | 0.00029671 | 0.00018502 | 0.00016856 | 0.00016626 | 0.00019852 | 0.0001516 | 0.00010915 | 0.00019079 | 0.00019006 | 5.2272e-05 | 0.00016705
617 | 26 | 1 | 0.00011416 | 0.00012099 | 0.00010728 | 0.00016677 | 0.00019803 | 0.00013524 | 0.00014253 | 0.00030306 | 0.00019531 | 0.00016254 | 0.00015256 | 0.000218 | 0.00016039 | 0.00010788 | 0.00020052 | 0.00019021 | 0 | 0.00016705
618 | 26 | 1 | 0.00011415 | 0.00011223 | 0.00010877 | 0.00015638 | 0.00019096 | 0.00014225 | 0.00015024 | 0.00032425 | 0.00021281 | 0.00016007 | 0.00013947 | 0.00020781 | 0.00016039 | 0.00011768 | 0.00021038 | 0.00019028 | 0 | 0.00016705
619 | 26 | 1 | 0.00011416 | 0.00011461 | 0.0001167 | 0.00010853 | 0.00013483 | 0.00014655 | 0.0001472 | 0.00032849 | 0.00020846 | 0.00015972 | 0.00013037 | 0.00016696 | 0.00013557 | 0.0001076 | 0.00021127 | 0.00019029 | 0 | 0.00016705
620 | 26 | 1 | 0.00011415 | 0.00012066 | 0.00010709 | 0.00010619 | 0.00012812 | 0.00014017 | 0.00014309 | 0.00033061 | 0.00017627 | 0.0001511 | 0.0001213 | 0.00013045 | 0.00011517 | 0.00010217 | 0.00021045 | 0.00019027 | 0 | 0.00016705
621 | 26 | 1 | 0.00011416 | 0.00011874 | 0.00010878 | 5.33e-05 | 6.326e-05 | 0.00013245 | 0.0001355 | 0.00033061 | 0.00014154 | 0.00013574 | 0.00011356 | 8.508e-05 | 8.618e-05 | 8.818e-05 | 0.00020869 | 0.00019027 | 0 | 0.00016705
622 | 26 | 1 | 0.00011415 | 0.00011401 | 0.0001125 | 6.149e-05 | 6.554e-05 | 0.00012534 | 0.00012759 | 0.00032214 | 9.843e-05 | 0.00011395 | 0.00010586 | 8.762e-05 | 8.728e-05 | 8.793e-05 | 0.00020487 | 0.00019026 | 0 | 0.00016705
623 | 26 | 1 | 0.00011416 | 0.0001167 | 0.0001107 | 5.628e-05 | 6.8e-05 | 0.00012592 | 0.00011871 | 0.00032637 | 9.097e-05 | 9.901e-05 | 9.99e-05 | 7.893e-05 | 7.279e-05 | 6.75e-05 | 0.00020635 | 0.00019023 | 0 | 0.00016705
624 | 26 | 1 | 0.00011415 | 0.00011118 | 0.00011977 | 5.682e-05 | 7.542e-05 | 0.00012432 | 0.00011025 | 0.00032638 | 8.157e-05 | 8.627e-05 | 9.072e-05 | 6.295e-05 | 6.074e-05 | 5.893e-05 | 0.00020831 | 0.00018986 | 0 | 0.00016705
625 | 27 | 1 | 0.00011416 | 0.00011394 | 0.00010668 | 6.054e-05 | 4.63e-05 | 0.00011677 | 0.0001034 | 0.00032849 | 6.702e-05 | 7.418e-05 | 8.128e-05 | 6.765e-05 | 6.023e-05 | 5.312e-05 | 0.0002059 | 0.00018841 | 0 | 0.00016853
626 | 27 | 1 | 0.00011415 | 0.00011127 | 0.00012368 | 6.303e-05 | 4.128e-05 | 0.00011001 | 9.881e-05 | 0.00032849 | 6.791e-05 | 6.628e-05 | 7.207e-05 | 3.469e-05 | 4.586e-05 | 5.62e-05 | 0.00019294 | 0.00018802 | 0 | 0.00016853
627 | 27 | 1 | 0.00011416 | 0.00011629 | 0.0001222 | 5.536e-05 | 4.255e-05 | 0.00010566 | 9.627e-05 | 0.00032638 | 4.193e-05 | 5.723e-05 | 6.55e-05 | 2.145e-05 | 4.236e-05 | 6.197e-05 | 0.0001949 | 0.00018912 | 0 | 0.00016853
628 | 27 | 1 | 0.00011415 | 0.00011675 | 0.00011763 | 6.066e-05 | 4.252e-05 | 0.00010366 | 9.522e-05 | 0.00032425 | 2.657e-05 | 4.974e-05 | 6.2e-05 | 2.088e-05 | 5.158e-05 | 8.08e-05 | 0.0001962 | 0.00018847 | 0 | 0.00016853
629 | 27 | 1 | 0.00011416 | 0.0001206 | 0.00011418 | 5.279e-05 | 3.857e-05 | 0.00010416 | 9.555e-05 | 0.00032002 | 2.259e-05 | 4.863e-05 | 6.461e-05 | 2.288e-05 | 5.942e-05 | 9.443e-05 | 0.00019408 | 0.00018921 | 0 | 0.00016853
630 | 27 | 1 | 0.00011415 | 0.00011628 | 0.00012052 | 0.00010878 | 7.786e-05 | 0.00011019 | 9.92e-05 | 0.00032002 | 2.275e-05 | 5.254e-05 | 7.132e-05 | 2.888e-05 | 6.824e-05 | 0.0001062 | 0.0001992 | 0.00018884 | 0 | 0.00016853
631 | 27 | 1 | 0.00011416 | 0.00011837 | 0.00012114 | 0.0001064 | 8.19e-05 | 0.00012332 | 0.00011088 | 0.00031578 | 2.743e-05 | 5.934e-05 | 8.084e-05 | 4.61e-05 | 8.001e-05 | 0.00011302 | 0.00020246 | 0.00018729 | 0 | 0.00016853
632 | 27 | 1 | 0.00011415 | 0.00012175 | 0.00011213 | 0.00016507 | 0.00011624 | 0.00013485 | 0.00012991 | 0.00030942 | 4.185e-05 | 6.847e-05 | 9.103e-05 | 6.806e-05 | 0.00010234 | 0.00013628 | 0.00019335 | 0.00018364 | 0 | 0.00016853
633 | 27 | 1 | 0.00011416 | 0.0001158 | 0.00012222 | 0.00016062 | 0.00011512 | 0.00014034 | 0.00014259 | 0.00029883 | 6.19e-05 | 8.294e-05 | 0.00010463 | 9.929e-05 | 0.00013693 | 0.00017496 | 0.00018526 | 0.0001788 | 3.6508e-05 | 0.00016853
634 | 27 | 1 | 0.00011415 | 0.00012048 | 0.00011268 | 0.00015615 | 0.0001167 | 0.00014154 | 0.00014686 | 0.00030519 | 9.054e-05 | 0.00010603 | 0.00012418 | 0.00013061 | 0.0001564 | 0.0001835 | 0.0001745 | 0.00017831 | 0.00032947 | 0.00016853
635 | 27 | 1 | 0.00011416 | 0.00011258 | 0.00010927 | 0.00015886 | 0.00011711 | 0.00014216 | 0.00014831 | 0.00028611 | 0.0001211 | 0.00012998 | 0.00014254 | 0.00013805 | 0.00015798 | 0.00017951 | 0.00016359 | 0.00017237 | 0.00035408 | 0.00016853
636 | 27 | 1 | 0.00011415 | 0.00011883 | 0.00010828 | 0.00016411 | 0.00011972 | 0.00014352 | 0.00014834 | 0.00028187 | 0.0001336 | 0.00014577 | 0.00015665 | 0.00014057 | 0.0001572 | 0.00017555 | 0.00014319 | 0.00015735 | 0.0002588 | 0.00016853
637 | 27 | 1 | 0.00011416 | 0.00011174 | 0.00012168 | 0.00015687 | 0.00011626 | 0.0001398 | 0.00014655 | 0.00026703 | 0.00013887 | 0.00015327 | 0.00016644 | 0.00013075 | 0.00014816 | 0.00016704 | 0.00014273 | 0.00015085 | 3.6992e-05 | 0.00016853
638 | 27 | 1 | 0.00011415 | 0.00011801 | 0.00010949 | 0.00016479 | 0.00012028 | 0.00013889 | 0.00014686 | 0.00026068 | 0.00013258 | 0.00015287 | 0.00017071 | 0.0001127 | 0.00013591 | 0.00016004 | 0.00014048 | 0.0001302 | 0.00015419 | 0.00016853
639 | 27 | 1 | 0.00011416 | 0.00011808 | 0.00012071 | 0.00016712 | 0.00012208 | 0.00013719 | 0.00014629 | 0.00025432 | 0.00011731 | 0.00014639 | 0.0001701 | 0.00012811 | 0.00013957 | 0.00015252 | 0.0001314 | 0.00010347 | 9.9852e-05 | 0.00016853
640 | 27 | 1 | 0.00011415 | 0.0001168 | 0.00011628 | 0.0001563 | 0.00011977 | 0.00013696 | 0.00014517 | 0.00026067 | 0.00012618 | 0.00014212 | 0.00016615 | 0.00013453 | 0.00012087 | 0.00010926 | 0.00011139 | 8.5609e-05 | 8.133e-05 | 0.00016853
641 | 27 | 1 | 0.00011416 | 0.00011465 | 0.00011417 | 0.00016726 | 0.00011418 | 0.0001355 | 0.00014634 | 0.00026492 | 0.0001324 | 0.00013354 | 0.00015229 | 0.00014229 | 0.00012391 | 0.00010784 | 0.00010812 | 8.6833e-05 | 0 | 0.00016853
642 | 27 | 1 | 0.00011415 | 0.00011245 | 0.00011638 | 0.00015769 | 0.00011871 | 0.0001417 | 0.0001519 | 0.00027128 | 0.00013983 | 0.0001279 | 0.00013905 | 0.0001415 | 0.00012828 | 0.00011727 | 0.00011979 | 8.1065e-05 | 0 | 0.00016853
643 | 27 | 1 | 0.00011416 | 0.00011749 | 0.00010595 | 0.00011174 | 7.639e-05 | 0.00014383 | 0.00014647 | 0.00027551 | 0.000141 | 0.00012676 | 0.0001299 | 0.00014187 | 0.00012301 | 0.00010648 | 0.00012118 | 7.504e-05 | 0 | 0.00016853
644 | 27 | 1 | 0.00011415 | 0.00011848 | 0.00012415 | 0.00011378 | 7.91e-05 | 0.00013766 | 0.00014159 | 0.00027763 | 0.00014169 | 0.00012538 | 0.00012069 | 0.00014467 | 0.00012189 | 0.00010155 | 0.0001111 | 8.1587e-05 | 0 | 0.00016853
645 | 27 | 1 | 0.00011416 | 0.00011995 | 0.00012629 | 5.512e-05 | 4.413e-05 | 0.00013076 | 0.00013467 | 0.00027551 | 0.00014404 | 0.00012378 | 0.00011297 | 8.412e-05 | 8.553e-05 | 8.751e-05 | 9.5297e-05 | 8.5132e-05 | 0 | 0.00016853
646 | 27 | 1 | 0.00011415 | 0.00011976 | 0.00011768 | 6.221e-05 | 4.499e-05 | 0.00012374 | 0.0001275 | 0.00027763 | 9.724e-05 | 0.00010957 | 0.00010524 | 8.82e-05 | 8.818e-05 | 8.883e-05 | 8.1341e-05 | 9.3512e-05 | 0 | 0.00016853
647 | 27 | 1 | 0.00011416 | 0.0001202 | 0.00011594 | 5.331e-05 | 3.979e-05 | 0.00012496 | 0.00011846 | 0.00027975 | 9.149e-05 | 9.806e-05 | 9.96e-05 | 8.428e-05 | 7.497e-05 | 6.641e-05 | 9.0115e-05 | 0.00011961 | 0 | 0.00016853
648 | 27 | 1 | 0.00011415 | 0.00011409 | 0.00012547 | 6.093e-05 | 4.504e-05 | 0.00012311 | 0.0001109 | 0.00027975 | 8.607e-05 | 8.706e-05 | 9.028e-05 | 7.958e-05 | 6.901e-05 | 5.907e-05 | 0.00012391 | 0.00017151 | 0 | 0.00016853
649 | 28 | 1 | 0.00011416 | 0.00010564 | 0.00010717 | 5.313e-05 | 1.616e-05 | 0.00011589 | 0.00010399 | 0.00028187 | 8.081e-05 | 7.807e-05 | 8.099e-05 | 6.777e-05 | 6.034e-05 | 5.322e-05 | 0.00014889 | 0.00017858 | 0 | 0.00017348
650 | 28 | 1 | 0.00011415 | 0.00011351 | 9.704e-05 | 6.228e-05 | 1.524e-05 | 0.00010931 | 9.908e-05 | 0.00028187 | 7.078e-05 | 6.958e-05 | 7.191e-05 | 3.457e-05 | 4.569e-05 | 5.6e-05 | 0.00015729 | 0.00018038 | 0 | 0.00017348
651 | 28 | 1 | 0.00011416 | 0.00010572 | 9.602e-05 | 6.178e-05 | 1.652e-05 | 0.00010451 | 9.669e-05 | 0.00028399 | 4.279e-05 | 5.897e-05 | 6.537e-05 | 2.112e-05 | 4.172e-05 | 6.103e-05 | 0.00016177 | 0.00018576 | 0 | 0.00017348
652 | 28 | 1 | 0.00011415 | 0.0001045 | 0.00011223 | 6.088e-05 | 1.468e-05 | 0.00010257 | 9.541e-05 | 0.00028187 | 2.664e-05 | 5.021e-05 | 6.169e-05 | 2.082e-05 | 5.144e-05 | 8.059e-05 | 0.00017099 | 0.00018948 | 0 | 0.00017348
653 | 28 | 1 | 0.00011416 | 0.00011481 | 9.806e-05 | 5.335e-05 | 1.595e-05 | 0.00010418 | 9.55e-05 | 0.00028187 | 2.249e-05 | 4.861e-05 | 6.431e-05 | 2.289e-05 | 5.942e-05 | 9.444e-05 | 0.00018811 | 0.0001902 | 0 | 0.00017348
654 | 28 | 1 | 0.00011415 | 0.00010751 | 9.65e-05 | 0.00011116 | 2.817e-05 | 0.0001101 | 9.976e-05 | 0.00027763 | 2.272e-05 | 5.245e-05 | 7.106e-05 | 2.894e-05 | 6.838e-05 | 0.00010642 | 0.00020279 | 0.00019029 | 0 | 0.00017348
655 | 28 | 1 | 0.00011416 | 0.00011396 | 9.615e-05 | 0.00010598 | 2.815e-05 | 0.00012418 | 0.00011112 | 0.00027975 | 2.747e-05 | 5.931e-05 | 8.067e-05 | 4.616e-05 | 8.011e-05 | 0.00011316 | 0.0002097 | 0.00019029 | 0 | 0.00017348
656 | 28 | 1 | 0.00011415 | 0.00010945 | 0.00010643 | 0.00016675 | 4.222e-05 | 0.00013649 | 0.00013038 | 0.00028611 | 4.191e-05 | 6.852e-05 | 9.095e-05 | 6.768e-05 | 0.00010177 | 0.00013552 | 0.00021137 | 0.00019029 | 0 | 0.00017348
657 | 28 | 1 | 0.00011416 | 0.0001058 | 0.00010817 | 0.00016313 | 4.164e-05 | 0.00013883 | 0.0001399 | 0.00028187 | 6.162e-05 | 8.278e-05 | 0.00010445 | 9.992e-05 | 0.00013779 | 0.00017606 | 0.00021201 | 0.00019029 | 1.3762e-05 | 0.00017348
658 | 28 | 1 | 0.00011415 | 0.00010571 | 0.00010656 | 0.00015675 | 4.087e-05 | 0.00013856 | 0.00014189 | 0.00027975 | 9.097e-05 | 0.00010618 | 0.00012428 | 0.00012842 | 0.00015378 | 0.00018043 | 0.00021239 | 0.00019029 | 9.74e-06 | 0.00017348
659 | 28 | 1 | 0.00011416 | 0.00010638 | 0.00011567 | 0.00016605 | 4.297e-05 | 0.00013742 | 0.00014091 | 0.00027551 | 0.00011946 | 0.00012922 | 0.00014198 | 0.00013687 | 0.00015663 | 0.00017798 | 0.00021245 | 0.00019029 | 2.5894e-05 | 0.00017348
660 | 28 | 1 | 0.00011415 | 0.00011379 | 9.775e-05 | 0.00016082 | 4.174e-05 | 0.00013801 | 0.00013914 | 0.00026703 | 0.00013237 | 0.00014454 | 0.00015578 | 0.00014013 | 0.00015672 | 0.000175 | 0.00021245 | 0.00019029 | 4.1904e-05 | 0.00017348
661 | 28 | 1 | 0.00011416 | 0.00010826 | 9.892e-05 | 0.00015994 | 4.186e-05 | 0.00013506 | 0.0001365 | 0.00025855 | 0.00013825 | 0.0001522 | 0.00016551 | 0.00013086 | 0.00014828 | 0.00016718 | 0.00021245 | 0.00019011 | 4.9752e-05 | 0.00017348
662 | 28 | 1 | 0.00011415 | 0.00011419 | 9.585e-05 | 0.00015798 | 4.33e-05 | 0.00013443 | 0.0001363 | 0.00025855 | 0.0001325 | 0.00015231 | 0.00016993 | 0.00011259 | 0.00013578 | 0.00015989 | 0.00021245 | 0.00018853 | 4.0351e-05 | 0.00017348
663 | 28 | 1 | 0.00011416 | 0.00011366 | 0.00011553 | 0.0001566 | 4.315e-05 | 0.00013274 | 0.00013617 | 0.00026067 | 0.00011719 | 0.00014611 | 0.00016942 | 0.00012863 | 0.00014013 | 0.00015313 | 0.00021245 | 0.00018765 | 2.8821e-05 | 0.00017348
664 | 28 | 1 | 0.00011415 | 0.00011292 | 9.859e-05 | 0.00016417 | 4.268e-05 | 0.00013053 | 0.00013719 | 0.0002628 | 0.00012656 | 0.0001422 | 0.00016585 | 0.00013414 | 0.00012051 | 0.00010894 | 0.00021245 | 0.00019023 | 5.0753e-05 | 0.00017348
665 | 28 | 1 | 0.00011416 | 0.00010835 | 9.859e-05 | 0.00016292 | 4.107e-05 | 0.00013041 | 0.00013982 | 0.00026915 | 0.00013217 | 0.00013355 | 0.0001521 | 0.0001404 | 0.00012227 | 0.00010641 | 0.00021245 | 0.00019029 | 0 | 0.00017348
666 | 28 | 1 | 0.00011415 | 0.00010995 | 9.771e-05 | 0.00016681 | 4.227e-05 | 0.00013735 | 0.0001466 | 0.00028611 | 0.00013832 | 0.00012729 | 0.00013867 | 0.00014175 | 0.0001285 | 0.00011748 | 0.00021245 | 0.00019028 | 0 | 0.00017348
667 | 28 | 1 | 0.00011416 | 0.00010591 | 0.00011434 | 0.00010784 | 2.923e-05 | 0.00014473 | 0.00014774 | 0.00029247 | 0.0001409 | 0.00012627 | 0.00012964 | 0.00014303 | 0.00012401 | 0.00010734 | 0.00021245 | 0.00019028 | 0 | 0.00017348
668 | 28 | 1 | 0.00011415 | 0.00011202 | 0.00011387 | 0.00011061 | 2.95e-05 | 0.00013933 | 0.00014356 | 0.00028399 | 0.00014253 | 0.00012548 | 0.00012067 | 0.00014517 | 0.00012231 | 0.0001019 | 0.00021245 | 0.00019011 | 0 | 0.00017348
669 | 28 | 1 | 0.00011416 | 0.00010959 | 0.0001066 | 5.279e-05 | 1.606e-05 | 0.00013164 | 0.00013698 | 0.00026703 | 0.00014458 | 0.00012417 | 0.00011304 | 8.456e-05 | 8.597e-05 | 8.796e-05 | 0.00021245 | 0.00019017 | 0 | 0.00017348
670 | 28 | 1 | 0.00011415 | 0.00011326 | 0.00010101 | 5.835e-05 | 1.543e-05 | 0.00012524 | 0.00012854 | 0.00027127 | 9.772e-05 | 0.00011003 | 0.00010544 | 8.783e-05 | 8.781e-05 | 8.846e-05 | 0.00021245 | 0.00019011 | 0 | 0.00017348
671 | 28 | 1 | 0.00011416 | 0.00010503 | 0.00010863 | 5.626e-05 | 1.488e-05 | 0.00012613 | 0.00011857 | 0.00027127 | 9.131e-05 | 9.822e-05 | 9.975e-05 | 8.561e-05 | 7.616e-05 | 6.746e-05 | 0.00021245 | 0.00019019 | 0 | 0.00017348
672 | 28 | 1 | 0.00011415 | 0.00011159 | 0.00011543 | 5.39e-05 | 1.535e-05 | 0.00012541 | 0.00011091 | 0.00026703 | 8.708e-05 | 8.752e-05 | 9.065e-05 | 7.968e-05 | 6.909e-05 | 5.914e-05 | 0.00021244 | 0.00019005 | 0 | 0.00017348
673 | 29 | 1 | 0.00011416 | 0.00010985 | 0.00012638 | 5.267e-05 | 6.223e-05 | 0.00011842 | 0.00010412 | 0.00027975 | 8.107e-05 | 7.847e-05 | 8.132e-05 | 5.498e-05 | 5.44e-05 | 5.397e-05 | 0.00021243 | 0.00018943 | 0 | 0.00018051
674 | 29 | 1 | 0.00011415 | 0.0001097 | 0.00013421 | 5.302e-05 | 7.431e-05 | 0.00011209 | 9.96e-05 | 0.00030306 | 6.088e-05 | 6.768e-05 | 7.233e-05 | 1.829e-05 | 3.78e-05 | 5.626e-05 | 0.0002124 | 0.00018949 | 0 | 0.00018051
675 | 29 | 1 | 0.00011416 | 0.00010794 | 0.00012496 | 5.65e-05 | 6.478e-05 | 0.00010774 | 9.693e-05 | 0.00032426 | 2.821e-05 | 5.427e-05 | 6.576e-05 | 1.264e-05 | 3.761e-05 | 6.13e-05 | 0.00021241 | 0.00018938 | 0 | 0.00018051
676 | 29 | 1 | 0.00011415 | 0.00010703 | 0.00013254 | 5.59e-05 | 6.848e-05 | 0.00010605 | 9.605e-05 | 0.00032002 | 1.694e-05 | 4.504e-05 | 6.208e-05 | 1.279e-05 | 4.759e-05 | 8.094e-05 | 0.00021245 | 0.00019027 | 0 | 0.00018051
677 | 29 | 1 | 0.00011416 | 0.00011537 | 0.00011993 | 5.288e-05 | 6.407e-05 | 0.00010641 | 9.622e-05 | 0.00032637 | 1.389e-05 | 4.391e-05 | 6.468e-05 | 1.828e-05 | 5.668e-05 | 9.373e-05 | 0.00021245 | 0.00019009 | 0 | 0.00018051
678 | 29 | 1 | 0.00011415 | 0.00010698 | 0.00012656 | 0.00011045 | 0.00013656 | 0.00011109 | 0.00010031 | 0.00033697 | 1.718e-05 | 4.86e-05 | 7.12e-05 | 4.627e-05 | 7.705e-05 | 0.0001073 | 0.00021245 | 0.00018988 | 0 | 0.00018051
679 | 29 | 1 | 0.00011416 | 0.00010686 | 0.00013755 | 0.00011407 | 0.00013047 | 0.00012392 | 0.00011216 | 0.00032638 | 3.973e-05 | 6.017e-05 | 8.091e-05 | 0.00012431 | 0.00011738 | 0.00011244 | 0.00021245 | 0.00019021 | 0 | 0.00018051
680 | 29 | 1 | 0.00011415 | 0.00011061 | 0.00013093 | 0.00016644 | 0.00019445 | 0.0001349 | 0.0001304 | 0.0003518 | 0.00010507 | 8.377e-05 | 9.097e-05 | 0.00022273 | 0.00017735 | 0.00013701 | 0.00021245 | 0.00019002 | 0 | 0.00018051
681 | 29 | 1 | 0.00011416 | 0.00011184 | 0.00013712 | 0.00016276 | 0.00019576 | 0.00013854 | 0.00014202 | 0.00031154 | 0.00019506 | 0.00012356 | 0.00010476 | 0.00021331 | 0.00019268 | 0.00017646 | 0.00021242 | 0.00018915 | 0.00013404 | 0.00018051
682 | 29 | 1 | 0.00011415 | 0.00011048 | 0.0001278 | 0.0001656 | 0.0001906 | 0.00014022 | 0.00014606 | 0.0003179 | 0.00020693 | 0.00015853 | 0.00012463 | 0.00016746 | 0.0001725 | 0.00018043 | 0.00021233 | 0.00018653 | 2.866e-05 | 0.00018051
683 | 29 | 1 | 0.00011416 | 0.00011068 | 0.00012653 | 0.00016408 | 0.00019261 | 0.0001407 | 0.00014684 | 0.00030094 | 0.00017623 | 0.00017165 | 0.00014231 | 0.00016847 | 0.0001722 | 0.00017886 | 0.00021228 | 0.00018084 | 1.2565e-05 | 0.00018051
684 | 29 | 1 | 0.00011415 | 0.00011347 | 0.00013278 | 0.00015714 | 0.00019211 | 0.0001418 | 0.00014742 | 0.00029247 | 0.00017164 | 0.00017401 | 0.00015624 | 0.00017088 | 0.00017049 | 0.00017315 | 0.00021069 | 0.00016508 | 0.00015633 | 0.00018051
685 | 29 | 1 | 0.00011416 | 0.00010712 | 0.00013985 | 0.00015965 | 0.00018812 | 0.00013893 | 0.00014562 | 0.00027975 | 0.0001712 | 0.00017289 | 0.00016551 | 0.00016173 | 0.00016228 | 0.00016564 | 0.00021057 | 0.00016327 | 0.00041349 | 0.00018051
686 | 29 | 1 | 0.00011415 | 0.00011085 | 0.00013298 | 0.00016663 | 0.00018682 | 0.00013918 | 0.00014556 | 0.00028187 | 0.00016355 | 0.00016875 | 0.00016949 | 0.00017934 | 0.00016793 | 0.00015994 | 0.00021099 | 0.00015588 | 0.0003137 | 0.00018051
687 | 29 | 1 | 0.00011416 | 0.00010651 | 0.0001292 | 0.00016201 | 0.00018697 | 0.00013736 | 0.00014452 | 0.00028611 | 0.00017606 | 0.00016728 | 0.00016896 | 0.0001865 | 0.00016802 | 0.00015326 | 0.0002105 | 0.00014966 | 0.00022722 | 0.00018051
688 | 29 | 1 | 0.00011415 | 0.00011596 | 0.00013466 | 0.00016312 | 0.00019806 | 0.00013447 | 0.00014347 | 0.00028186 | 0.00018387 | 0.00016727 | 0.00016543 | 0.0002002 | 0.00015288 | 0.00011007 | 0.0002059 | 0.0001418 | 0.00024711 | 0.00018051
689 | 29 | 1 | 0.00011416 | 0.00011555 | 0.00012316 | 0.00015856 | 0.00019176 | 0.00013543 | 0.00014421 | 0.00027763 | 0.00019634 | 0.00016221 | 0.00015198 | 0.00021764 | 0.00016013 | 0.00010771 | 0.00020036 | 0.00012766 | 0 | 0.00018051
690 | 29 | 1 | 0.00011415 | 0.00011357 | 0.00012768 | 0.000163 | 0.00018976 | 0.00014035 | 0.00014869 | 0.00027975 | 0.0002127 | 0.00016003 | 0.00013896 | 0.00020683 | 0.00015964 | 0.00011712 | 0.00016752 | 9.0522e-05 | 0 | 0.00018051
691 | 29 | 1 | 0.00011416 | 0.00010958 | 0.00013576 | 0.00010957 | 0.00012626 | 0.00014176 | 0.00014564 | 0.00027551 | 0.00020771 | 0.00015946 | 0.00012993 | 0.00016684 | 0.00013547 | 0.00010752 | 0.00014066 | 4.8459e-05 | 0 | 0.00018051
692 | 29 | 1 | 0.00011415 | 0.00010518 | 0.0001295 | 0.00010608 | 0.00013594 | 0.0001347 | 0.0001394 | 0.00026703 | 0.00017604 | 0.00015082 | 0.00012101 | 0.00013088 | 0.00011556 | 0.00010251 | 0.00012962 | 2.4719e-05 | 0 | 0.00018051
693 | 29 | 1 | 0.00011416 | 0.00010516 | 0.00014195 | 5.68e-05 | 6.678e-05 | 0.00012851 | 0.00013279 | 0.00026703 | 0.00014181 | 0.00013571 | 0.00011348 | 8.448e-05 | 8.557e-05 | 8.755e-05 | 0.00012178 | 1.6398e-05 | 0 | 0.00018051
694 | 29 | 1 | 0.00011415 | 0.00010934 | 0.00014067 | 5.751e-05 | 6.957e-05 | 0.00012296 | 0.00012448 | 0.00025856 | 9.8e-05 | 0.00011378 | 0.00010568 | 8.859e-05 | 8.825e-05 | 8.89e-05 | 0.00010595 | 1.7693e-05 | 0 | 0.00018051
695 | 29 | 1 | 0.00011416 | 0.00010818 | 0.0001353 | 5.626e-05 | 7.16e-05 | 0.00012491 | 0.00011629 | 0.00025856 | 9.165e-05 | 9.919e-05 | 9.998e-05 | 7.838e-05 | 7.229e-05 | 6.703e-05 | 9.0573e-05 | 1.9801e-05 | 0 | 0.00018051
696 | 29 | 1 | 0.00011415 | 0.00010914 | 0.00012306 | 5.864e-05 | 7.465e-05 | 0.00012469 | 0.00011078 | 0.00023736 | 8.127e-05 | 8.631e-05 | 9.071e-05 | 6.307e-05 | 6.086e-05 | 5.904e-05 | 8.9044e-05 | 3.4339e-05 | 0 | 0.00018051
697 | 30 | 1 | 0.00011416 | 0.00011957 | 0.00010495 | 5.266e-05 | 7.024e-05 | 0.00011663 | 0.00010392 | 0.00023312 | 6.707e-05 | 7.42e-05 | 8.131e-05 | 5.457e-05 | 5.398e-05 | 5.356e-05 | 9.2733e-05 | 3.1991e-05 | 0 | 0.00018649
698 | 30 | 1 | 0.00011415 | 0.00011088 | 0.00011337 | 5.551e-05 | 6.729e-05 | 0.00010984 | 9.819e-05 | 0.00022253 | 5.771e-05 | 6.403e-05 | 7.219e-05 | 1.828e-05 | 3.778e-05 | 5.623e-05 | 9.1344e-05 | 2.9917e-05 | 0 | 0.00018649
699 | 30 | 1 | 0.00011416 | 0.00012059 | 0.000107 | 5.471e-05 | 6.694e-05 | 0.00010383 | 9.491e-05 | 0.00021405 | 2.716e-05 | 5.226e-05 | 6.563e-05 | 1.259e-05 | 3.746e-05 | 6.106e-05 | 8.8441e-05 | 3.0086e-05 | 0 | 0.00018649
700 | 30 | 1 | 0.00011415 | 0.00011431 | 0.00010219 | 5.618e-05 | 6.893e-05 | 0.00010088 | 9.35e-05 | 0.00020982 | 1.655e-05 | 4.413e-05 | 6.189e-05 | 1.271e-05 | 4.729e-05 | 8.043e-05 | 9.674e-05 | 3.1944e-05 | 0 | 0.00018649
701 | 30 | 1 | 0.00011416 | 0.00011682 | 0.00011436 | 5.357e-05 | 6.644e-05 | 9.95e-05 | 9.324e-05 | 0.00020982 | 1.381e-05 | 4.343e-05 | 6.442e-05 | 1.817e-05 | 5.633e-05 | 9.315e-05 | 0.00011179 | 2.9658e-05 | 0 | 0.00018649
702 | 30 | 1 | 0.00011415 | 0.00011951 | 9.819e-05 | 0.00011458 | 0.00012838 | 0.00010003 | 9.471e-05 | 0.00020769 | 1.708e-05 | 4.825e-05 | 7.085e-05 | 4.6e-05 | 7.661e-05 | 0.00010667 | 0.00011884 | 1.9006e-05 | 0 | 0.00018649
703 | 30 | 1 | 0.00011416 | 0.00011175 | 0.00010252 | 0.00010775 | 0.00013662 | 0.0001037 | 9.962e-05 | 0.00020769 | 3.949e-05 | 5.982e-05 | 8.048e-05 | 0.00012371 | 0.00011681 | 0.0001119 | 0.00010506 | 1.4241e-05 | 0 | 0.00018649
704 | 30 | 1 | 0.00011415 | 0.00011804 | 0.00010898 | 0.00016556 | 0.00018915 | 0.00010787 | 0.00010858 | 0.00020558 | 0.00010456 | 8.332e-05 | 9.048e-05 | 0.00022155 | 0.00017641 | 0.00013628 | 8.5359e-05 | 1.8683e-05 | 0 | 0.00018649
705 | 30 | 1 | 0.00011416 | 0.00011338 | 0.0001007 | 0.00016743 | 0.00019465 | 0.00011541 | 0.00011815 | 0.0001971 | 0.00019403 | 0.00012291 | 0.00010419 | 0.00021569 | 0.00019482 | 0.00017842 | 7.2792e-05 | 2.8321e-05 | 1.5399e-05 | 0.00018649
706 | 30 | 1 | 0.00011415 | 0.00011275 | 0.00010248 | 0.0001566 | 0.00019083 | 0.00012142 | 0.00012635 | 0.00018439 | 0.00020858 | 0.00015884 | 0.0001246 | 0.00016745 | 0.00017249 | 0.00018042 | 6.2963e-05 | 4.1026e-05 | 0.00027028 | 0.00018649
707 | 30 | 1 | 0.00011416 | 0.0001176 | 9.903e-05 | 0.00016101 | 0.00018727 | 0.0001263 | 0.00013068 | 0.00017378 | 0.00017651 | 0.00017211 | 0.00014237 | 0.0001685 | 0.00017223 | 0.00017889 | 4.4995e-05 | 4.7621e-05 | 0.00033208 | 0.00018649
708 | 30 | 1 | 0.00011415 | 0.0001135 | 0.00010337 | 0.00016372 | 0.000187 | 0.00013034 | 0.00013236 | 0.00017379 | 0.00017176 | 0.00017433 | 0.00015638 | 0.00017044 | 0.00017005 | 0.0001727 | 2.4791e-05 | 6.3373e-05 | 0.00053716 | 0.00018649
709 | 30 | 1 | 0.00011416 | 0.00012098 | 0.00010884 | 0.00016053 | 0.00018702 | 0.00013094 | 0.0001316 | 0.00016319 | 0.0001709 | 0.00017287 | 0.00016559 | 0.00016277 | 0.00016332 | 0.0001667 | 2.26e-05 | 8.4403e-05 | 0.00057696 | 0.00018649
710 | 30 | 1 | 0.00011415 | 0.00011192 | 0.00010979 | 0.00016088 | 0.00019878 | 0.00012894 | 0.0001303 | 0.00016319 | 0.0001643 | 0.00016904 | 0.00016981 | 0.00017895 | 0.00016755 | 0.00015959 | 2.9149e-05 | 9.7266e-05 | 0.00047888 | 0.00018649
711 | 30 | 1 | 0.00011416 | 0.00011561 | 9.718e-05 | 0.00016037 | 0.00019367 | 0.00012659 | 0.00012838 | 0.00016107 | 0.00017588 | 0.00016743 | 0.00016911 | 0.00018458 | 0.0001663 | 0.00015169 | 3.9346e-05 | 0.00010971 | 0.00042767 | 0.00018649
712 | 30 | 1 | 0.00011415 | 0.00011294 | 0.00011267 | 0.0001571 | 0.00019191 | 0.00012525 | 0.00012627 | 0.00016743 | 0.00018237 | 0.00016669 | 0.0001652 | 0.00019803 | 0.00015123 | 0.00010888 | 4.1258e-05 | 0.0001174 | 0.00021561 | 0.00018649
713 | 30 | 1 | 0.00011416 | 0.00011193 | 0.0001027 | 0.00016255 | 0.00019674 | 0.00012362 | 0.00012643 | 0.00017803 | 0.00019436 | 0.00016105 | 0.00015146 | 0.00021517 | 0.00015831 | 0.00010648 | 4.3077e-05 | 0.00011292 | 0 | 0.00018649
714 | 30 | 1 | 0.00011415 | 0.00010995 | 0.00011505 | 0.00015982 | 0.00019107 | 0.00012741 | 0.00013237 | 0.0001865 | 0.00021034 | 0.0001585 | 0.00013818 | 0.00020937 | 0.0001616 | 0.00011856 | 5.648e-05 | 0.00010074 | 0 | 0.00018649
715 | 30 | 1 | 0.00011416 | 0.00010994 | 0.00010527 | 0.00010959 | 0.00013423 | 0.00013281 | 0.00013433 | 0.00019498 | 0.00020917 | 0.00015911 | 0.00012952 | 0.00016664 | 0.0001353 | 0.00010739 | 8.14e-05 | 8.9247e-05 | 0 | 0.00018649
716 | 30 | 1 | 0.00011415 | 0.00011353 | 0.00011142 | 0.000106 | 0.00013278 | 0.00012707 | 0.00012979 | 0.00019498 | 0.0001761 | 0.00015088 | 0.00012068 | 0.00013074 | 0.00011543 | 0.0001024 | 8.9945e-05 | 7.8452e-05 | 0 | 0.00018649
717 | 30 | 1 | 0.00011416 | 0.00011457 | 9.815e-05 | 5.504e-05 | 6.267e-05 | 0.00012162 | 0.00012448 | 0.00019286 | 0.00014174 | 0.00013577 | 0.00011326 | 8.567e-05 | 8.678e-05 | 8.879e-05 | 9.0589e-05 | 8.6338e-05 | 0 | 0.00018649
718 | 30 | 1 | 0.00011415 | 0.00011935 | 0.00010792 | 5.551e-05 | 7.262e-05 | 0.00011592 | 0.00011805 | 0.00019286 | 9.895e-05 | 0.00011423 | 0.00010587 | 8.853e-05 | 8.819e-05 | 8.885e-05 | 9.7409e-05 | 9.4426e-05 | 0 | 0.00018649
719 | 30 | 1 | 0.00011416 | 0.00011825 | 0.00011193 | 5.549e-05 | 6.592e-05 | 0.00011737 | 0.00011251 | 0.00019286 | 9.177e-05 | 9.957e-05 | 0.00010023 | 7.765e-05 | 7.161e-05 | 6.64e-05 | 0.00011321 | 9.309e-05 | 0 | 0.00018649
720 | 30 | 1 | 0.00011415 | 0.00011809 | 0.00010707 | 5.247e-05 | 7.212e-05 | 0.00011877 | 0.00010713 | 0.00019498 | 8.074e-05 | 8.628e-05 | 9.08e-05 | 6.273e-05 | 6.052e-05 | 5.871e-05 | 0.00013043 | 7.1087e-05 | 0 | 0.00018649
721 | 31 | 1 | 0.00011416 | 0.00011244 | 0.00011976 | 5.677e-05 | 7.364e-05 | 0.00011376 | 0.00010181 | 0.00019498 | 6.671e-05 | 7.393e-05 | 8.13e-05 | 5.434e-05 | 5.376e-05 | 5.334e-05 | 0.00012657 | 5.4165e-05 | 0 | 0.00018849
722 | 31 | 1 | 0.00011415 | 0.00011894 | 0.0001051 | 5.239e-05 | 7.075e-05 | 0.00010741 | 9.727e-05 | 0.00019709 | 5.745e-05 | 6.375e-05 | 7.21e-05 | 1.843e-05 | 3.81e-05 | 5.67e-05 | 0.00011688 | 4.5327e-05 | 0 | 0.00018849
723 | 31 | 1 | 0.00011416 | 0.00011426 | 0.00012605 | 6.15e-05 | 6.904e-05 | 0.00010321 | 9.373e-05 | 0.00019498 | 2.722e-05 | 5.22e-05 | 6.559e-05 | 1.271e-05 | 3.783e-05 | 6.166e-05 | 0.00010711 | 4.2457e-05 | 0 | 0.00018849
724 | 31 | 1 | 0.00011415 | 0.00011559 | 0.00011629 | 5.667e-05 | 7.256e-05 | 9.978e-05 | 9.173e-05 | 0.00019498 | 1.665e-05 | 4.428e-05 | 6.199e-05 | 1.277e-05 | 4.751e-05 | 8.08e-05 | 9.1474e-05 | 3.9158e-05 | 0 | 0.00018849
725 | 31 | 1 | 0.00011416 | 0.00011856 | 0.00011859 | 5.85e-05 | 6.786e-05 | 9.7e-05 | 9.112e-05 | 0.00019498 | 1.388e-05 | 4.366e-05 | 6.461e-05 | 1.813e-05 | 5.622e-05 | 9.296e-05 | 8.5444e-05 | 3.4557e-05 | 0 | 0.00018849
726 | 31 | 1 | 0.00011415 | 0.00012373 | 0.00011378 | 0.00011034 | 0.0001313 | 9.788e-05 | 9.172e-05 | 0.00019285 | 1.706e-05 | 4.837e-05 | 7.101e-05 | 4.659e-05 | 7.758e-05 | 0.00010803 | 7.9954e-05 | 2.8226e-05 | 0 | 0.00018849
727 | 31 | 1 | 0.00011416 | 0.0001191 | 0.00011928 | 0.00010582 | 0.00013806 | 0.00010057 | 9.372e-05 | 0.00019073 | 3.995e-05 | 6.021e-05 | 8.094e-05 | 0.00012363 | 0.00011674 | 0.00011183 | 7.7172e-05 | 2.3149e-05 | 0 | 0.00018849
728 | 31 | 1 | 0.00011415 | 0.0001221 | 0.00011431 | 0.00016132 | 0.00020291 | 0.00010342 | 9.831e-05 | 0.00018862 | 0.00010458 | 8.363e-05 | 9.087e-05 | 0.00022193 | 0.00017671 | 0.00013651 | 7.4784e-05 | 1.8342e-05 | 0 | 0.00018849
729 | 31 | 1 | 0.00011416 | 0.0001157 | 0.00012486 | 0.00016585 | 0.00019532 | 0.0001062 | 0.00010402 | 0.00018226 | 0.00019434 | 0.00012318 | 0.00010455 | 0.00021407 | 0.00019336 | 0.00017708 | 7.174e-05 | 1.3683e-05 | 5.8957e-05 | 0.00018849
730 | 31 | 1 | 0.00011415 | 0.00011743 | 0.00011075 | 0.0001625 | 0.00019722 | 0.0001139 | 0.00011002 | 0.00017166 | 0.00020737 | 0.00015847 | 0.00012458 | 0.00016839 | 0.00017346 | 0.00018144 | 7.1179e-05 | 1.054e-05 | 0.00026664 | 0.00018849
731 | 31 | 1 | 0.00011416 | 0.0001138 | 0.00012243 | 0.00015774 | 0.00019608 | 0.00011936 | 0.0001148 | 0.00017591 | 0.00017702 | 0.00017206 | 0.00014252 | 0.00017054 | 0.00017432 | 0.00018105 | 6.7639e-05 | 9.3354e-06 | 4.9811e-05 | 0.00018849
732 | 31 | 1 | 0.00011415 | 0.0001194 | 0.0001154 | 0.00015736 | 0.0002011 | 0.00012414 | 0.00011687 | 0.0001759 | 0.00017342 | 0.00017515 | 0.00015692 | 0.00017256 | 0.00017216 | 0.00017484 | 6.3985e-05 | 1.8756e-05 | 0.00052104 | 0.00018849
733 | 31 | 1 | 0.00011416 | 0.00012024 | 0.00010828 | 0.00016059 | 0.00019223 | 0.00012665 | 0.00011882 | 0.00017378 | 0.00017287 | 0.0001744 | 0.00016655 | 0.00016181 | 0.00016236 | 0.00016572 | 4.9883e-05 | 1.902e-05 | 0.00032259 | 0.00018849
734 | 31 | 1 | 0.00011415 | 0.00012239 | 0.00011058 | 0.0001578 | 0.00019559 | 0.00012283 | 0.00011962 | 0.00016955 | 0.00016399 | 0.00016983 | 0.00017048 | 0.00017967 | 0.00016823 | 0.00016023 | 3.2299e-05 | 1.529e-05 | 0.00021251 | 0.00018849
735 | 31 | 1 | 0.00011416 | 0.0001195 | 0.00012486 | 0.00016707 | 0.00020233 | 0.00011809 | 0.00011872 | 0.00016318 | 0.00017645 | 0.00016793 | 0.00016985 | 0.0001869 | 0.00016839 | 0.00015359 | 2.4693e-05 | 1.1438e-05 | 0.00013794 | 0.00018849
736 | 31 | 1 | 0.00011415 | 0.00011731 | 0.00011144 | 0.00016128 | 0.00019533 | 0.00011708 | 0.00011758 | 0.00016531 | 0.00018428 | 0.00016772 | 0.00016619 | 0.00020096 | 0.00015346 | 0.00011049 | 2.3438e-05 | 1.1562e-05 | 0.00010669 | 0.00018849
737 | 31 | 1 | 0.00011416 | 0.00011504 | 0.00011083 | 0.00015803 | 0.00020063 | 0.00011661 | 0.0001198 | 0.00015471 | 0.000197 | 0.00016267 | 0.00015258 | 0.00021791 | 0.00016032 | 0.00010784 | 2.7463e-05 | 1.1415e-05 | 0 | 0.00018849
738 | 31 | 1 | 0.00011415 | 0.00011331 | 0.00011162 | 0.00016739 | 0.00019205 | 0.00012266 | 0.00012944 | 0.00015259 | 0.00021305 | 0.0001604 | 0.00013937 | 0.00020784 | 0.00016042 | 0.0001177 | 2.8637e-05 | 9.9389e-06 | 0 | 0.00018849
739 | 31 | 1 | 0.00011416 | 0.0001185 | 0.00011738 | 0.00011095 | 0.00013759 | 0.00012868 | 0.00013089 | 0.00015047 | 0.00020859 | 0.00015996 | 0.00013033 | 0.00016663 | 0.0001353 | 0.00010739 | 2.972e-05 | 9.3363e-06 | 0 | 0.00018849
740 | 31 | 1 | 0.00011415 | 0.00011435 | 0.00010848 | 0.0001089 | 0.00013377 | 0.00012708 | 0.00012736 | 0.00015259 | 0.00017606 | 0.00015112 | 0.00012127 | 0.00012994 | 0.00011472 | 0.00010177 | 2.8451e-05 | 1.0693e-05 | 0 | 0.00018849
741 | 31 | 1 | 0.00011416 | 0.00012271 | 0.000116 | 6.191e-05 | 7.625e-05 | 0.00012239 | 0.00012236 | 0.00017591 | 0.0001411 | 0.00013554 | 0.0001135 | 8.475e-05 | 8.584e-05 | 8.783e-05 | 2.7151e-05 | 1.3797e-05 | 0 | 0.00018849
742 | 31 | 1 | 0.00011415 | 0.00011609 | 0.00011356 | 5.644e-05 | 7.06e-05 | 0.00011601 | 0.00011685 | 0.00019074 | 9.808e-05 | 0.00011365 | 0.00010571 | 8.723e-05 | 8.69e-05 | 8.754e-05 | 2.8601e-05 | 2.0426e-05 | 0 | 0.00018849
743 | 31 | 1 | 0.00011416 | 0.00012338 | 0.00010946 | 5.94e-05 | 6.998e-05 | 0.00011713 | 0.0001105 | 0.00020981 | 9.058e-05 | 9.865e-05 | 9.967e-05 | 7.86e-05 | 7.248e-05 | 6.721e-05 | 2.9304e-05 | 3.0022e-05 | 0 | 0.00018849
744 | 31 | 1 | 0.00011415 | 0.00012365 | 0.00010554 | 5.894e-05 | 6.366e-05 | 0.0001156 | 0.00010326 | 0.00022677 | 8.123e-05 | 8.592e-05 | 9.043e-05 | 6.288e-05 | 6.067e-05 | 5.886e-05 | 4.8255e-05 | 3.4136e-05 | 0 | 0.00018849
745 | 32 | 2 | 0.00011416 | 0.00011567 | 0.00012242 | 6.162e-05 | 7.227e-05 | 0.00010841 | 9.761e-05 | 0.00023524 | 6.689e-05 | 7.393e-05 | 8.101e-05 | 5.464e-05 | 5.406e-05 | 5.363e-05 | 4.4854e-05 | 3.8314e-05 | 0 | 0.00018901
746 | 32 | 2 | 0.00011415 | 0.0001177 | 0.00010774 | 5.737e-05 | 7.468e-05 | 0.00010278 | 9.367e-05 | 0.00023737 | 5.773e-05 | 6.393e-05 | 7.198e-05 | 1.856e-05 | 3.777e-05 | 5.621e-05 | 4.8403e-05 | 4.5047e-05 | 0 | 0.00018901
747 | 32 | 2 | 0.00011416 | 0.0001162 | 0.00010716 | 5.388e-05 | 6.618e-05 | 9.922e-05 | 9.223e-05 | 0.00022677 | 2.739e-05 | 5.223e-05 | 6.547e-05 | 1.307e-05 | 3.791e-05 | 6.18e-05 | 6.1018e-05 | 4.4061e-05 | 0 | 0.00018901
748 | 32 | 2 | 0.00011415 | 0.00011265 | 0.0001078 | 5.248e-05 | 6.5e-05 | 9.786e-05 | 9.161e-05 | 0.00023525 | 1.697e-05 | 4.428e-05 | 6.198e-05 | 1.312e-05 | 4.757e-05 | 8.091e-05 | 6.9994e-05 | 3.9469e-05 | 0 | 0.00018901
749 | 32 | 2 | 0.00011416 | 0.00010743 | 0.00011506 | 5.936e-05 | 6.975e-05 | 9.88e-05 | 9.291e-05 | 0.00022677 | 1.422e-05 | 4.368e-05 | 6.464e-05 | 1.839e-05 | 5.614e-05 | 9.284e-05 | 7.1565e-05 | 3.7897e-05 | 0 | 0.00018901
750 | 32 | 2 | 0.00011415 | 0.00011227 | 0.00012085 | 0.00011037 | 0.00013829 | 0.00010561 | 9.736e-05 | 0.00022676 | 1.734e-05 | 4.836e-05 | 7.101e-05 | 4.632e-05 | 7.703e-05 | 0.00010727 | 7.5518e-05 | 4.9546e-05 | 0 | 0.00018901
751 | 32 | 2 | 0.00011416 | 0.00011557 | 0.00011932 | 0.00011277 | 0.00013902 | 0.00012102 | 0.00010949 | 0.00022889 | 3.981e-05 | 6e-05 | 8.076e-05 | 0.00012388 | 0.00011749 | 0.00011255 | 7.5642e-05 | 6.5838e-05 | 0 | 0.00018901
752 | 32 | 2 | 0.00011415 | 0.00011611 | 0.00012142 | 0.00016673 | 0.0001894 | 0.00013332 | 0.00012863 | 0.00023101 | 0.00010476 | 8.371e-05 | 9.086e-05 | 0.0002219 | 0.00017774 | 0.0001373 | 7.6493e-05 | 7.6851e-05 | 0 | 0.00018901
753 | 32 | 2 | 0.00011416 | 0.00011711 | 0.00010972 | 0.00016143 | 0.00020064 | 0.00013636 | 0.00013914 | 0.00022041 | 0.00019435 | 0.00012369 | 0.00010472 | 0.00021203 | 0.00019264 | 0.00017642 | 7.7531e-05 | 8.8153e-05 | 4.8437e-05 | 0.00018901
754 | 32 | 2 | 0.00011415 | 0.00011162 | 0.00011569 | 0.0001601 | 0.00019601 | 0.00013837 | 0.00014281 | 0.00020558 | 0.00020579 | 0.00015865 | 0.00012461 | 0.00016899 | 0.00017501 | 0.00018306 | 7.4265e-05 | 0.00010662 | 0.00010367 | 0.00018901
755 | 32 | 2 | 0.00011416 | 0.00011682 | 0.00012465 | 0.00015745 | 0.0002011 | 0.00013903 | 0.00014407 | 0.00020346 | 0.00017719 | 0.00017262 | 0.00014291 | 0.00016772 | 0.00017235 | 0.00017901 | 6.1721e-05 | 0.00012933 | 4.691e-05 | 0.00018901
756 | 32 | 2 | 0.00011415 | 0.00011717 | 0.00012548 | 0.00016116 | 0.00018928 | 0.00013983 | 0.0001444 | 0.00020133 | 0.00017121 | 0.00017492 | 0.00015685 | 0.00017076 | 0.00017128 | 0.00017395 | 3.8539e-05 | 0.00015135 | 8.8152e-05 | 0.00018901
757 | 32 | 2 | 0.00011416 | 0.00011717 | 0.00010451 | 0.00016508 | 0.00019147 | 0.00013823 | 0.00014312 | 0.00019286 | 0.00017104 | 0.00017371 | 0.00016625 | 0.00016212 | 0.00016352 | 0.00016691 | 3.1376e-05 | 0.00015894 | 0.00017983 | 0.00018901
758 | 32 | 2 | 0.00011415 | 0.00011537 | 0.00010523 | 0.00015901 | 0.00020227 | 0.0001388 | 0.00014348 | 0.0001865 | 0.00016383 | 0.0001697 | 0.00017041 | 0.00017781 | 0.0001674 | 0.00015944 | 3.0901e-05 | 0.00015676 | 0.00043543 | 0.00018901
759 | 32 | 2 | 0.00011416 | 0.00011632 | 0.00011153 | 0.0001605 | 0.00018977 | 0.00013789 | 0.00014295 | 0.00019921 | 0.0001749 | 0.00016774 | 0.00016962 | 0.00018451 | 0.00016715 | 0.00015246 | 4.4657e-05 | 0.00016116 | 0.0001417 | 0.00018901
760 | 32 | 2 | 0.00011415 | 0.00010855 | 0.00011749 | 0.00016167 | 0.00020208 | 0.00013762 | 0.00014291 | 0.00020982 | 0.00018211 | 0.00016711 | 0.0001657 | 0.00019809 | 0.00015214 | 0.00010953 | 6.0836e-05 | 0.00017255 | 0.00011078 | 0.00018901
761 | 32 | 2 | 0.00011416 | 0.0001151 | 0.00010765 | 0.00016632 | 0.00019568 | 0.00013683 | 0.00014454 | 0.00022889 | 0.00019432 | 0.00016168 | 0.00015199 | 0.00021532 | 0.00015935 | 0.00010719 | 7.6937e-05 | 0.00018108 | 0 | 0.00018901
762 | 32 | 2 | 0.00011415 | 0.00010669 | 0.00011189 | 0.00015811 | 0.00019643 | 0.00014197 | 0.00014846 | 0.00022253 | 0.00021045 | 0.00015934 | 0.00013873 | 0.00020573 | 0.00015971 | 0.00011718 | 9.5886e-05 | 0.00018455 | 0 | 0.00018901
763 | 32 | 2 | 0.00011416 | 0.00011543 | 0.00012043 | 0.00010408 | 0.00013384 | 0.000146 | 0.00014713 | 0.00023949 | 0.00020636 | 0.00015902 | 0.00012965 | 0.00016401 | 0.00013387 | 0.00010626 | 0.00011962 | 0.00018493 | 0 | 0.00018901
764 | 32 | 2 | 0.00011415 | 0.00011054 | 0.00011457 | 0.00010573 | 0.000132 | 0.00014028 | 0.0001425 | 0.00022888 | 0.00017351 | 0.00015004 | 0.00012048 | 0.00012968 | 0.00011501 | 0.00010203 | 0.00013392 | 0.00018596 | 0 | 0.00018901
765 | 32 | 2 | 0.00011416 | 0.00011347 | 0.00011196 | 5.24e-05 | 6.751e-05 | 0.00013245 | 0.00013493 | 0.00023101 | 0.00014034 | 0.00013491 | 0.00011292 | 8.464e-05 | 8.598e-05 | 8.797e-05 | 0.00013972 | 0.00018721 | 0 | 0.00018901
766 | 32 | 2 | 0.00011415 | 0.00011461 | 0.00011434 | 5.787e-05 | 6.905e-05 | 0.00012439 | 0.00012642 | 0.00022464 | 9.779e-05 | 0.00011342 | 0.00010532 | 8.844e-05 | 8.836e-05 | 8.902e-05 | 0.00014471 | 0.00018704 | 0 | 0.00018901
767 | 32 | 2 | 0.00011416 | 0.00011716 | 0.00012595 | 5.33e-05 | 7.547e-05 | 0.00012605 | 0.00011774 | 0.00022464 | 9.144e-05 | 9.913e-05 | 9.975e-05 | 7.837e-05 | 7.245e-05 | 6.718e-05 | 0.00015006 | 0.00018581 | 0 | 0.00018901
768 | 32 | 2 | 0.00011415 | 0.00011463 | 0.00011538 | 5.862e-05 | 6.736e-05 | 0.00012428 | 0.00011016 | 0.00022676 | 8.122e-05 | 8.639e-05 | 9.06e-05 | 6.251e-05 | 6.038e-05 | 5.858e-05 | 0.00014287 | 0.0001839 | 0 | 0.00018901
769 | 33 | 2 | 0.00011416 | 0.00011935 | 9.404e-05 | 6.306e-05 | 7.609e-05 | 0.00011676 | 0.00010314 | 0.00020982 | 6.663e-05 | 7.41e-05 | 8.119e-05 | 5.412e-05 | 5.354e-05 | 5.312e-05 | 0.00014097 | 0.00018361 | 0 | 0.00018944
770 | 33 | 2 | 0.00011415 | 0.00011237 | 9.993e-05 | 6.355e-05 | 6.621e-05 | 0.00011029 | 9.777e-05 | 0.00020558 | 5.728e-05 | 6.377e-05 | 7.203e-05 | 1.838e-05 | 3.741e-05 | 5.568e-05 | 0.00015011 | 0.00018086 | 0 | 0.00018944
771 | 33 | 2 | 0.00011416 | 0.00011828 | 0.00010211 | 5.837e-05 | 6.621e-05 | 0.00010588 | 9.508e-05 | 0.00019709 | 2.715e-05 | 5.192e-05 | 6.537e-05 | 1.304e-05 | 3.781e-05 | 6.163e-05 | 0.00015672 | 0.00018073 | 0 | 0.00018944
772 | 33 | 2 | 0.00011415 | 0.00011251 | 0.00010124 | 5.668e-05 | 6.318e-05 | 0.00010346 | 9.437e-05 | 0.00019074 | 1.688e-05 | 4.402e-05 | 6.178e-05 | 1.305e-05 | 4.733e-05 | 8.049e-05 | 0.00015841 | 0.0001797 | 0 | 0.00018944
773 | 33 | 2 | 0.00011416 | 0.00011342 | 9.817e-05 | 6.182e-05 | 7.629e-05 | 0.00010508 | 9.489e-05 | 0.00019286 | 1.414e-05 | 4.344e-05 | 6.434e-05 | 1.849e-05 | 5.646e-05 | 9.335e-05 | 0.00016548 | 0.00018022 | 0 | 0.00018944
774 | 33 | 2 | 0.00011415 | 0.00012212 | 9.803e-05 | 0.00010915 | 0.00013282 | 0.00011136 | 9.9e-05 | 0.0001971 | 1.74e-05 | 4.833e-05 | 7.085e-05 | 4.584e-05 | 7.623e-05 | 0.00010615 | 0.00016713 | 0.00018344 | 0 | 0.00018944
775 | 33 | 2 | 0.00011416 | 0.00011792 | 9.669e-05 | 0.00011052 | 0.00012808 | 0.00012546 | 0.00011132 | 0.0001971 | 3.944e-05 | 5.975e-05 | 8.041e-05 | 0.00012376 | 0.00011738 | 0.00011244 | 0.00017056 | 0.00018554 | 0 | 0.00018944
776 | 33 | 2 | 0.00011415 | 0.00011218 | 0.00010069 | 0.00016714 | 0.00019178 | 0.00013687 | 0.00012969 | 0.00019498 | 0.0001046 | 8.343e-05 | 9.056e-05 | 0.00022242 | 0.00017815 | 0.00013763 | 0.00017386 | 0.000186 | 0 | 0.00018944
777 | 33 | 2 | 0.00011416 | 0.00011247 | 0.00010847 | 0.00016023 | 0.00020047 | 0.00013884 | 0.00013859 | 0.00018862 | 0.00019471 | 0.00012367 | 0.00010455 | 0.00021165 | 0.00019229 | 0.0001761 | 0.00017371 | 0.00018224 | 7.4068e-06 | 0.00018944
778 | 33 | 2 | 0.00011415 | 0.0001131 | 8.888e-05 | 0.00015897 | 0.00019278 | 0.00014111 | 0.00014185 | 0.00016954 | 0.00020555 | 0.00015858 | 0.00012443 | 0.00016739 | 0.00017335 | 0.00018132 | 0.00017208 | 0.00017415 | 4.9548e-06 | 0.00018944
779 | 33 | 2 | 0.00011416 | 0.00011877 | 9.817e-05 | 0.00016114 | 0.00019729 | 0.00014176 | 0.00014283 | 0.00016955 | 0.00017591 | 0.00017195 | 0.00014238 | 0.00016638 | 0.00017097 | 0.00017757 | 0.00015793 | 0.00016386 | 1.0537e-05 | 0.00018944
780 | 33 | 2 | 0.00011415 | 0.00011402 | 0.00010137 | 0.00016282 | 0.00020035 | 0.0001435 | 0.00014373 | 0.00016319 | 0.00016991 | 0.00017383 | 0.00015609 | 0.00017003 | 0.00017055 | 0.00017321 | 0.00012081 | 0.00015756 | 1.3855e-05 | 0.00018944
781 | 33 | 2 | 0.00011416 | 0.00011282 | 9.401e-05 | 0.00016236 | 0.00020123 | 0.00014134 | 0.00014247 | 0.00015047 | 0.00017018 | 0.00017266 | 0.0001654 | 0.00016377 | 0.00016518 | 0.00016861 | 0.0001122 | 0.00015088 | 0.00054604 | 0.00018944
782 | 33 | 2 | 0.00011415 | 0.00012177 | 9.94e-05 | 0.0001597 | 0.0001896 | 0.00014164 | 0.00014356 | 0.00017166 | 0.00016491 | 0.00016965 | 0.00017004 | 0.00018014 | 0.00016959 | 0.00016153 | 0.00011471 | 0.00013702 | 6.5388e-05 | 0.00018944
783 | 33 | 2 | 0.00011416 | 0.00012275 | 9.07e-05 | 0.00016741 | 0.00019524 | 0.00014021 | 0.00014074 | 0.00018226 | 0.0001769 | 0.00016877 | 0.00016984 | 0.00018343 | 0.00016618 | 0.00015157 | 0.00011192 | 0.00012757 | 7.271e-06 | 0.00018944
784 | 33 | 2 | 0.00011415 | 0.00011639 | 8.969e-05 | 0.00015904 | 0.000201 | 0.00013951 | 0.00013889 | 0.00018439 | 0.00018168 | 0.00016768 | 0.00016586 | 0.00019949 | 0.00015321 | 0.0001103 | 0.00012122 | 0.00012242 | 0.00024414 | 0.00018944
785 | 33 | 2 | 0.00011416 | 0.00012009 | 0.00010482 | 0.00015758 | 0.00019769 | 0.00013727 | 0.00014039 | 0.00019286 | 0.0001954 | 0.00016226 | 0.0001524 | 0.00021456 | 0.00015879 | 0.00010681 | 0.00013068 | 0.00011725 | 0 | 0.00018944
786 | 33 | 2 | 0.00011415 | 0.00011911 | 9.438e-05 | 0.00015645 | 0.00019782 | 0.00013957 | 0.00014495 | 0.00018438 | 0.00021005 | 0.00015952 | 0.00013907 | 0.00020624 | 0.0001601 | 0.00011747 | 0.00012031 | 0.00011016 | 0 | 0.00018944
787 | 33 | 2 | 0.00011416 | 0.0001194 | 8.809e-05 | 0.00011344 | 0.00012505 | 0.00014594 | 0.00014624 | 0.0001865 | 0.00020669 | 0.00015918 | 0.00012995 | 0.00016519 | 0.00013484 | 0.00010702 | 0.00010625 | 0.00010315 | 0 | 0.00018944
788 | 33 | 2 | 0.00011415 | 0.00012171 | 9.25e-05 | 0.00010925 | 0.0001279 | 0.00014153 | 0.00014238 | 0.00018438 | 0.0001745 | 0.00015048 | 0.00012083 | 0.00012932 | 0.0001147 | 0.00010175 | 9.8835e-05 | 9.3146e-05 | 0 | 0.00018944
789 | 33 | 2 | 0.00011416 | 0.00011899 | 9.215e-05 | 5.284e-05 | 7.373e-05 | 0.00013467 | 0.00013599 | 0.00019073 | 0.00014025 | 0.00013517 | 0.00011313 | 8.423e-05 | 8.556e-05 | 8.754e-05 | 9.1339e-05 | 8.4713e-05 | 0 | 0.00018944
790 | 33 | 2 | 0.00011415 | 0.00011343 | 0.00011025 | 5.223e-05 | 6.453e-05 | 0.00012817 | 0.00012803 | 0.00018862 | 9.748e-05 | 0.00011338 | 0.00010535 | 8.722e-05 | 8.715e-05 | 8.779e-05 | 8.6948e-05 | 7.8724e-05 | 0 | 0.00018944
791 | 33 | 2 | 0.00011416 | 0.00011673 | 0.0001073 | 5.641e-05 | 6.913e-05 | 0.00012877 | 0.00011837 | 0.00018862 | 9.044e-05 | 9.858e-05 | 9.948e-05 | 7.767e-05 | 7.18e-05 | 6.657e-05 | 8.4309e-05 | 7.8645e-05 | 0 | 0.00018944
792 | 33 | 2 | 0.00011415 | 0.00011922 | 0.00011005 | 5.235e-05 | 7.523e-05 | 0.00012769 | 0.00011004 | 0.00020982 | 8.046e-05 | 8.568e-05 | 9.019e-05 | 6.325e-05 | 6.11e-05 | 5.927e-05 | 7.4258e-05 | 9.5237e-05 | 0 | 0.00018944
793 | 34 | 2 | 0.00011416 | 0.0001083 | 0.00010147 | 5.931e-05 | 4.05e-05 | 0.00012034 | 0.0001036 | 0.0001971 | 6.703e-05 | 7.388e-05 | 8.093e-05 | 6.863e-05 | 6.11e-05 | 5.389e-05 | 6.9009e-05 | 0.00010257 | 0 | 0.00018997
794 | 34 | 2 | 0.00011415 | 0.00010818 | 8.332e-05 | 5.431e-05 | 3.97e-05 | 0.00011431 | 9.922e-05 | 0.00019074 | 6.864e-05 | 6.649e-05 | 7.199e-05 | 3.513e-05 | 4.608e-05 | 5.648e-05 | 6.7977e-05 | 0.00010664 | 0 | 0.00018997
795 | 34 | 2 | 0.00011416 | 0.00010548 | 9.989e-05 | 6.08e-05 | 4.427e-05 | 0.00010975 | 9.657e-05 | 0.00018862 | 4.241e-05 | 5.758e-05 | 6.556e-05 | 2.184e-05 | 4.24e-05 | 6.203e-05 | 6.8663e-05 | 0.00010637 | 0 | 0.00018997
796 | 34 | 2 | 0.00011415 | 0.00011004 | 8.041e-05 | 5.868e-05 | 4.248e-05 | 0.00010833 | 9.588e-05 | 0.0001865 | 2.7e-05 | 5e-05 | 6.213e-05 | 2.106e-05 | 5.111e-05 | 8.007e-05 | 6.264e-05 | 0.0001097 | 0 | 0.00018997
797 | 34 | 2 | 0.00011416 | 0.00011389 | 9.572e-05 | 6.345e-05 | 4.372e-05 | 0.00010956 | 9.644e-05 | 0.00018862 | 2.283e-05 | 4.859e-05 | 6.461e-05 | 2.284e-05 | 5.84e-05 | 9.281e-05 | 5.6243e-05 | 0.00011211 | 0 | 0.00018997
798 | 34 | 2 | 0.00011415 | 0.00011252 | 9.604e-05 | 0.00010721 | 8.274e-05 | 0.00011516 | 0.0001007 | 0.00018438 | 2.277e-05 | 5.208e-05 | 7.095e-05 | 2.969e-05 | 6.94e-05 | 0.00010801 | 4.7809e-05 | 0.00011173 | 0 | 0.00018997
799 | 34 | 2 | 0.00011416 | 0.0001094 | 9.422e-05 | 0.00011275 | 7.844e-05 | 0.00012768 | 0.00011276 | 0.00019074 | 2.807e-05 | 5.935e-05 | 8.084e-05 | 4.592e-05 | 7.94e-05 | 0.00011215 | 3.9902e-05 | 0.00011213 | 0 | 0.00018997
800 | 34 | 2 | 0.00011415 | 0.00010771 | 0.00010009 | 0.00016189 | 0.00011774 | 0.00013923 | 0.00013107 | 0.00019285 | 4.184e-05 | 6.84e-05 | 9.084e-05 | 6.829e-05 | 0.00010269 | 0.00013674 | 3.5572e-05 | 0.00011327 | 0 | 0.00018997
801 | 34 | 2 | 0.00011416 | 0.00011058 | 9.135e-05 | 0.00015744 | 0.00011527 | 0.00014236 | 0.00014112 | 0.00018226 | 6.21e-05 | 8.299e-05 | 0.00010457 | 0.00010082 | 0.00013939 | 0.00017809 | 3.0029e-05 | 0.00011777 | 0.00015853 | 0.00018997
802 | 34 | 2 | 0.00011415 | 0.00010947 | 0.00010266 | 0.00016622 | 0.00011638 | 0.00014324 | 0.00014356 | 0.00017379 | 9.177e-05 | 0.00010697 | 0.00012485 | 0.00012882 | 0.00015483 | 0.00018167 | 2.4982e-05 | 0.00012435 | 0.00025943 | 0.00018997
803 | 34 | 2 | 0.00011416 | 0.00011315 | 8.927e-05 | 0.00015743 | 0.00011737 | 0.00014238 | 0.00014262 | 0.00016107 | 0.00011994 | 0.00013027 | 0.00014284 | 0.0001381 | 0.00015866 | 0.00018028 | 1.843e-05 | 0.00012749 | 0.00040747 | 0.00018997
804 | 34 | 2 | 0.00011415 | 0.00010778 | 9.078e-05 | 0.00016018 | 0.00011771 | 0.00014205 | 0.00014174 | 0.00015048 | 0.00013345 | 0.00014599 | 0.00015705 | 0.00013832 | 0.00015531 | 0.00017343 | 1.1946e-05 | 0.00011794 | 0.00055801 | 0.00018997
805 | 34 | 2 | 0.00011416 | 0.000112 | 9.346e-05 | 0.0001616 | 0.00011929 | 0.00013726 | 0.00014093 | 0.00014623 | 0.00013706 | 0.00015271 | 0.00016633 | 0.00013079 | 0.00014876 | 0.00016772 | 1.187e-05 | 0.00011172 | 0.00059261 | 0.00018997
806 | 34 | 2 | 0.00011415 | 0.00010871 | 8.774e-05 | 0.00016345 | 0.00011347 | 0.00013832 | 0.00014164 | 0.00014836 | 0.00013224 | 0.00015255 | 0.00017066 | 0.00011232 | 0.00013587 | 0.00016 | 1.7132e-05 | 0.00010812 | 0.00034244 | 0.00018997
807 | 34 | 2 | 0.00011416 | 0.00010545 | 8.25e-05 | 0.0001594 | 0.0001179 | 0.00013963 | 0.00014246 | 0.00015471 | 0.00011691 | 0.00014625 | 0.00016993 | 0.00012652 | 0.00013834 | 0.00015118 | 1.9409e-05 | 0.00010701 | 0.00038766 | 0.00018997
808 | 34 | 2 | 0.00011415 | 0.00010826 | 8.49e-05 | 0.00015843 | 0.00012067 | 0.0001406 | 0.00014307 | 0.00016319 | 0.00012484 | 0.00014164 | 0.00016572 | 0.00013442 | 0.00012124 | 0.00010959 | 2.4955e-05 | 0.00011308 | 0.00013699 | 0.00018997
809 | 34 | 2 | 0.00011416 | 0.00010926 | 8.817e-05 | 0.00016483 | 0.00011916 | 0.00013911 | 0.00014432 | 0.00017166 | 0.00013206 | 0.00013326 | 0.00015195 | 0.00014109 | 0.00012336 | 0.00010736 | 3.7603e-05 | 0.00012016 | 0 | 0.00018997
810 | 34 | 2 | 0.00011415 | 0.00010392 | 8.537e-05 | 0.00016648 | 0.00011493 | 0.00014297 | 0.00014942 | 0.00017379 | 0.00013878 | 0.00012759 | 0.00013872 | 0.00014123 | 0.00012855 | 0.00011752 | 5.5168e-05 | 0.00013108 | 0 | 0.00018997
811 | 34 | 2 | 0.00011416 | 0.00011172 | 9.49e-05 | 0.00010617 | 8.353e-05 | 0.00014846 | 0.00014849 | 0.00018226 | 0.00014057 | 0.00012665 | 0.00012968 | 0.00014216 | 0.00012377 | 0.00010713 | 7.0016e-05 | 0.00014136 | 0 | 0.00018997
812 | 34 | 2 | 0.00011415 | 0.0001078 | 9.92e-05 | 0.00010685 | 8.281e-05 | 0.00014307 | 0.00014369 | 0.0001865 | 0.00014181 | 0.00012562 | 0.00012069 | 0.00014335 | 0.00012128 | 0.00010105 | 8.1399e-05 | 0.00014068 | 0 | 0.00018997
813 | 34 | 2 | 0.00011416 | 0.00010947 | 9.041e-05 | 5.585e-05 | 4.387e-05 | 0.00013597 | 0.00013726 | 0.00019286 | 0.00014302 | 0.00012382 | 0.00011293 | 8.432e-05 | 8.586e-05 | 8.785e-05 | 9.0451e-05 | 0.00013051 | 0 | 0.00018997
814 | 34 | 2 | 0.00011415 | 0.00011129 | 0.00010058 | 6.02e-05 | 4.077e-05 | 0.00012985 | 0.00012895 | 0.0001971 | 9.72e-05 | 0.00010964 | 0.0001053 | 8.774e-05 | 8.787e-05 | 8.852e-05 | 9.1011e-05 | 0.00011608 | 0 | 0.00018997
815 | 34 | 2 | 0.00011416 | 0.00010722 | 9.056e-05 | 5.349e-05 | 4.494e-05 | 0.00013134 | 0.00012004 | 0.00019922 | 9.11e-05 | 9.8e-05 | 9.961e-05 | 8.484e-05 | 7.559e-05 | 6.696e-05 | 8.0852e-05 | 0.00010994 | 0 | 0.00018997
816 | 34 | 2 | 0.00011415 | 0.00010584 | 8.553e-05 | 5.423e-05 | 3.779e-05 | 0.00012987 | 0.00011153 | 0.00019921 | 8.642e-05 | 8.722e-05 | 9.04e-05 | 7.87e-05 | 6.832e-05 | 5.848e-05 | 5.5967e-05 | 9.8891e-05 | 0 | 0.00018997
817 | 35 | 2 | 0.00011416 | 0.00010469 | 0.00010944 | 6.278e-05 | 1.39e-05 | 0.00012322 | 0.00010484 | 0.00020345 | 8.018e-05 | 7.798e-05 | 8.095e-05 | 6.835e-05 | 6.086e-05 | 5.367e-05 | 4.5294e-05 | 9.7138e-05 | 0 | 0.0001884
818 | 35 | 2 | 0.00011415 | 0.00010722 | 0.00010484 | 6.106e-05 | 1.626e-05 | 0.00011694 | 0.00010009 | 0.00020346 | 7.112e-05 | 6.963e-05 | 7.197e-05 | 3.473e-05 | 4.556e-05 | 5.584e-05 | 3.9069e-05 | 8.8771e-05 | 0 | 0.0001884
819 | 35 | 2 | 0.00011416 | 0.00010848 | 0.0001169 | 5.409e-05 | 1.455e-05 | 0.00011214 | 9.73e-05 | 0.0002077 | 4.297e-05 | 5.901e-05 | 6.538e-05 | 2.167e-05 | 4.207e-05 | 6.154e-05 | 3.6535e-05 | 7.7315e-05 | 0 | 0.0001884
820 | 35 | 2 | 0.00011415 | 0.00011227 | 0.00011295 | 5.78e-05 | 1.511e-05 | 0.00010868 | 9.621e-05 | 0.00020981 | 2.71e-05 | 5.036e-05 | 6.181e-05 | 2.092e-05 | 5.077e-05 | 7.953e-05 | 3.6459e-05 | 7.2034e-05 | 0 | 0.0001884
821 | 35 | 2 | 0.00011416 | 0.00010539 | 0.00011028 | 5.717e-05 | 1.523e-05 | 0.00010957 | 9.685e-05 | 0.00020982 | 2.267e-05 | 4.849e-05 | 6.419e-05 | 2.322e-05 | 5.935e-05 | 9.433e-05 | 3.5865e-05 | 6.949e-05 | 0 | 0.0001884
822 | 35 | 2 | 0.00011415 | 0.00011415 | 0.00011827 | 0.00011466 | 2.904e-05 | 0.00011497 | 0.00010079 | 0.00021193 | 2.303e-05 | 5.227e-05 | 7.092e-05 | 2.964e-05 | 6.929e-05 | 0.00010784 | 3.9728e-05 | 7.543e-05 | 0 | 0.0001884
823 | 35 | 2 | 0.00011416 | 0.00011181 | 0.00012026 | 0.00010633 | 2.854e-05 | 0.00012787 | 0.00011311 | 0.00023101 | 2.808e-05 | 5.952e-05 | 8.084e-05 | 4.565e-05 | 7.893e-05 | 0.0001115 | 4.5467e-05 | 8.7991e-05 | 0 | 0.0001884
824 | 35 | 2 | 0.00011415 | 0.00010635 | 0.00011562 | 0.00016192 | 4.159e-05 | 0.00013967 | 0.00013176 | 0.00023101 | 4.164e-05 | 6.834e-05 | 9.075e-05 | 6.789e-05 | 0.00010209 | 0.00013594 | 4.8795e-05 | 9.3341e-05 | 0 | 0.0001884
825 | 35 | 2 | 0.00011416 | 0.00011273 | 0.0001188 | 0.0001675 | 4.318e-05 | 0.00014208 | 0.00014324 | 0.00020981 | 6.175e-05 | 8.266e-05 | 0.00010435 | 0.00010031 | 0.00013868 | 0.00017719 | 4.5902e-05 | 8.4041e-05 | 0.00019083 | 0.0001884
826 | 35 | 2 | 0.00011415 | 0.00011457 | 0.00011527 | 0.00016085 | 4.347e-05 | 0.00014563 | 0.00014792 | 0.00017379 | 9.13e-05 | 0.00010645 | 0.00012447 | 0.00012798 | 0.00015382 | 0.00018047 | 3.6205e-05 | 6.8524e-05 | 0.00013774 | 0.0001884
827 | 35 | 2 | 0.00011416 | 0.00010883 | 0.00010232 | 0.00015781 | 4.346e-05 | 0.00014666 | 0.0001495 | 0.00016107 | 0.00011918 | 0.00012952 | 0.00014219 | 0.00013856 | 0.00015918 | 0.00018088 | 1.99e-05 | 5.6186e-05 | 0.00034663 | 0.0001884
828 | 35 | 2 | 0.00011415 | 0.00010633 | 0.000118 | 0.00016641 | 4.227e-05 | 0.00014846 | 0.00014994 | 0.00016319 | 0.00013364 | 0.00014564 | 0.00015659 | 0.00013822 | 0.0001552 | 0.00017331 | 3.8659e-06 | 4.3712e-05 | 0.00044209 | 0.0001884
829 | 35 | 2 | 0.00011416 | 0.00011538 | 0.00010397 | 0.00016367 | 4.064e-05 | 0.00014518 | 0.00014779 | 0.00015259 | 0.000137 | 0.00015257 | 0.00016593 | 0.00013045 | 0.00014838 | 0.00016729 | 3.0362e-06 | 3.156e-05 | 0.00019929 | 0.0001884
830 | 35 | 2 | 0.00011415 | 0.00010798 | 0.00010551 | 0.00016678 | 4.258e-05 | 0.0001444 | 0.0001467 | 0.00015471 | 0.00013198 | 0.00015236 | 0.00017028 | 0.00011318 | 0.00013691 | 0.00016122 | 6.7793e-06 | 2.5226e-05 | 0.00031786 | 0.0001884
831 | 35 | 2 | 0.00011416 | 0.0001156 | 0.00011224 | 0.00016435 | 4.359e-05 | 0.00014169 | 0.00014553 | 0.00015471 | 0.00011753 | 0.00014648 | 0.00016995 | 0.00012806 | 0.00014002 | 0.00015301 | 1.1315e-05 | 2.3863e-05 | 5.0006e-05 | 0.0001884
832 | 35 | 2 | 0.00011415 | 0.00011288 | 0.00010802 | 0.00015969 | 4.222e-05 | 0.0001409 | 0.00014432 | 0.00016107 | 0.00012615 | 0.00014251 | 0.00016624 | 0.00013567 | 0.00012236 | 0.00011061 | 1.8637e-05 | 2.3978e-05 | 0.00027918 | 0.0001884
833 | 35 | 2 | 0.00011416 | 0.00010811 | 0.00010962 | 0.00016336 | 4.349e-05 | 0.00013954 | 0.00014498 | 0.00017166 | 0.0001333 | 0.00013439 | 0.0001527 | 0.0001394 | 0.00012189 | 0.00010608 | 3.3918e-05 | 2.5572e-05 | 0 | 0.0001884
834 | 35 | 2 | 0.00011415 | 0.00011126 | 0.00010857 | 0.00015775 | 4.147e-05 | 0.00014336 | 0.00014974 | 0.00018226 | 0.00013775 | 0.00012782 | 0.00013914 | 0.00014112 | 0.00012845 | 0.00011743 | 5.04e-05 | 2.779e-05 | 0 | 0.0001884
835 | 35 | 2 | 0.00011416 | 0.00011036 | 0.0001208 | 0.00011153 | 2.808e-05 | 0.00014882 | 0.00014882 | 0.00019073 | 0.00014033 | 0.00012651 | 0.00013 | 0.00014177 | 0.00012342 | 0.00010683 | 7.1109e-05 | 3.0668e-05 | 0 | 0.0001884
836 | 35 | 2 | 0.00011415 | 0.00010665 | 0.00012248 | 0.00011246 | 2.855e-05 | 0.00014303 | 0.00014434 | 0.00021617 | 0.00014143 | 0.00012534 | 0.0001208 | 0.00014372 | 0.00012159 | 0.00010131 | 7.839e-05 | 3.0447e-05 | 0 | 0.0001884
837 | 35 | 2 | 0.00011416 | 0.00011549 | 0.0001227 | 6.059e-05 | 1.387e-05 | 0.00013515 | 0.00013756 | 0.00024584 | 0.00014321 | 0.00012373 | 0.00011297 | 8.514e-05 | 8.669e-05 | 8.87e-05 | 7.7913e-05 | 2.8887e-05 | 0 | 0.0001884
838 | 35 | 2 | 0.00011415 | 0.00010523 | 0.00010663 | 6.306e-05 | 1.641e-05 | 0.00012846 | 0.00012892 | 0.00026703 | 9.788e-05 | 0.00010994 | 0.00010544 | 8.843e-05 | 8.856e-05 | 8.922e-05 | 6.8144e-05 | 2.4932e-05 | 0 | 0.0001884
839 | 35 | 2 | 0.00011416 | 0.00011246 | 0.00010536 | 5.336e-05 | 1.65e-05 | 0.00013048 | 0.00011939 | 0.00025855 | 9.177e-05 | 9.854e-05 | 9.99e-05 | 8.535e-05 | 7.604e-05 | 6.736e-05 | 5.601e-05 | 2.5207e-05 | 0 | 0.0001884
840 | 35 | 2 | 0.00011415 | 0.0001054 | 0.00010377 | 6.327e-05 | 1.622e-05 | 0.00012928 | 0.00011182 | 0.00027127 | 8.697e-05 | 8.779e-05 | 9.077e-05 | 7.947e-05 | 6.899e-05 | 5.906e-05 | 2.7201e-05 | 1.9329e-05 | 0 | 0.0001884
841 | 36 | 2 | 0.00011416 | 0.00012314 | 0.00011889 | 6.309e-05 | 7.559e-05 | 0.00012109 | 0.00010495 | 0.00028611 | 8.092e-05 | 7.858e-05 | 8.143e-05 | 5.502e-05 | 5.443e-05 | 5.4e-05 | 2.1556e-05 | 1.9718e-05 | 0 | 0.00018884
842 | 36 | 2 | 0.00011415 | 0.00012307 | 0.00011693 | 5.533e-05 | 7.429e-05 | 0.00011574 | 0.00010009 | 0.00029459 | 6.087e-05 | 6.771e-05 | 7.246e-05 | 1.864e-05 | 3.794e-05 | 5.646e-05 | 2.369e-05 | 2.3e-05 | 0 | 0.00018884
843 | 36 | 2 | 0.00011416 | 0.00011577 | 0.00012232 | 5.654e-05 | 6.652e-05 | 0.00011057 | 9.775e-05 | 0.00030306 | 2.847e-05 | 5.434e-05 | 6.59e-05 | 1.301e-05 | 3.773e-05 | 6.15e-05 | 2.5561e-05 | 2.7516e-05 | 0 | 0.00018884
844 | 36 | 2 | 0.00011415 | 0.00011473 | 0.00012217 | 6.172e-05 | 6.897e-05 | 0.00010739 | 9.625e-05 | 0.00030518 | 1.728e-05 | 4.513e-05 | 6.221e-05 | 1.312e-05 | 4.759e-05 | 8.094e-05 | 2.574e-05 | 4.031e-05 | 0 | 0.00018884
845 | 36 | 2 | 0.00011416 | 0.00012082 | 0.00011471 | 5.748e-05 | 6.831e-05 | 0.00010836 | 9.686e-05 | 0.00031153 | 1.422e-05 | 4.398e-05 | 6.478e-05 | 1.864e-05 | 5.69e-05 | 9.409e-05 | 2.8247e-05 | 5.7514e-05 | 0 | 0.00018884
846 | 36 | 2 | 0.00011415 | 0.00012528 | 0.00013298 | 0.00010473 | 0.00013173 | 0.00011347 | 0.00010067 | 0.00032214 | 1.753e-05 | 4.872e-05 | 7.135e-05 | 4.586e-05 | 7.626e-05 | 0.00010619 | 3.3491e-05 | 7.3419e-05 | 0 | 0.00018884
847 | 36 | 2 | 0.00011416 | 0.00011385 | 0.00012072 | 0.00011161 | 0.00012991 | 0.00012568 | 0.00011142 | 0.00032637 | 3.948e-05 | 5.997e-05 | 8.08e-05 | 0.00012356 | 0.00011718 | 0.00011225 | 3.3347e-05 | 8.4445e-05 | 0 | 0.00018884
848 | 36 | 2 | 0.00011415 | 0.00012049 | 0.00013111 | 0.00015958 | 0.0001927 | 0.00013778 | 0.00013011 | 0.00031578 | 0.00010445 | 8.348e-05 | 9.08e-05 | 0.00021872 | 0.00017519 | 0.00013533 | 3.653e-05 | 9.2109e-05 | 0 | 0.00018884
849 | 36 | 2 | 0.00011416 | 0.00011561 | 0.00012082 | 0.00015935 | 0.00020358 | 0.00014024 | 0.00014141 | 0.00029882 | 0.0001918 | 0.00012258 | 0.00010421 | 0.00021192 | 0.00019254 | 0.00017633 | 4.8772e-05 | 0.00010442 | 5.2357e-05 | 0.00018884
850 | 36 | 2 | 0.00011415 | 0.00011867 | 0.00011304 | 0.00016529 | 0.00020119 | 0.0001418 | 0.0001456 | 0.00027763 | 0.0002052 | 0.00015767 | 0.00012409 | 0.00016727 | 0.00017323 | 0.0001812 | 6.7332e-05 | 0.00011015 | 0.00011904 | 0.00018884
851 | 36 | 2 | 0.00011416 | 0.00011924 | 0.0001207 | 0.000158 | 0.00020082 | 0.00014295 | 0.00014652 | 0.00026067 | 0.00017567 | 0.00017142 | 0.000142 | 0.00016937 | 0.00017405 | 0.00018077 | 7.8629e-05 | 0.00011049 | 0.00012098 | 0.00018884
852 | 36 | 2 | 0.00011415 | 0.00012232 | 0.00012166 | 0.00016325 | 0.00019232 | 0.00014423 | 0.00014642 | 0.00024372 | 0.00017217 | 0.0001747 | 0.00015645 | 0.00017217 | 0.0001727 | 0.00017539 | 4.3865e-05 | 0.00010657 | 0.00057316 | 0.00018884
853 | 36 | 2 | 0.00011416 | 0.00011912 | 0.00013116 | 0.00015747 | 0.0002002 | 0.00014166 | 0.0001435 | 0.00022888 | 0.0001723 | 0.00017435 | 0.00016629 | 0.00016133 | 0.00016272 | 0.00016609 | 4.839e-05 | 0.00010119 | 6.7162e-05 | 0.00018884
854 | 36 | 2 | 0.00011415 | 0.00011999 | 0.00011306 | 0.00016371 | 0.00020177 | 0.00014094 | 0.00014289 | 0.00022889 | 0.00016347 | 0.00017002 | 0.00017042 | 0.00018007 | 0.00016953 | 0.00016147 | 8.6086e-05 | 9.1314e-05 | 0.00020603 | 0.00018884
855 | 36 | 2 | 0.00011416 | 0.00011459 | 0.00011904 | 0.00016139 | 0.00019061 | 0.00013971 | 0.00014206 | 0.00022888 | 0.00017665 | 0.00016859 | 0.00017016 | 0.00018647 | 0.00016893 | 0.00015409 | 0.00010564 | 8.8206e-05 | 0.00012431 | 0.00018884
856 | 36 | 2 | 0.00011415 | 0.00011851 | 0.0001269 | 0.00015731 | 0.00019508 | 0.00013818 | 0.0001407 | 0.00023736 | 0.00018397 | 0.00016845 | 0.00016664 | 0.00020002 | 0.00015362 | 0.0001106 | 0.00012112 | 9.1223e-05 | 0.00010412 | 0.00018884
857 | 36 | 2 | 0.00011416 | 0.00011761 | 0.0001129 | 0.00015957 | 0.00019959 | 0.00013715 | 0.00014077 | 0.00025008 | 0.00019622 | 0.0001632 | 0.00015304 | 0.00021391 | 0.00015831 | 0.00010648 | 0.00012533 | 9.7212e-05 | 0 | 0.00018884
858 | 36 | 2 | 0.00011415 | 0.00011348 | 0.00013079 | 0.00016143 | 0.00019375 | 0.00014043 | 0.00014562 | 0.00025008 | 0.00020978 | 0.00015995 | 0.00013945 | 0.00020583 | 0.00015979 | 0.00011723 | 0.00013225 | 9.3227e-05 | 0 | 0.00018884
859 | 36 | 2 | 0.00011416 | 0.00012017 | 0.0001247 | 0.00010873 | 0.00012978 | 0.00014252 | 0.00014366 | 0.00024796 | 0.00020636 | 0.00015918 | 0.00013023 | 0.000165 | 0.00013468 | 0.0001069 | 0.0001629 | 9.2934e-05 | 0 | 0.00018884
860 | 36 | 2 | 0.00011415 | 0.00012363 | 0.00013013 | 0.00011302 | 0.0001376 | 0.00013606 | 0.00013794 | 0.00024796 | 0.00017427 | 0.00015035 | 0.00012098 | 0.00012928 | 0.00011467 | 0.00010172 | 0.00018475 | 9.3152e-05 | 0 | 0.00018884
861 | 36 | 2 | 0.00011416 | 0.00012096 | 0.0001249 | 6.005e-05 | 6.712e-05 | 0.00012903 | 0.00013085 | 0.00025008 | 0.00014016 | 0.00013505 | 0.00011316 | 8.575e-05 | 8.711e-05 | 8.912e-05 | 0.00019665 | 9.3616e-05 | 0 | 0.00018884
862 | 36 | 2 | 0.00011415 | 0.0001163 | 0.00011698 | 5.628e-05 | 6.602e-05 | 0.00012166 | 0.00012287 | 0.0002522 | 9.864e-05 | 0.00011386 | 0.00010569 | 8.846e-05 | 8.838e-05 | 8.904e-05 | 0.00020178 | 8.976e-05 | 0 | 0.00018884
863 | 36 | 2 | 0.00011416 | 0.00011659 | 0.00013039 | 5.715e-05 | 6.913e-05 | 0.00012485 | 0.00011486 | 0.00025008 | 9.162e-05 | 9.95e-05 | 0.00010005 | 7.764e-05 | 7.177e-05 | 6.655e-05 | 0.00020325 | 8.3583e-05 | 0 | 0.00018884
864 | 36 | 2 | 0.00011415 | 0.00011435 | 0.00012161 | 6.271e-05 | 6.899e-05 | 0.00012429 | 0.00010882 | 0.00025431 | 8.07e-05 | 8.637e-05 | 9.071e-05 | 6.227e-05 | 6.015e-05 | 5.835e-05 | 0.00020633 | 8.2048e-05 | 0 | 0.00018884
865 | 37 | 2 | 0.00011416 | 0.00011947 | 0.0001186 | 6.222e-05 | 7.358e-05 | 0.00011668 | 0.00010245 | 0.00026491 | 6.636e-05 | 7.389e-05 | 8.119e-05 | 5.493e-05 | 5.434e-05 | 5.391e-05 | 0.0002065 | 7.9573e-05 | 0 | 0.00019135
866 | 37 | 2 | 0.00011415 | 0.00010904 | 0.00012287 | 5.802e-05 | 6.832e-05 | 0.00010901 | 9.76e-05 | 0.00026492 | 5.784e-05 | 6.388e-05 | 7.218e-05 | 1.846e-05 | 3.758e-05 | 5.592e-05 | 0.00020527 | 7.3239e-05 | 0 | 0.00019135
867 | 37 | 2 | 0.00011416 | 0.00011727 | 0.00010593 | 5.591e-05 | 6.291e-05 | 0.00010355 | 9.416e-05 | 0.00027552 | 2.731e-05 | 5.215e-05 | 6.551e-05 | 1.305e-05 | 3.785e-05 | 6.169e-05 | 0.00020304 | 6.9941e-05 | 0 | 0.00019135
868 | 37 | 2 | 0.00011415 | 0.00011368 | 0.00011408 | 5.521e-05 | 7.6e-05 | 0.00010005 | 9.236e-05 | 0.00027127 | 1.694e-05 | 4.42e-05 | 6.191e-05 | 1.311e-05 | 4.754e-05 | 8.086e-05 | 0.00020464 | 7.485e-05 | 0 | 0.00019135
869 | 37 | 2 | 0.00011416 | 0.00011709 | 0.0001225 | 5.361e-05 | 7.377e-05 | 9.942e-05 | 9.165e-05 | 0.00028187 | 1.421e-05 | 4.361e-05 | 6.455e-05 | 1.864e-05 | 5.692e-05 | 9.412e-05 | 0.0002046 | 7.4892e-05 | 0 | 0.00019135
870 | 37 | 2 | 0.00011415 | 0.00011684 | 0.00010879 | 0.00011479 | 0.00013307 | 0.00010016 | 9.262e-05 | 0.00028822 | 1.753e-05 | 4.861e-05 | 7.121e-05 | 4.609e-05 | 7.665e-05 | 0.00010673 | 0.00020266 | 7.0232e-05 | 0 | 0.00019135
871 | 37 | 2 | 0.00011416 | 0.0001108 | 0.00011255 | 0.0001084 | 0.00012963 | 0.00010363 | 9.721e-05 | 0.00029246 | 3.967e-05 | 6.011e-05 | 8.084e-05 | 0.00012438 | 0.00011797 | 0.00011301 | 0.00020093 | 7.0789e-05 | 0 | 0.00019135
872 | 37 | 2 | 0.00011415 | 0.00011806 | 0.00012269 | 0.00016394 | 0.00019189 | 0.00010742 | 0.00010496 | 0.00028611 | 0.00010513 | 8.389e-05 | 9.105e-05 | 0.00021954 | 0.00017585 | 0.00013584 | 0.00019861 | 7.3917e-05 | 0 | 0.00019135
873 | 37 | 2 | 0.00011416 | 0.00010987 | 0.00011323 | 0.00016095 | 0.00019761 | 0.00011396 | 0.00011278 | 0.00026491 | 0.00019258 | 0.00012316 | 0.00010458 | 0.00021207 | 0.00019268 | 0.00017646 | 0.00019227 | 7.1442e-05 | 0.00017682 | 0.00019135
874 | 37 | 2 | 0.00011415 | 0.00011516 | 0.00012053 | 0.000162 | 0.00020114 | 0.00011965 | 0.00012076 | 0.00023736 | 0.00020549 | 0.00015812 | 0.00012445 | 0.00016873 | 0.00017474 | 0.00018278 | 0.0001832 | 6.616e-05 | 0.00034369 | 0.00019135
875 | 37 | 2 | 0.00011416 | 0.00011568 | 0.00011766 | 0.00015905 | 0.00019955 | 0.00012383 | 0.00012483 | 0.00020981 | 0.00017689 | 0.00017221 | 0.00014266 | 0.00016952 | 0.0001742 | 0.00018093 | 0.0001753 | 6.2919e-05 | 0.00051292 | 0.00019135
876 | 37 | 2 | 0.00011415 | 0.00011897 | 0.00010601 | 0.00016632 | 0.00019578 | 0.0001258 | 0.00012569 | 0.00018014 | 0.00017253 | 0.00017536 | 0.00015705 | 0.00016911 | 0.00016963 | 0.00017227 | 0.00015557 | 6.4406e-05 | 0.00060728 | 0.00019135
877 | 37 | 2 | 0.00011416 | 0.00011947 | 0.00011902 | 0.0001635 | 0.00019376 | 0.00012506 | 0.00012429 | 0.00016955 | 0.00017001 | 0.00017362 | 0.00016608 | 0.00016402 | 0.00016544 | 0.00016887 | 0.00014332 | 5.2613e-05 | 0.00063877 | 0.00019135
878 | 37 | 2 | 0.00011415 | 0.00011638 | 0.00011687 | 0.00016488 | 0.00018994 | 0.0001223 | 0.00012272 | 0.00016319 | 0.00016516 | 0.00017015 | 0.00017073 | 0.00017934 | 0.00016884 | 0.00016081 | 0.00014495 | 4.6364e-05 | 0.00055027 | 0.00019135
879 | 37 | 2 | 0.00011416 | 0.00011602 | 0.00011388 | 0.00015977 | 0.00019103 | 0.00011826 | 0.00012119 | 0.00017167 | 0.00017633 | 0.00016871 | 0.00017025 | 0.00018441 | 0.00016707 | 0.00015239 | 0.00014704 | 4.3681e-05 | 0.00043309 | 0.00019135
880 | 37 | 2 | 0.00011415 | 0.00010935 | 0.00011562 | 0.00016235 | 0.0001915 | 0.0001162 | 0.00011977 | 0.00018863 | 0.00018233 | 0.00016784 | 0.00016627 | 0.00019941 | 0.00015315 | 0.00011026 | 0.00015437 | 4.4399e-05 | 0.00023975 | 0.00019135
881 | 37 | 2 | 0.00011416 | 0.00011368 | 0.0001072 | 0.00015922 | 0.00020065 | 0.0001164 | 0.00012063 | 0.00024796 | 0.00019545 | 0.00016241 | 0.00015261 | 0.00021573 | 0.00015965 | 0.00010739 | 0.00015877 | 4.4787e-05 | 1.9565e-05 | 0.00019135
882 | 37 | 2 | 0.00011415 | 0.00011985 | 0.00010688 | 0.00016344 | 0.00019301 | 0.00011989 | 0.00012675 | 0.00026068 | 0.00021099 | 0.00015992 | 0.00013932 | 0.00020678 | 0.00016053 | 0.00011778 | 0.00018042 | 4.5752e-05 | 0 | 0.00019135
883 | 37 | 2 | 0.00011416 | 0.00011312 | 0.00012351 | 0.00011031 | 0.000138 | 0.00012894 | 0.00012932 | 0.00028399 | 0.00020731 | 0.00015966 | 0.0001302 | 0.0001664 | 0.00013583 | 0.00010781 | 0.00019169 | 4.7733e-05 | 0 | 0.00019135
884 | 37 | 2 | 0.00011415 | 0.00011285 | 0.00011023 | 0.00010663 | 0.00013069 | 0.00012512 | 0.00012505 | 0.00033485 | 0.00017559 | 0.00015116 | 0.00012122 | 0.00012914 | 0.00011454 | 0.0001016 | 0.00019138 | 4.9648e-05 | 0 | 0.00019135
885 | 37 | 2 | 0.00011416 | 0.00011141 | 0.00010868 | 5.901e-05 | 6.846e-05 | 0.00011808 | 0.00011957 | 0.00033485 | 0.00014034 | 0.00013559 | 0.00011344 | 8.422e-05 | 8.555e-05 | 8.753e-05 | 0.00018486 | 5.0232e-05 | 0 | 0.00019135
886 | 37 | 2 | 0.00011415 | 0.00011971 | 0.00011203 | 5.657e-05 | 7.01e-05 | 0.00011331 | 0.00011358 | 0.00034121 | 9.752e-05 | 0.00011357 | 0.0001056 | 8.718e-05 | 8.711e-05 | 8.775e-05 | 0.00017888 | 5.018e-05 | 0 | 0.00019135
887 | 37 | 2 | 0.00011416 | 0.00011542 | 0.0001099 | 6.126e-05 | 7.232e-05 | 0.00011462 | 0.00010842 | 0.00037088 | 9.042e-05 | 9.863e-05 | 9.965e-05 | 7.882e-05 | 7.286e-05 | 6.756e-05 | 0.00017373 | 4.8332e-05 | 0 | 0.00019135
888 | 37 | 2 | 0.00011415 | 0.00011781 | 0.00010876 | 6.168e-05 | 6.65e-05 | 0.00011515 | 0.0001031 | 0.00038784 | 8.135e-05 | 8.607e-05 | 9.051e-05 | 6.277e-05 | 6.063e-05 | 5.882e-05 | 0.00015545 | 4.6501e-05 | 0 | 0.00019135
889 | 38 | 2 | 0.00011416 | 0.00010639 | 0.00012547 | 5.407e-05 | 7.392e-05 | 0.00010873 | 9.752e-05 | 0.0003836 | 6.683e-05 | 7.406e-05 | 8.107e-05 | 5.415e-05 | 5.357e-05 | 5.315e-05 | 0.00014034 | 4.9832e-05 | 0 | 0.00018997
890 | 38 | 2 | 0.00011415 | 0.00010893 | 0.00012294 | 6.236e-05 | 7.055e-05 | 0.00010221 | 9.324e-05 | 0.00038147 | 5.734e-05 | 6.382e-05 | 7.193e-05 | 1.871e-05 | 3.807e-05 | 5.666e-05 | 0.00013 | 5.3448e-05 | 0 | 0.00018997
891 | 38 | 2 | 0.00011416 | 0.00011445 | 0.00011332 | 5.339e-05 | 6.339e-05 | 9.768e-05 | 9.004e-05 | 0.00038783 | 2.743e-05 | 5.22e-05 | 6.552e-05 | 1.302e-05 | 3.777e-05 | 6.156e-05 | 0.00012083 | 5.3745e-05 | 0 | 0.00018997
892 | 38 | 2 | 0.00011415 | 0.00010961 | 0.00012454 | 5.764e-05 | 7.436e-05 | 9.487e-05 | 8.853e-05 | 0.00040054 | 1.693e-05 | 4.425e-05 | 6.197e-05 | 1.303e-05 | 4.723e-05 | 8.033e-05 | 0.00011096 | 5.5545e-05 | 0 | 0.00018997
893 | 38 | 2 | 0.00011416 | 0.00010782 | 0.00010671 | 6.274e-05 | 6.771e-05 | 9.508e-05 | 8.778e-05 | 0.00040055 | 1.413e-05 | 4.353e-05 | 6.449e-05 | 1.869e-05 | 5.706e-05 | 9.436e-05 | 9.2105e-05 | 5.9276e-05 | 0 | 0.00018997
894 | 38 | 2 | 0.00011415 | 0.00011114 | 0.00011286 | 0.00010806 | 0.00013337 | 9.583e-05 | 8.83e-05 | 0.00040267 | 1.756e-05 | 4.857e-05 | 7.12e-05 | 4.641e-05 | 7.718e-05 | 0.00010747 | 7.6426e-05 | 6.8475e-05 | 0 | 0.00018997
895 | 38 | 2 | 0.00011416 | 0.0001113 | 0.00010621 | 0.00010725 | 0.00013254 | 9.884e-05 | 9.075e-05 | 0.00041115 | 3.992e-05 | 6.029e-05 | 8.1e-05 | 0.00012436 | 0.00011795 | 0.00011299 | 6.7719e-05 | 8.1648e-05 | 0 | 0.00018997
896 | 38 | 2 | 0.00011415 | 0.00011156 | 0.00011729 | 0.00016261 | 0.00019767 | 0.00010085 | 9.499e-05 | 0.00038571 | 0.00010516 | 8.406e-05 | 9.118e-05 | 0.0002226 | 0.0001783 | 0.00013773 | 7.3795e-05 | 9.623e-05 | 0 | 0.00018997
897 | 38 | 2 | 0.00011416 | 0.00011141 | 0.00011682 | 0.00016415 | 0.00018716 | 0.00010404 | 0.00010041 | 0.00033909 | 0.00019497 | 0.00012413 | 0.00010511 | 0.00021375 | 0.00019421 | 0.00017786 | 8.6771e-05 | 0.00011646 | 0.00014601 | 0.00018997
898 | 38 | 2 | 0.00011415 | 0.00010727 | 0.00012436 | 0.00015636 | 0.00019073 | 0.00010983 | 0.00010652 | 0.0003073 | 0.00020726 | 0.00015952 | 0.00012527 | 0.00016761 | 0.00017358 | 0.00018156 | 9.3615e-05 | 0.00012766 | 0.00014833 | 0.00018997
899 | 38 | 2 | 0.00011416 | 0.00010788 | 0.00012524 | 0.00015844 | 0.00019211 | 0.00011473 | 0.00010889 | 0.00027127 | 0.00017641 | 0.00017277 | 0.00014312 | 0.00016806 | 0.0001727 | 0.00017937 | 8.5223e-05 | 0.00013518 | 0.00017088 | 0.00018997
900 | 38 | 2 | 0.00011415 | 0.0001164 | 0.00011879 | 0.00016406 | 0.00018771 | 0.00011694 | 0.00011073 | 0.00024584 | 0.00017137 | 0.00017493 | 0.00015706 | 0.0001707 | 0.00017122 | 0.00017389 | 6.114e-05 | 0.00013365 | 0.00023539 | 0.00018997
901 | 38 | 2 | 0.00011416 | 0.00011558 | 0.00012481 | 0.00016561 | 0.00018694 | 0.00011786 | 0.0001124 | 0.00022253 | 0.00017101 | 0.00017367 | 0.00016635 | 0.00016287 | 0.00016428 | 0.00016768 | 4.8012e-05 | 0.00015071 | 0.00019684 | 0.00018997
902 | 38 | 2 | 0.00011415 | 0.00011314 | 0.00011687 | 0.00016619 | 0.00018727 | 0.00011506 | 0.00011162 | 0.00021405 | 0.0001644 | 0.00016995 | 0.00017061 | 0.00017928 | 0.00016879 | 0.00016076 | 6.1896e-05 | 0.00017003 | 9.0994e-05 | 0.00018997
903 | 38 | 2 | 0.00011416 | 0.00010871 | 0.00012412 | 0.00015956 | 0.0001958 | 0.00011167 | 0.00011019 | 0.00021829 | 0.00017617 | 0.00016847 | 0.00017004 | 0.00018498 | 0.00016758 | 0.00015285 | 8.2068e-05 | 0.00018277 | 8.1347e-05 | 0.00018997
904 | 38 | 2 | 0.00011415 | 0.00010557 | 0.00012173 | 0.00016571 | 0.00019934 | 0.0001083 | 0.00010975 | 0.00023525 | 0.00018273 | 0.00016786 | 0.0001662 | 0.00020022 | 0.00015377 | 0.00011071 | 0.00011635 | 0.00018824 | 8.4334e-06 | 0.00018997
905 | 38 | 2 | 0.00011416 | 0.00011406 | 0.00011951 | 0.00016353 | 0.00019533 | 0.00010905 | 0.00011218 | 0.00028611 | 0.00019614 | 0.00016273 | 0.00015268 | 0.00021591 | 0.00015979 | 0.00010748 | 0.00014837 | 0.00018979 | 1.6884e-06 | 0.00018997
906 | 38 | 2 | 0.00011415 | 0.00011654 | 0.00012714 | 0.000164 | 0.00018745 | 0.00011458 | 0.00012089 | 0.00030518 | 0.00021128 | 0.00016025 | 0.00013941 | 0.00020745 | 0.00016104 | 0.00011815 | 0.00017731 | 0.00019006 | 0 | 0.00018997
907 | 38 | 2 | 0.00011416 | 0.00011321 | 0.00011053 | 0.0001048 | 0.00013593 | 0.00012377 | 0.00012665 | 0.00033697 | 0.00020791 | 0.00016003 | 0.00013042 | 0.0001663 | 0.00013574 | 0.00010774 | 0.0001864 | 0.00019014 | 0 | 0.00018997
908 | 38 | 2 | 0.00011415 | 0.00011575 | 0.00012746 | 0.0001117 | 0.00013506 | 0.00012388 | 0.00012424 | 0.00037724 | 0.00017563 | 0.00015139 | 0.00012141 | 0.00012827 | 0.00011377 | 0.00010092 | 0.00018951 | 0.00019028 | 0 | 0.00018997
909 | 38 | 2 | 0.00011416 | 0.00011547 | 0.00011397 | 6.182e-05 | 7.217e-05 | 0.0001192 | 0.00012016 | 0.00036664 | 0.00013968 | 0.00013542 | 0.00011343 | 8.573e-05 | 8.708e-05 | 8.91e-05 | 0.00020442 | 0.00019029 | 0 | 0.00018997
910 | 38 | 2 | 0.00011415 | 0.0001095 | 0.0001161 | 5.242e-05 | 7.154e-05 | 0.0001151 | 0.00011485 | 0.00037936 | 9.857e-05 | 0.0001139 | 0.0001059 | 8.691e-05 | 8.684e-05 | 8.748e-05 | 0.00020615 | 0.00019024 | 0 | 0.00018997
911 | 38 | 2 | 0.00011416 | 0.00010596 | 0.00012543 | 5.53e-05 | 6.368e-05 | 0.00011615 | 0.00010896 | 0.00038995 | 9.039e-05 | 9.89e-05 | 9.985e-05 | 7.764e-05 | 7.177e-05 | 6.655e-05 | 0.00020829 | 0.00019029 | 0 | 0.00018997
912 | 38 | 2 | 0.00011415 | 0.00011445 | 0.00010572 | 5.391e-05 | 7.044e-05 | 0.0001166 | 0.00010193 | 0.00039843 | 8.044e-05 | 8.582e-05 | 9.044e-05 | 6.245e-05 | 6.032e-05 | 5.852e-05 | 0.00020913 | 0.00019029 | 0 | 0.00018997
913 | 39 | 2 | 0.00011416 | 0.00011499 | 0.00012205 | 6.194e-05 | 7.004e-05 | 0.00010896 | 9.678e-05 | 0.00041538 | 6.642e-05 | 7.363e-05 | 8.092e-05 | 5.421e-05 | 5.363e-05 | 5.321e-05 | 0.0002106 | 0.00019029 | 0 | 0.0001891
914 | 39 | 2 | 0.00011415 | 0.00011437 | 0.00013293 | 6.112e-05 | 6.457e-05 | 0.00010363 | 9.346e-05 | 0.00040902 | 5.727e-05 | 6.355e-05 | 7.18e-05 | 1.839e-05 | 3.743e-05 | 5.57e-05 | 0.00021138 | 0.00019029 | 0 | 0.0001891
915 | 39 | 2 | 0.00011416 | 0.00011505 | 0.00013778 | 6.255e-05 | 7.508e-05 | 9.959e-05 | 9.206e-05 | 0.0004175 | 2.715e-05 | 5.185e-05 | 6.514e-05 | 1.305e-05 | 3.786e-05 | 6.171e-05 | 0.00021181 | 0.00019029 | 0 | 0.0001891
916 | 39 | 2 | 0.00011415 | 0.00010778 | 0.00014024 | 5.94e-05 | 6.727e-05 | 9.845e-05 | 9.13e-05 | 0.00040267 | 1.69e-05 | 4.402e-05 | 6.166e-05 | 1.307e-05 | 4.74e-05 | 8.063e-05 | 0.00021233 | 0.00019029 | 0 | 0.0001891
917 | 39 | 2 | 0.00011416 | 0.0001109 | 0.00013831 | 5.297e-05 | 7.262e-05 | 0.00010008 | 9.274e-05 | 0.00041327 | 1.416e-05 | 4.349e-05 | 6.432e-05 | 1.866e-05 | 5.697e-05 | 9.42e-05 | 0.00021244 | 0.00019029 | 0 | 0.0001891
918 | 39 | 2 | 0.00011415 | 0.00011787 | 0.00013685 | 0.00010902 | 0.00013158 | 0.0001058 | 9.711e-05 | 0.00041114 | 1.754e-05 | 4.855e-05 | 7.106e-05 | 4.583e-05 | 7.621e-05 | 0.00010612 | 0.00021237 | 0.00019029 | 0 | 0.0001891
919 | 39 | 2 | 0.00011416 | 0.00011824 | 0.00013037 | 0.00011127 | 0.00013601 | 0.00011774 | 0.00010908 | 0.0004175 | 3.946e-05 | 5.993e-05 | 8.062e-05 | 0.0001247 | 0.00011827 | 0.00011329 | 0.00021239 | 0.00019029 | 0 | 0.0001891
920 | 39 | 2 | 0.00011415 | 0.00010949 | 0.00013801 | 0.000157 | 0.00020032 | 0.00012711 | 0.00012537 | 0.00040479 | 0.00010533 | 8.385e-05 | 9.094e-05 | 0.00021852 | 0.00017503 | 0.00013521 | 0.00021242 | 0.00019029 | 0 | 0.0001891
921 | 39 | 2 | 0.00011416 | 0.00011667 | 0.00013858 | 0.00016669 | 0.00019429 | 0.00013255 | 0.00013396 | 0.00035605 | 0.00019182 | 0.00012288 | 0.00010435 | 0.00021392 | 0.00019435 | 0.00017799 | 0.00021243 | 0.00019029 | 6.5923e-05 | 0.0001891
922 | 39 | 2 | 0.00011415 | 0.00011098 | 0.00013699 | 0.00015977 | 0.00019866 | 0.00013672 | 0.00013753 | 0.0003179 | 0.00020678 | 0.00015848 | 0.00012461 | 0.0001695 | 0.00017554 | 0.00018361 | 0.00021242 | 0.00019029 | 4.2981e-05 | 0.0001891
923 | 39 | 2 | 0.00011416 | 0.0001147 | 0.00013116 | 0.00015884 | 0.00019427 | 0.0001391 | 0.00013715 | 0.00029035 | 0.00017772 | 0.0001729 | 0.00014301 | 0.0001668 | 0.0001714 | 0.00017803 | 0.00021223 | 0.00019029 | 0.00019989 | 0.0001891
924 | 39 | 2 | 0.00011415 | 0.0001123 | 0.00012297 | 0.00016046 | 0.00018806 | 0.00014058 | 0.00013751 | 0.00026279 | 0.00017059 | 0.00017487 | 0.00015677 | 0.00017233 | 0.00017285 | 0.00017554 | 0.00018278 | 0.00018884 | 0.00043793 | 0.0001891
925 | 39 | 2 | 0.00011416 | 0.00010869 | 0.00012054 | 0.00016756 | 0.00020024 | 0.00013676 | 0.00013623 | 0.00023948 | 0.00017219 | 0.00017412 | 0.00016652 | 0.00016225 | 0.00016365 | 0.00016705 | 0.00016969 | 0.00018272 | 0.0005688 | 0.0001891
926 | 39 | 2 | 0.00011415 | 0.00011219 | 0.00012124 | 0.00015791 | 0.00019066 | 0.00013627 | 0.00013689 | 0.00022253 | 0.00016414 | 0.00017015 | 0.00017075 | 0.00017927 | 0.00016878 | 0.00016076 | 0.00020091 | 0.00016506 | 0.00040131 | 0.0001891
927 | 39 | 2 | 0.00011416 | 0.0001175 | 0.00012476 | 0.00016553 | 0.00018839 | 0.00013348 | 0.00013734 | 0.00022888 | 0.00017612 | 0.00016853 | 0.00017019 | 0.00018432 | 0.00016698 | 0.00015231 | 0.00019685 | 0.00014327 | 0.00034305 | 0.0001891
928 | 39 | 2 | 0.00011415 | 0.000111 | 0.00012468 | 0.00015752 | 0.00019779 | 0.00013402 | 0.00013752 | 0.00024373 | 0.00018222 | 0.00016763 | 0.00016616 | 0.00019733 | 0.00015155 | 0.00010911 | 0.00017006 | 0.00012779 | 6.1935e-05 | 0.0001891
929 | 39 | 2 | 0.00011416 | 0.00011806 | 0.00013491 | 0.00016228 | 0.00019439 | 0.00013371 | 0.00013934 | 0.00028398 | 0.00019377 | 0.00016172 | 0.0001523 | 0.00021573 | 0.00015965 | 0.00010739 | 0.00012061 | 0.00014002 | 3.482e-05 | 0.0001891
930 | 39 | 2 | 0.00011415 | 0.00010741 | 0.00013615 | 0.00016559 | 0.00019897 | 0.0001369 | 0.00014375 | 0.0003073 | 0.00021067 | 0.00015935 | 0.00013895 | 0.00020556 | 0.00015958 | 0.00011708 | 9.7971e-05 | 0.00015329 | 0 | 0.0001891
931 | 39 | 2 | 0.00011416 | 0.00010787 | 0.00014081 | 0.00010457 | 0.00013181 | 0.00014251 | 0.00014284 | 0.00029247 | 0.00020625 | 0.00015899 | 0.00012977 | 0.00016413 | 0.00013398 | 0.00010634 | 0.00013503 | 0.00015431 | 0 | 0.0001891
932 | 39 | 2 | 0.00011415 | 0.00011553 | 0.00012107 | 0.00011219 | 0.00012679 | 0.00013782 | 0.00013877 | 0.00031154 | 0.00017359 | 0.00015005 | 0.00012053 | 0.00012997 | 0.00011528 | 0.00010226 | 0.00017465 | 0.00015132 | 0 | 0.0001891
933 | 39 | 2 | 0.00011416 | 0.00011667 | 0.00014103 | 6.313e-05 | 6.898e-05 | 0.00013121 | 0.00013181 | 0.00030942 | 0.00014059 | 0.00013502 | 0.00011298 | 8.478e-05 | 8.612e-05 | 8.811e-05 | 0.00019712 | 0.0001626 | 0 | 0.0001891
934 | 39 | 2 | 0.00011415 | 0.00010777 | 0.00012775 | 5.891e-05 | 6.718e-05 | 0.00012481 | 0.00012419 | 0.0003073 | 9.794e-05 | 0.00011357 | 0.00010541 | 8.843e-05 | 8.835e-05 | 8.901e-05 | 0.00020438 | 0.00017642 | 0 | 0.0001891
935 | 39 | 2 | 0.00011416 | 0.00011168 | 0.00012117 | 6.225e-05 | 6.377e-05 | 0.00012696 | 0.00011566 | 0.00030306 | 9.147e-05 | 9.923e-05 | 9.982e-05 | 7.877e-05 | 7.282e-05 | 6.752e-05 | 0.00020589 | 0.00018177 | 0 | 0.0001891
936 | 39 | 2 | 0.00011415 | 0.00011268 | 0.00013045 | 5.53e-05 | 7.516e-05 | 0.00012531 | 0.00010818 | 0.00029034 | 8.154e-05 | 8.657e-05 | 9.075e-05 | 6.289e-05 | 6.074e-05 | 5.893e-05 | 0.00020627 | 0.00018604 | 0 | 0.0001891
937 | 40 | 2 | 0.00011416 | 0.00011547 | 0.00010904 | 5.574e-05 | 7.421e-05 | 0.00011667 | 0.0001018 | 0.0002967 | 6.699e-05 | 7.437e-05 | 8.139e-05 | 5.439e-05 | 5.38e-05 | 5.338e-05 | 0.00020563 | 0.00018847 | 0 | 0.00019023
938 | 40 | 2 | 0.00011415 | 0.00011538 | 0.00012454 | 5.548e-05 | 6.872e-05 | 0.00010954 | 9.754e-05 | 0.00031366 | 5.756e-05 | 6.406e-05 | 7.226e-05 | 1.871e-05 | 3.809e-05 | 5.668e-05 | 0.00019959 | 0.00018923 | 0 | 0.00019023
939 | 40 | 2 | 0.00011416 | 0.00011595 | 0.00011596 | 5.844e-05 | 7.601e-05 | 0.00010537 | 9.523e-05 | 0.00032425 | 2.747e-05 | 5.235e-05 | 6.578e-05 | 1.294e-05 | 3.754e-05 | 6.12e-05 | 0.00019926 | 0.00018842 | 0 | 0.00019023
940 | 40 | 2 | 0.00011415 | 0.00011896 | 0.00011631 | 5.834e-05 | 6.425e-05 | 0.00010508 | 9.41e-05 | 0.00033909 | 1.688e-05 | 4.424e-05 | 6.205e-05 | 1.299e-05 | 4.709e-05 | 8.008e-05 | 0.00019676 | 0.00018552 | 0 | 0.00019023
941 | 40 | 2 | 0.00011416 | 0.00011712 | 0.00012855 | 5.511e-05 | 6.674e-05 | 0.00010665 | 9.466e-05 | 0.0003412 | 1.409e-05 | 4.343e-05 | 6.445e-05 | 1.862e-05 | 5.686e-05 | 9.402e-05 | 0.00018748 | 0.00018281 | 0 | 0.00019023
942 | 40 | 2 | 0.00011415 | 0.00012245 | 0.00012734 | 0.00011461 | 0.00012633 | 0.00011142 | 9.838e-05 | 0.00027339 | 1.75e-05 | 4.841e-05 | 7.106e-05 | 4.649e-05 | 7.731e-05 | 0.00010766 | 0.00018637 | 0.00018153 | 0 | 0.00019023
943 | 40 | 2 | 0.00011416 | 0.00011526 | 0.00012903 | 0.00010978 | 0.00012659 | 0.00012318 | 0.00011052 | 0.00026915 | 3.997e-05 | 6.023e-05 | 8.088e-05 | 0.00012486 | 0.00011842 | 0.00011344 | 0.00018886 | 0.00018002 | 0 | 0.00019023
944 | 40 | 2 | 0.00011415 | 0.00011897 | 0.00011385 | 0.00016277 | 0.00018946 | 0.00013187 | 0.00012721 | 0.00027127 | 0.00010556 | 8.422e-05 | 9.118e-05 | 0.00022026 | 0.00017643 | 0.00013629 | 0.00018897 | 0.00017947 | 0 | 0.00019023
945 | 40 | 2 | 0.00011416 | 0.00011757 | 0.0001214 | 0.00016716 | 0.00019742 | 0.00013777 | 0.00013616 | 0.00025856 | 0.00019323 | 0.00012362 | 0.00010482 | 0.0002118 | 0.00019243 | 0.00017623 | 0.00018952 | 0.00017601 | 5.9127e-05 | 0.00019023
946 | 40 | 2 | 0.00011415 | 0.00011944 | 0.00011606 | 0.00015963 | 0.00019383 | 0.00014292 | 0.00014029 | 0.00019709 | 0.00020542 | 0.00015836 | 0.00012466 | 0.00016873 | 0.00017474 | 0.00018277 | 0.00019967 | 0.00017236 | 7.0258e-05 | 0.00019023
947 | 40 | 2 | 0.00011416 | 0.00012214 | 0.00011774 | 0.00015765 | 0.00019799 | 0.0001462 | 0.00014188 | 0.00017167 | 0.00017689 | 0.00017229 | 0.00014284 | 0.00016767 | 0.0001723 | 0.00017896 | 0.00020297 | 0.00017089 | 6.4447e-05 | 0.00019023
948 | 40 | 2 | 0.00011415 | 0.00011745 | 0.00012623 | 0.00016715 | 0.00019739 | 0.00014835 | 0.00014318 | 0.000142 | 0.00017109 | 0.00017469 | 0.00015674 | 0.00017187 | 0.0001724 | 0.00017508 | 0.00015092 | 0.00016782 | 3.5286e-05 | 0.00019023
949 | 40 | 2 | 0.00011416 | 0.00011778 | 0.00011361 | 0.00015742 | 0.00019668 | 0.00014559 | 0.0001434 | 0.00012929 | 0.00017188 | 0.00017399 | 0.00016635 | 0.00016396 | 0.00016538 | 0.00016881 | 0.00015411 | 0.00016627 | 4.1361e-05 | 0.00019023
950 | 40 | 2 | 0.00011415 | 0.0001203 | 0.00012676 | 0.00016653 | 0.00019405 | 0.00014505 | 0.00014391 | 0.00013988 | 0.00016543 | 0.00017068 | 0.00017096 | 0.00017932 | 0.00016882 | 0.0001608 | 0.00017033 | 0.00017145 | 3.4463e-05 | 0.00019023
951 | 40 | 2 | 0.00011416 | 0.00011355 | 0.00012497 | 0.00016563 | 0.00019429 | 0.00014262 | 0.00014385 | 0.00014623 | 0.00017641 | 0.00016906 | 0.00017045 | 0.0001858 | 0.00016833 | 0.00015353 | 0.00018344 | 0.00017446 | 3.0764e-05 | 0.00019023
952 | 40 | 2 | 0.00011415 | 0.00011655 | 0.00012755 | 0.00016266 | 0.00019954 | 0.00014231 | 0.00014335 | 0.00016107 | 0.00018346 | 0.00016844 | 0.00016672 | 0.00019953 | 0.00015324 | 0.00011033 | 0.00018156 | 0.00017337 | 1.4915e-05 | 0.00019023
953 | 40 | 2 | 0.00011416 | 0.00011524 | 0.00011199 | 0.00016323 | 0.00018877 | 0.00014153 | 0.00014454 | 0.00015683 | 0.00019575 | 0.00016292 | 0.00015307 | 0.00021612 | 0.00015994 | 0.00010758 | 0.00017264 | 0.00017052 | 5.9645e-06 | 0.00019023
954 | 40 | 2 | 0.00011415 | 0.00012036 | 0.00011684 | 0.00015961 | 0.00019947 | 0.00014213 | 0.00014836 | 0.00015048 | 0.00021138 | 0.00016032 | 0.00013969 | 0.00020775 | 0.00016128 | 0.00011833 | 0.00017476 | 0.0001664 | 0 | 0.00019023
955 | 40 | 2 | 0.00011416 | 0.00012229 | 0.00011278 | 0.00011414 | 0.00013354 | 0.00014642 | 0.00014643 | 0.00014624 | 0.00020816 | 0.00016014 | 0.00013062 | 0.00016687 | 0.00013621 | 0.00010811 | 0.00018002 | 0.00016324 | 0 | 0.00019023
956 | 40 | 2 | 0.00011415 | 0.00011573 | 0.00012072 | 0.00011449 | 0.00012687 | 0.00014071 | 0.00014186 | 0.00014623 | 0.00017612 | 0.00015165 | 0.00012161 | 0.0001294 | 0.00011477 | 0.00010181 | 0.00018293 | 0.00016177 | 0 | 0.00019023
957 | 40 | 2 | 0.00011416 | 0.00011568 | 0.00011977 | 5.329e-05 | 7.352e-05 | 0.00013372 | 0.00013496 | 0.00015048 | 0.00014068 | 0.00013599 | 0.00011376 | 8.442e-05 | 8.575e-05 | 8.774e-05 | 0.0001834 | 0.00016012 | 0 | 0.00019023
958 | 40 | 2 | 0.00011415 | 0.00011406 | 0.00012858 | 5.901e-05 | 7.631e-05 | 0.00012792 | 0.00012712 | 0.00014835 | 9.775e-05 | 0.00011386 | 0.0001059 | 8.825e-05 | 8.817e-05 | 8.883e-05 | 0.0001834 | 0.00015856 | 0 | 0.00019023
959 | 40 | 2 | 0.00011416 | 0.00011783 | 0.00011389 | 6.218e-05 | 6.488e-05 | 0.00013028 | 0.00011839 | 0.00015683 | 9.131e-05 | 9.918e-05 | 0.00010011 | 7.858e-05 | 7.264e-05 | 6.736e-05 | 0.00018082 | 0.00015631 | 0 | 0.00019023
960 | 40 | 2 | 0.00011415 | 0.00012253 | 0.0001218 | 5.364e-05 | 6.961e-05 | 0.00012938 | 0.00011086 | 0.00016531 | 8.134e-05 | 8.642e-05 | 9.084e-05 | 6.288e-05 | 6.073e-05 | 5.892e-05 | 0.00016074 | 0.00015847 | 0 | 0.00019023
961 | 41 | 2 | 0.00011416 | 0.00011223 | 0.00013235 | 6.227e-05 | 4.087e-05 | 0.00012156 | 0.00010417 | 0.00015895 | 6.693e-05 | 7.426e-05 | 8.135e-05 | 6.842e-05 | 6.092e-05 | 5.372e-05 | 0.00015662 | 0.00015331 | 0 | 0.0001884
962 | 41 | 2 | 0.00011415 | 0.00011487 | 0.00011204 | 5.877e-05 | 3.863e-05 | 0.00011602 | 9.967e-05 | 0.00015683 | 6.849e-05 | 6.655e-05 | 7.227e-05 | 3.529e-05 | 4.63e-05 | 5.674e-05 | 0.00015417 | 0.00014274 | 0 | 0.0001884
963 | 41 | 2 | 0.00011416 | 0.00012184 | 0.00012925 | 5.779e-05 | 4.182e-05 | 0.00011242 | 9.749e-05 | 0.00015471 | 4.25e-05 | 5.762e-05 | 6.58e-05 | 2.172e-05 | 4.218e-05 | 6.17e-05 | 0.00015873 | 0.00013642 | 0 | 0.0001884
964 | 41 | 2 | 0.00011415 | 0.0001182 | 0.00012205 | 5.466e-05 | 3.876e-05 | 0.00010911 | 9.67e-05 | 0.00014835 | 2.692e-05 | 4.996e-05 | 6.219e-05 | 2.12e-05 | 5.144e-05 | 8.059e-05 | 0.00015601 | 0.00013241 | 0 | 0.0001884
965 | 41 | 2 | 0.00011416 | 0.0001228 | 0.00011752 | 6.182e-05 | 4.369e-05 | 0.00010996 | 9.724e-05 | 0.00014836 | 2.293e-05 | 4.866e-05 | 6.472e-05 | 2.325e-05 | 5.943e-05 | 9.444e-05 | 0.00015101 | 0.00013014 | 0 | 0.0001884
966 | 41 | 2 | 0.00011415 | 0.00012336 | 0.00013204 | 0.00010962 | 7.969e-05 | 0.00011498 | 0.00010084 | 0.00016107 | 2.31e-05 | 5.252e-05 | 7.139e-05 | 2.97e-05 | 6.944e-05 | 0.00010807 | 0.0001402 | 0.00012558 | 0 | 0.0001884
967 | 41 | 2 | 0.00011416 | 0.00011784 | 0.00012622 | 0.00010607 | 7.955e-05 | 0.00012487 | 0.00011272 | 0.00015683 | 2.815e-05 | 5.976e-05 | 8.127e-05 | 4.606e-05 | 7.963e-05 | 0.00011248 | 0.00012403 | 0.00011646 | 0 | 0.0001884
968 | 41 | 2 | 0.00011415 | 0.0001145 | 0.00011271 | 0.00016236 | 0.000116 | 0.00013339 | 0.00013033 | 0.00015683 | 4.197e-05 | 6.872e-05 | 9.129e-05 | 6.858e-05 | 0.00010313 | 0.00013732 | 0.0001136 | 0.00010601 | 0 | 0.0001884
969 | 41 | 2 | 0.00011416 | 0.00011636 | 0.00012174 | 0.00015629 | 0.00011873 | 0.00013909 | 0.00014042 | 0.00014835 | 6.235e-05 | 8.332e-05 | 0.00010509 | 9.993e-05 | 0.00013815 | 0.00017652 | 0.00010997 | 9.1123e-05 | 0.00010638 | 0.0001884
970 | 41 | 2 | 0.00011415 | 0.00011925 | 0.00011388 | 0.00015817 | 0.00012111 | 0.00014297 | 0.00014525 | 0.00013988 | 9.113e-05 | 0.00010675 | 0.00012492 | 0.00012787 | 0.00015369 | 0.00018033 | 0.00011167 | 7.4829e-05 | 0.0001231 | 0.0001884
971 | 41 | 2 | 0.00011416 | 0.0001141 | 0.00011311 | 0.00015735 | 0.0001142 | 0.00014501 | 0.00014573 | 0.00013352 | 0.00011908 | 0.00012956 | 0.0001425 | 0.00013757 | 0.00015805 | 0.0001796 | 0.0001053 | 6.3118e-05 | 8.5047e-05 | 0.0001884
972 | 41 | 2 | 0.00011415 | 0.00012129 | 0.00011662 | 0.00015721 | 0.00011878 | 0.00014703 | 0.0001452 | 0.00013776 | 0.00013286 | 0.0001452 | 0.00015651 | 0.00013921 | 0.00015631 | 0.00017455 | 4.3242e-05 | 5.0663e-05 | 4.7037e-05 | 0.0001884
973 | 41 | 2 | 0.00011416 | 0.00011537 | 0.00011157 | 0.0001566 | 0.00011408 | 0.00014498 | 0.0001428 | 0.00013564 | 0.00013761 | 0.00015257 | 0.00016603 | 0.00013137 | 0.00014943 | 0.00016847 | 3.6653e-05 | 2.9682e-05 | 6.8341e-05 | 0.0001884
974 | 41 | 2 | 0.00011415 | 0.00011197 | 0.00012321 | 0.00016473 | 0.00011645 | 0.00014486 | 0.00014321 | 0.00013351 | 0.00013279 | 0.00015288 | 0.00017057 | 0.00011327 | 0.00013702 | 0.00016136 | 3.7147e-05 | 1.7652e-05 | 4.5357e-05 | 0.0001884
975 | 41 | 2 | 0.00011416 | 0.00012224 | 0.00011259 | 0.00016307 | 0.00012223 | 0.00014249 | 0.00014381 | 0.00013352 | 0.00011777 | 0.00014697 | 0.00017025 | 0.00012728 | 0.00013917 | 0.00015208 | 3.961e-05 | 1.4626e-05 | 2.9313e-05 | 0.0001884
976 | 41 | 2 | 0.00011415 | 0.00011626 | 0.00011226 | 0.0001567 | 0.00011571 | 0.0001412 | 0.00014373 | 0.00012928 | 0.00012562 | 0.00014249 | 0.00016632 | 0.00013406 | 0.00012091 | 0.0001093 | 4.162e-05 | 1.3879e-05 | 2.4901e-05 | 0.0001884
977 | 41 | 2 | 0.00011416 | 0.00011612 | 0.0001264 | 0.00015666 | 0.0001216 | 0.00013914 | 0.000144 | 0.0001759 | 0.00013195 | 0.00013371 | 0.00015249 | 0.00014183 | 0.00012402 | 0.00010793 | 3.3989e-05 | 1.3776e-05 | 4.2337e-06 | 0.0001884
978 | 41 | 2 | 0.00011415 | 0.00012317 | 0.00011551 | 0.00016708 | 0.00012112 | 0.00014185 | 0.00014662 | 0.00019497 | 0.00013937 | 0.000128 | 0.00013929 | 0.00014077 | 0.00012813 | 0.00011714 | 2.876e-05 | 1.2311e-05 | 0 | 0.0001884
979 | 41 | 2 | 0.00011416 | 0.00012021 | 0.00011862 | 0.00010968 | 8.13e-05 | 0.00014685 | 0.00014723 | 0.00019922 | 0.00014032 | 0.00012677 | 0.00013004 | 0.0001411 | 0.00012284 | 0.00010632 | 3.1691e-05 | 1.0875e-05 | 0 | 0.0001884
980 | 41 | 2 | 0.00011415 | 0.00012124 | 0.00012722 | 0.00010713 | 7.732e-05 | 0.0001422 | 0.00014332 | 0.00019921 | 0.00014094 | 0.00012529 | 0.00012072 | 0.00014538 | 0.000123 | 0.00010248 | 3.9821e-05 | 9.6007e-06 | 0 | 0.0001884
981 | 41 | 2 | 0.00011416 | 0.00011872 | 0.00012713 | 5.514e-05 | 4.55e-05 | 0.00013425 | 0.00013627 | 0.00020134 | 0.00014444 | 0.0001241 | 0.00011317 | 8.506e-05 | 8.661e-05 | 8.861e-05 | 5.2037e-05 | 8.8247e-06 | 0 | 0.0001884
982 | 41 | 2 | 0.00011415 | 0.00011917 | 0.00013076 | 6.218e-05 | 4.203e-05 | 0.00012842 | 0.00012862 | 0.00019709 | 9.802e-05 | 0.00011029 | 0.00010565 | 8.73e-05 | 8.743e-05 | 8.808e-05 | 5.4388e-05 | 9.186e-06 | 0 | 0.0001884
983 | 41 | 2 | 0.00011416 | 0.00011803 | 0.00011123 | 5.752e-05 | 4.17e-05 | 0.00013185 | 0.00011982 | 0.00018862 | 9.094e-05 | 9.834e-05 | 9.98e-05 | 8.447e-05 | 7.526e-05 | 6.667e-05 | 4.9419e-05 | 1.0236e-05 | 0 | 0.0001884
984 | 41 | 2 | 0.00011415 | 0.00011545 | 0.0001248 | 5.755e-05 | 4.575e-05 | 0.00013097 | 0.00011157 | 0.00019074 | 8.614e-05 | 8.721e-05 | 9.051e-05 | 7.913e-05 | 6.87e-05 | 5.88e-05 | 3.9047e-05 | 1.3708e-05 | 0 | 0.0001884
985 | 42 | 2 | 0.00011416 | 0.00011534 | 8.606e-05 | 6.028e-05 | 1.464e-05 | 0.00012379 | 0.00010477 | 0.00019498 | 8.046e-05 | 7.803e-05 | 8.112e-05 | 6.843e-05 | 6.093e-05 | 5.373e-05 | 3.9979e-05 | 1.8497e-05 | 0 | 0.00018814
986 | 42 | 2 | 0.00011415 | 0.00011466 | 9.174e-05 | 6.135e-05 | 1.543e-05 | 0.00011797 | 0.00010003 | 0.00019498 | 7.122e-05 | 6.973e-05 | 7.207e-05 | 3.493e-05 | 4.582e-05 | 5.616e-05 | 4.7383e-05 | 2.1918e-05 | 0 | 0.00018814
987 | 42 | 2 | 0.00011416 | 0.00011591 | 0.00010367 | 5.554e-05 | 1.472e-05 | 0.00011238 | 9.779e-05 | 0.0001971 | 4.315e-05 | 5.916e-05 | 6.55e-05 | 2.168e-05 | 4.209e-05 | 6.157e-05 | 4.6214e-05 | 2.415e-05 | 0 | 0.00018814
988 | 42 | 2 | 0.00011415 | 0.00011822 | 9.046e-05 | 5.417e-05 | 1.422e-05 | 0.0001101 | 9.716e-05 | 0.00019922 | 2.715e-05 | 5.048e-05 | 6.193e-05 | 2.102e-05 | 5.101e-05 | 7.991e-05 | 4.3746e-05 | 2.7299e-05 | 0 | 0.00018814
989 | 42 | 2 | 0.00011416 | 0.00012041 | 9.154e-05 | 5.779e-05 | 1.418e-05 | 0.00011125 | 9.792e-05 | 0.00020346 | 2.276e-05 | 4.865e-05 | 6.436e-05 | 2.314e-05 | 5.914e-05 | 9.399e-05 | 3.9413e-05 | 3.3269e-05 | 0 | 0.00018814
990 | 42 | 2 | 0.00011415 | 0.00011684 | 9.213e-05 | 0.00011108 | 2.688e-05 | 0.00011591 | 0.00010174 | 0.00020557 | 2.298e-05 | 5.23e-05 | 7.1e-05 | 2.915e-05 | 6.815e-05 | 0.00010606 | 3.7504e-05 | 3.8016e-05 | 0 | 0.00018814
991 | 42 | 2 | 0.00011416 | 0.00012384 | 8.644e-05 | 0.00011134 | 2.74e-05 | 0.00012659 | 0.00011385 | 0.00020769 | 2.769e-05 | 5.909e-05 | 8.05e-05 | 4.637e-05 | 8.018e-05 | 0.00011325 | 4.1794e-05 | 4.1024e-05 | 0 | 0.00018814
992 | 42 | 2 | 0.00011415 | 0.00012258 | 9.062e-05 | 0.00015614 | 4.135e-05 | 0.00013306 | 0.00013118 | 0.00020134 | 4.212e-05 | 6.839e-05 | 9.079e-05 | 6.839e-05 | 0.00010283 | 0.00013693 | 4.5562e-05 | 4.1563e-05 | 0 | 0.00018814
993 | 42 | 2 | 0.00011416 | 0.00011464 | 8.534e-05 | 0.00015916 | 3.989e-05 | 0.0001364 | 0.00014001 | 0.00019286 | 6.222e-05 | 8.311e-05 | 0.0001046 | 9.96e-05 | 0.0001377 | 0.00017594 | 4.916e-05 | 4.3627e-05 | 3.2037e-05 | 0.00018814
994 | 42 | 2 | 0.00011415 | 0.00011742 | 9.731e-05 | 0.00015629 | 4.188e-05 | 0.0001394 | 0.00014277 | 0.00017803 | 9.085e-05 | 0.00010648 | 0.00012443 | 0.00012949 | 0.00015563 | 0.0001826 | 4.8254e-05 | 4.5493e-05 | 4.0453e-05 | 0.00018814
995 | 42 | 2 | 0.00011416 | 0.00012049 | 8.575e-05 | 0.00015788 | 3.97e-05 | 0.00014029 | 0.00014117 | 0.00016107 | 0.00012029 | 0.00013006 | 0.00014264 | 0.00013819 | 0.00015876 | 0.0001804 | 3.8526e-05 | 4.685e-05 | 3.6482e-05 | 0.00018814
996 | 42 | 2 | 0.00011415 | 0.00012215 | 8.388e-05 | 0.00016148 | 4.141e-05 | 0.00014302 | 0.00014 | 0.00013563 | 0.00013356 | 0.00014599 | 0.00015694 | 0.00013899 | 0.00015606 | 0.00017427 | 1.752e-05 | 4.5269e-05 | 4.803e-05 | 0.00018814
997 | 42 | 2 | 0.00011416 | 0.0001234 | 9.524e-05 | 0.00016317 | 4.229e-05 | 0.00014103 | 0.00013823 | 0.0001314 | 0.0001376 | 0.00015304 | 0.00016641 | 0.00013063 | 0.00014858 | 0.00016752 | 1.0466e-05 | 4.3339e-05 | 4.478e-05 | 0.00018814
998 | 42 | 2 | 0.00011415 | 0.00011315 | 8.601e-05 | 0.00015697 | 3.944e-05 | 0.00014084 | 0.00013824 | 0.00013352 | 0.00013224 | 0.00015276 | 0.00017073 | 0.00011188 | 0.00013534 | 0.00015938 | 6.881e-06 | 3.5128e-05 | 5.7244e-05 | 0.00018814
999 | 42 | 2 | 0.00011416 | 0.00011465 | 8.616e-05 | 0.00015964 | 4.126e-05 | 0.00013834 | 0.00013841 | 0.00014411 | 0.00011658 | 0.00014615 | 0.00016993 | 0.00012826 | 0.00014024 | 0.00015325 | 4.3423e-06 | 2.9608e-05 | 5.3205e-05 | 0.00018814
1000 | 42 | 2 | 0.00011415 | 0.00012298 | 0.00010628 | 0.00015613 | 3.948e-05 | 0.00013756 | 0.00013847 | 0.00014411 | 0.00012614 | 0.00014218 | 0.00016615 | 0.00013349 | 0.0001204 | 0.00010884 | 3.265e-06 | 2.7029e-05 | 4.5518e-05 | 0.00018814
1001 | 42 | 2 | 0.00011416 | 0.00011373 | 8.807e-05 | 0.00016642 | 4.051e-05 | 0.00013698 | 0.00013963 | 0.00017379 | 0.00013157 | 0.00013349 | 0.00015219 | 0.00014132 | 0.00012357 | 0.00010754 | 3.051e-06 | 2.5486e-05 | 8.7134e-06 | 0.00018814
1002 | 42 | 2 | 0.00011415 | 0.00011796 | 8.917e-05 | 0.00016526 | 4.216e-05 | 0.00013942 | 0.00014278 | 0.00018014 | 0.0001389 | 0.00012771 | 0.00013893 | 0.00014092 | 0.00012827 | 0.00011726 | 3.0692e-06 | 2.554e-05 | 0 | 0.00018814
1003 | 42 | 2 | 0.00011416 | 0.00011729 | 8.568e-05 | 0.00011045 | 2.695e-05 | 0.0001462 | 0.00014614 | 0.00018014 | 0.00014035 | 0.00012659 | 0.00012979 | 0.00014313 | 0.00012461 | 0.00010786 | 4.3212e-06 | 2.263e-05 | 0 | 0.00018814
1004 | 42 | 2 | 0.00011415 | 0.00011964 | 9.917e-05 | 0.0001091 | 2.865e-05 | 0.00014174 | 0.00014389 | 0.00018651 | 0.00014252 | 0.00012586 | 0.00012092 | 0.00014537 | 0.00012299 | 0.00010247 | 5.643e-06 | 2.2016e-05 | 0 | 0.00018814
1005 | 42 | 2 | 0.00011416 | 0.00012324 | 9.884e-05 | 5.691e-05 | 1.441e-05 | 0.00013472 | 0.00013755 | 0.00018862 | 0.00014473 | 0.00012467 | 0.00011339 | 8.507e-05 | 8.663e-05 | 8.863e-05 | 4.6495e-06 | 2.3121e-05 | 0 | 0.00018814
1006 | 42 | 2 | 0.00011415 | 0.00011621 | 9.385e-05 | 6.139e-05 | 1.58e-05 | 0.00012924 | 0.00012864 | 0.0001865 | 9.814e-05 | 0.00011062 | 0.0001059 | 8.765e-05 | 8.778e-05 | 8.843e-05 | 3.926e-06 | 2.2867e-05 | 0 | 0.00018814
1007 | 42 | 2 | 0.00011416 | 0.00011962 | 9.473e-05 | 5.411e-05 | 1.446e-05 | 0.0001324 | 0.00011934 | 0.00018862 | 9.126e-05 | 9.861e-05 | 0.00010012 | 8.525e-05 | 7.596e-05 | 6.729e-05 | 4.2163e-06 | 2.5293e-05 | 0 | 0.00018814
1008 | 42 | 2 | 0.00011415 | 0.00011738 | 9.478e-05 | 5.53e-05 | 1.544e-05 | 0.00013131 | 0.00011161 | 0.00018862 | 8.681e-05 | 8.763e-05 | 9.09e-05 | 7.864e-05 | 6.827e-05 | 5.843e-05 | 2.2008e-06 | 1.9811e-05 | 0 | 0.00018814
1009 | 43 | 2 | 0.00011416 | 0.00011642 | 0.00011112 | 5.732e-05 | 7.186e-05 | 0.00012377 | 0.00010496 | 0.00018226 | 8.021e-05 | 7.819e-05 | 8.133e-05 | 5.429e-05 | 5.371e-05 | 5.328e-05 | 1.8685e-06 | 1.9928e-05 | 0 | 0.00018771
1010 | 43 | 2 | 0.00011415 | 0.00012098 | 9.511e-05 | 5.806e-05 | 7.07e-05 | 0.00011754 | 0.00010018 | 0.00016955 | 6.015e-05 | 6.715e-05 | 7.212e-05 | 1.868e-05 | 3.802e-05 | 5.658e-05 | 1.7704e-06 | 1.9058e-05 | 0 | 0.00018771
1011 | 43 | 2 | 0.00011416 | 0.0001134 | 0.00010465 | 5.216e-05 | 7.108e-05 | 0.00011384 | 9.763e-05 | 0.0001314 | 2.835e-05 | 5.396e-05 | 6.559e-05 | 1.306e-05 | 3.788e-05 | 6.175e-05 | 1.7617e-06 | 1.8279e-05 | 0 | 0.00018771
1012 | 43 | 2 | 0.00011415 | 0.00012314 | 0.00011345 | 6.115e-05 | 7.652e-05 | 0.00011091 | 9.663e-05 | 0.00012292 | 1.728e-05 | 4.501e-05 | 6.2e-05 | 1.301e-05 | 4.717e-05 | 8.023e-05 | 1.3193e-06 | 1.5249e-05 | 0 | 0.00018771
1013 | 43 | 2 | 0.00011416 | 0.00011728 | 9.32e-05 | 5.984e-05 | 6.508e-05 | 0.00011211 | 9.693e-05 | 0.00011444 | 1.413e-05 | 4.381e-05 | 6.448e-05 | 1.848e-05 | 5.641e-05 | 9.329e-05 | 1.0507e-06 | 1.3828e-05 | 0 | 0.00018771
1014 | 43 | 2 | 0.00011415 | 0.00011844 | 0.00010887 | 0.00011333 | 0.00013641 | 0.00011564 | 0.00010035 | 0.0001102 | 1.739e-05 | 4.841e-05 | 7.096e-05 | 4.653e-05 | 7.738e-05 | 0.00010775 | 1.034e-06 | 1.2224e-05 | 0 | 0.00018771
1015 | 43 | 2 | 0.00011416 | 0.00012071 | 0.0001081 | 0.00011023 | 0.00012726 | 0.00012545 | 0.0001114 | 0.00010597 | 3.998e-05 | 6.014e-05 | 8.083e-05 | 0.00012254 | 0.00011622 | 0.00011133 | 1.2335e-06 | 1.0547e-05 | 0 | 0.00018771
1016 | 43 | 2 | 0.00011415 | 0.0001153 | 0.00010899 | 0.00016667 | 0.00019143 | 0.00013244 | 0.00012961 | 0.00010385 | 0.00010374 | 8.338e-05 | 9.067e-05 | 0.0002224 | 0.00017814 | 0.00013761 | 1.9115e-06 | 9.0719e-06 | 0 | 0.00018771
1017 | 43 | 2 | 0.00011416 | 0.0001224 | 9.378e-05 | 0.00016138 | 0.00019138 | 0.00013657 | 0.0001401 | 0.00010173 | 0.00019455 | 0.00012349 | 0.00010462 | 0.00021208 | 0.00019268 | 0.00017646 | 2.4856e-06 | 7.3924e-06 | 5.5929e-05 | 0.00018771
1018 | 43 | 2 | 0.00011415 | 0.0001154 | 9.908e-05 | 0.00016495 | 0.00018931 | 0.00013959 | 0.00014456 | 8.478e-05 | 0.00020584 | 0.00015859 | 0.00012454 | 0.00016843 | 0.00017443 | 0.00018245 | 2.7216e-06 | 5.3222e-06 | 7.2507e-05 | 0.00018771
1019 | 43 | 2 | 0.00011416 | 0.00011712 | 0.00011256 | 0.00015773 | 0.00019036 | 0.00014076 | 0.0001449 | 7.418e-05 | 0.00017676 | 0.00017241 | 0.00014271 | 0.00016875 | 0.0001734 | 0.00018011 | 1.7443e-06 | 3.7165e-06 | 8.195e-05 | 0.00018771
1020 | 43 | 2 | 0.00011415 | 0.00011914 | 9.416e-05 | 0.00016229 | 0.00019877 | 0.00014087 | 0.00014478 | 7.206e-05 | 0.00017194 | 0.00017511 | 0.00015691 | 0.00017194 | 0.00017246 | 0.00017515 | 2.9442e-06 | 5.5603e-06 | 8.122e-05 | 0.00018771
1021 | 43 | 2 | 0.00011416 | 0.00012119 | 0.00011145 | 0.00016044 | 0.00020147 | 0.00013811 | 0.00014306 | 9.537e-05 | 0.00017209 | 0.00017437 | 0.00016661 | 0.00016215 | 0.00016355 | 0.00016694 | 2.3721e-06 | 6.3021e-06 | 0.00017831 | 0.00018771
1022 | 43 | 2 | 0.00011415 | 0.00011753 | 0.00011059 | 0.00016377 | 0.00020043 | 0.00013619 | 0.00014163 | 0.00016107 | 0.00016407 | 0.00017025 | 0.00017077 | 0.00017852 | 0.00016807 | 0.00016008 | 2.6868e-06 | 7.3179e-06 | 9.3336e-05 | 0.00018771
1023 | 43 | 2 | 0.00011416 | 0.00011631 | 0.00010987 | 0.00016471 | 0.0001997 | 0.00013389 | 0.00013933 | 0.00016531 | 0.00017554 | 0.00016828 | 0.00017009 | 0.00018338 | 0.00016614 | 0.00015154 | 2.4608e-06 | 1.0152e-05 | 5.1033e-05 | 0.00018771
1024 | 43 | 2 | 0.00011415 | 0.00011281 | 0.00010857 | 0.00016497 | 0.00018959 | 0.00013057 | 0.00013788 | 0.00016955 | 0.00018136 | 0.00016709 | 0.00016593 | 0.00019933 | 0.00015309 | 0.00011022 | 2.6306e-06 | 1.561e-05 | 4.7919e-05 | 0.00018771
1025 | 43 | 2 | 0.00011416 | 0.00012364 | 0.00010614 | 0.00015857 | 0.00019765 | 0.00012973 | 0.00013805 | 0.00017378 | 0.00019516 | 0.00016186 | 0.00015226 | 0.00021399 | 0.00015837 | 0.00010652 | 4.5511e-06 | 2.1518e-05 | 1.6332e-05 | 0.00018771
1026 | 43 | 2 | 0.00011415 | 0.00011579 | 0.00010403 | 0.00016358 | 0.00019713 | 0.00013162 | 0.0001409 | 0.00017166 | 0.00020955 | 0.00015917 | 0.00013876 | 0.00020624 | 0.00016011 | 0.00011747 | 7.446e-06 | 2.5519e-05 | 0 | 0.00018771
1027 | 43 | 2 | 0.00011416 | 0.00011282 | 9.796e-05 | 0.00010518 | 0.00013652 | 0.00014026 | 0.00014393 | 0.00016954 | 0.0002066 | 0.00015895 | 0.00012968 | 0.00016407 | 0.00013393 | 0.0001063 | 1.1027e-05 | 2.7214e-05 | 0 | 0.00018771
1028 | 43 | 2 | 0.00011415 | 0.00011983 | 0.00011352 | 0.00010574 | 0.00012744 | 0.00013639 | 0.00013984 | 0.00018862 | 0.0001736 | 0.00015005 | 0.00012048 | 0.00012878 | 0.00011422 | 0.00010132 | 1.7349e-05 | 3.2167e-05 | 0 | 0.00018771
1029 | 43 | 2 | 0.00011416 | 0.00012099 | 9.237e-05 | 5.963e-05 | 7.427e-05 | 0.00013109 | 0.00013338 | 0.00021405 | 0.00013965 | 0.00013466 | 0.00011277 | 8.516e-05 | 8.65e-05 | 8.85e-05 | 2.5942e-05 | 3.8255e-05 | 0 | 0.00018771
1030 | 43 | 2 | 0.00011415 | 0.00012081 | 0.00010356 | 6.202e-05 | 6.627e-05 | 0.00012551 | 0.00012481 | 0.00021193 | 9.807e-05 | 0.00011337 | 0.00010528 | 8.82e-05 | 8.813e-05 | 8.878e-05 | 3.6963e-05 | 4.5872e-05 | 0 | 0.00018771
1031 | 43 | 2 | 0.00011416 | 0.00012015 | 9.437e-05 | 5.269e-05 | 6.494e-05 | 0.00012803 | 0.00011688 | 0.00021193 | 9.129e-05 | 9.907e-05 | 9.969e-05 | 7.857e-05 | 7.263e-05 | 6.734e-05 | 4.7979e-05 | 5.6682e-05 | 0 | 0.00018771
1032 | 43 | 2 | 0.00011415 | 0.00011731 | 9.504e-05 | 5.234e-05 | 6.462e-05 | 0.00012939 | 0.00011084 | 0.00020981 | 8.135e-05 | 8.642e-05 | 9.059e-05 | 6.233e-05 | 6.02e-05 | 5.84e-05 | 5.2241e-05 | 7.6624e-05 | 0 | 0.00018771
1033 | 44 | 2 | 0.00011416 | 0.00012369 | 0.00010522 | 6.206e-05 | 7.588e-05 | 0.00012342 | 0.00010488 | 0.00021193 | 6.651e-05 | 7.407e-05 | 8.115e-05 | 5.43e-05 | 5.372e-05 | 5.33e-05 | 5.8191e-05 | 8.9495e-05 | 0 | 0.00018606
1034 | 44 | 2 | 0.00011415 | 0.00011291 | 0.0001162 | 6.35e-05 | 6.79e-05 | 0.00011632 | 0.00010008 | 0.00020345 | 5.74e-05 | 6.379e-05 | 7.205e-05 | 1.859e-05 | 3.783e-05 | 5.63e-05 | 6.8241e-05 | 0.00010099 | 0 | 0.00018606
1035 | 44 | 2 | 0.00011416 | 0.00012228 | 0.00011043 | 6.203e-05 | 7.478e-05 | 0.00011034 | 9.673e-05 | 0.00020345 | 2.733e-05 | 5.21e-05 | 6.552e-05 | 1.313e-05 | 3.808e-05 | 6.207e-05 | 7.7202e-05 | 0.0001062 | 0 | 0.00018606
1036 | 44 | 2 | 0.00011415 | 0.00011736 | 0.0001082 | 6.124e-05 | 6.972e-05 | 0.00010789 | 9.529e-05 | 0.00020982 | 1.699e-05 | 4.428e-05 | 6.203e-05 | 1.306e-05 | 4.735e-05 | 8.053e-05 | 8.321e-05 | 0.00010661 | 0 | 0.00018606
1037 | 44 | 2 | 0.00011416 | 0.00011452 | 0.00010534 | 5.739e-05 | 6.732e-05 | 0.00010562 | 9.515e-05 | 0.00024373 | 1.417e-05 | 4.363e-05 | 6.457e-05 | 1.84e-05 | 5.617e-05 | 9.288e-05 | 9.0778e-05 | 0.00011182 | 0 | 0.00018606
1038 | 44 | 2 | 0.00011415 | 0.00011452 | 0.00011472 | 0.00010816 | 0.00013617 | 0.00010632 | 9.609e-05 | 0.00024372 | 1.734e-05 | 4.832e-05 | 7.095e-05 | 4.623e-05 | 7.688e-05 | 0.00010705 | 9.1471e-05 | 0.00011378 | 0 | 0.00018606
1039 | 44 | 2 | 0.00011416 | 0.0001214 | 0.00011139 | 0.00010539 | 0.00013108 | 0.00010868 | 0.00010056 | 0.00023312 | 3.974e-05 | 5.993e-05 | 8.067e-05 | 0.00012301 | 0.00011667 | 0.00011176 | 9.2956e-05 | 0.00011437 | 0 | 0.00018606
1040 | 44 | 2 | 0.00011415 | 0.00012055 | 0.00011393 | 0.00016358 | 0.00019707 | 0.00011123 | 0.00010791 | 0.00027763 | 0.00010407 | 8.335e-05 | 9.061e-05 | 0.00022145 | 0.00017738 | 0.00013703 | 9.5482e-05 | 0.00010996 | 0 | 0.00018606
1041 | 44 | 2 | 0.00011416 | 0.00011342 | 0.00010832 | 0.00016421 | 0.00019278 | 0.00011692 | 0.0001149 | 0.00028399 | 0.00019386 | 0.00012326 | 0.00010443 | 0.00021062 | 0.00019136 | 0.00017525 | 0.00010487 | 0.00010673 | 6.4752e-05 | 0.00018606
1042 | 44 | 2 | 0.00011415 | 0.00011375 | 0.00010938 | 0.00016556 | 0.00019419 | 0.00012422 | 0.00012257 | 0.00029035 | 0.00020457 | 0.0001579 | 0.00012409 | 0.00016862 | 0.00017462 | 0.00018265 | 0.00012115 | 0.00011718 | 0.00043092 | 0.00018606
1043 | 44 | 2 | 0.00011416 | 0.00012283 | 9.909e-05 | 0.00016095 | 0.00019131 | 0.00012796 | 0.00012544 | 0.00025856 | 0.00017665 | 0.00017192 | 0.00014236 | 0.00016968 | 0.00017436 | 0.0001811 | 0.00013638 | 0.00013504 | 0.00053029 | 0.00018606
1044 | 44 | 2 | 0.00011415 | 0.00012283 | 9.925e-05 | 0.00016761 | 0.00020181 | 0.00013115 | 0.00012585 | 0.00026915 | 0.0001726 | 0.00017521 | 0.00015685 | 0.00017082 | 0.00017134 | 0.00017401 | 0.00010017 | 0.00016223 | 0.00062244 | 0.00018606
1045 | 44 | 2 | 0.00011416 | 0.00012354 | 0.00011704 | 0.00016367 | 0.00020138 | 0.00013069 | 0.00012491 | 0.00023524 | 0.00017133 | 0.0001742 | 0.00016634 | 0.00016189 | 0.00016329 | 0.00016667 | 0.00010727 | 0.00017728 | 0.00065084 | 0.00018606
1046 | 44 | 2 | 0.00011415 | 0.00012197 | 0.00010257 | 0.00015831 | 0.00019412 | 0.0001291 | 0.00012386 | 0.0002522 | 0.00016375 | 0.00016994 | 0.00017052 | 0.00017882 | 0.00016835 | 0.00016035 | 0.00012273 | 0.00018272 | 0.0005673 | 0.00018606
1047 | 44 | 2 | 0.00011416 | 0.00012019 | 0.00011481 | 0.00016437 | 0.00019396 | 0.00012509 | 0.00012331 | 0.00020769 | 0.0001757 | 0.00016815 | 0.00016998 | 0.00018595 | 0.00016846 | 0.00015366 | 0.00013923 | 0.00018607 | 0.00046088 | 0.00018606
1048 | 44 | 2 | 0.00011415 | 0.00011865 | 0.00011229 | 0.00015726 | 0.00019322 | 0.00012465 | 0.00012283 | 0.00023948 | 0.00018338 | 0.00016791 | 0.00016631 | 0.00019877 | 0.00015265 | 0.0001099 | 0.00015419 | 0.000188 | 0.00028248 | 0.00018606
1049 | 44 | 2 | 0.00011416 | 0.00012343 | 0.00010781 | 0.00015977 | 0.00020069 | 0.00012446 | 0.00012403 | 0.00026068 | 0.00019511 | 0.00016248 | 0.00015256 | 0.00021407 | 0.00015843 | 0.00010656 | 0.00018113 | 0.00018941 | 7.3474e-05 | 0.00018606
1050 | 44 | 2 | 0.00011415 | 0.00011443 | 0.00010045 | 0.00016452 | 0.00019445 | 0.00012698 | 0.00012913 | 0.00025855 | 0.00020967 | 0.0001595 | 0.00013908 | 0.0002071 | 0.00016077 | 0.00011796 | 0.00020078 | 0.00019009 | 0 | 0.00018606
1051 | 44 | 2 | 0.00011416 | 0.00011449 | 0.00011283 | 0.00010412 | 0.00012679 | 0.00013273 | 0.00013353 | 0.00025643 | 0.00020731 | 0.00015932 | 0.00013007 | 0.00016567 | 0.00013523 | 0.00010734 | 0.00020948 | 0.00019025 | 0 | 0.00018606
1052 | 44 | 2 | 0.00011415 | 0.00011961 | 0.00011954 | 0.00011444 | 0.00012728 | 0.00012989 | 0.00012969 | 0.00023736 | 0.00017497 | 0.00015079 | 0.00012102 | 0.0001292 | 0.00011459 | 0.00010165 | 0.00021139 | 0.00019028 | 0 | 0.00018606
1053 | 44 | 2 | 0.00011416 | 0.00011533 | 0.00010679 | 6.222e-05 | 7.67e-05 | 0.00012419 | 0.00012405 | 0.00024796 | 0.00014026 | 0.00013537 | 0.00011325 | 8.553e-05 | 8.688e-05 | 8.889e-05 | 0.00021171 | 0.00019025 | 0 | 0.00018606
1054 | 44 | 2 | 0.00011415 | 0.00011429 | 0.0001167 | 5.653e-05 | 6.693e-05 | 0.00011862 | 0.00011757 | 0.00023949 | 9.852e-05 | 0.00011393 | 0.00010577 | 8.785e-05 | 8.778e-05 | 8.843e-05 | 0.0002115 | 0.00019022 | 0 | 0.00018606
1055 | 44 | 2 | 0.00011416 | 0.00012294 | 9.833e-05 | 6.272e-05 | 7.485e-05 | 0.00012095 | 0.0001118 | 0.00023312 | 9.113e-05 | 9.927e-05 | 9.999e-05 | 7.868e-05 | 7.274e-05 | 6.744e-05 | 0.00021096 | 0.00019009 | 0 | 0.00018606
1056 | 44 | 2 | 0.00011415 | 0.00012252 | 0.00011388 | 5.929e-05 | 7.117e-05 | 0.00012193 | 0.00010579 | 0.00023949 | 8.141e-05 | 8.649e-05 | 9.081e-05 | 6.259e-05 | 6.046e-05 | 5.865e-05 | 0.00020756 | 0.00018703 | 0 | 0.00018606
1057 | 45 | 2 | 0.00011416 | 0.00011613 | 0.00013138 | 6.182e-05 | 7.013e-05 | 0.0001161 | 0.00010066 | 0.00024796 | 6.673e-05 | 7.419e-05 | 8.133e-05 | 5.401e-05 | 5.344e-05 | 5.302e-05 | 0.00020356 | 0.00018188 | 0 | 0.00018641
1058 | 45 | 2 | 0.00011415 | 0.00011025 | 0.00013487 | 6.22e-05 | 7.491e-05 | 0.00011143 | 9.579e-05 | 0.00024161 | 5.721e-05 | 6.378e-05 | 7.211e-05 | 1.842e-05 | 3.748e-05 | 5.578e-05 | 0.00019945 | 0.00018009 | 0 | 0.00018641
1059 | 45 | 2 | 0.00011416 | 0.00011088 | 0.00012942 | 5.219e-05 | 6.588e-05 | 0.00010666 | 9.314e-05 | 0.00024372 | 2.717e-05 | 5.194e-05 | 6.541e-05 | 1.297e-05 | 3.761e-05 | 6.131e-05 | 0.00019368 | 0.00017726 | 0 | 0.00018641
1060 | 45 | 2 | 0.00011415 | 0.00011937 | 0.00012347 | 5.355e-05 | 7.337e-05 | 0.00010279 | 9.19e-05 | 0.0002522 | 1.683e-05 | 4.396e-05 | 6.174e-05 | 1.312e-05 | 4.758e-05 | 8.093e-05 | 0.00018904 | 0.00016994 | 0 | 0.00018641
1061 | 45 | 2 | 0.00011416 | 0.00011493 | 0.00013181 | 5.426e-05 | 6.905e-05 | 0.00010082 | 9.164e-05 | 0.00025008 | 1.418e-05 | 4.348e-05 | 6.439e-05 | 1.861e-05 | 5.683e-05 | 9.397e-05 | 0.00018581 | 0.00015492 | 0 | 0.00018641
1062 | 45 | 2 | 0.00011415 | 0.0001113 | 0.00011412 | 0.00010964 | 0.00013152 | 0.00010142 | 9.216e-05 | 0.00025643 | 1.75e-05 | 4.851e-05 | 7.103e-05 | 4.614e-05 | 7.673e-05 | 0.00010684 | 0.00018046 | 0.00014119 | 0 | 0.00018641
1063 | 45 | 2 | 0.00011416 | 0.00011875 | 0.00012083 | 0.00010495 | 0.00013063 | 0.00010298 | 9.44e-05 | 0.00026068 | 3.97e-05 | 6.008e-05 | 8.073e-05 | 0.00012402 | 0.00011763 | 0.00011268 | 0.00017356 | 0.00013032 | 0 | 0.00018641
1064 | 45 | 2 | 0.00011415 | 0.00011923 | 0.00012746 | 0.00016541 | 0.00019653 | 0.0001048 | 9.873e-05 | 0.00023737 | 0.00010485 | 8.377e-05 | 9.091e-05 | 0.00022201 | 0.00017783 | 0.00013737 | 0.00016386 | 0.00011601 | 0 | 0.00018641
1065 | 45 | 2 | 0.00011416 | 0.00011895 | 0.00012055 | 0.00016338 | 0.00019245 | 0.00010844 | 0.00010456 | 0.00023524 | 0.00019445 | 0.00012376 | 0.00010481 | 0.00021096 | 0.00019167 | 0.00017554 | 0.00015781 | 0.00010731 | 8.1933e-05 | 0.00018641
1066 | 45 | 2 | 0.00011415 | 0.00011676 | 0.00011552 | 0.00015925 | 0.00019357 | 0.00011431 | 0.00011214 | 0.00021405 | 0.00020498 | 0.00015835 | 0.0001245 | 0.00016929 | 0.00017532 | 0.00018338 | 0.00014439 | 0.0001046 | 0.00019964 | 0.00018641
1067 | 45 | 2 | 0.00011416 | 0.00012158 | 0.0001333 | 0.00015943 | 0.00019423 | 0.00011918 | 0.00011747 | 0.00019498 | 0.00017727 | 0.00017243 | 0.00014284 | 0.00016692 | 0.00017152 | 0.00017815 | 0.00012487 | 0.00010011 | 8.7397e-05 | 0.00018641
1068 | 45 | 2 | 0.00011415 | 0.00011572 | 0.00013382 | 0.0001604 | 0.00019288 | 0.00012467 | 0.00012062 | 0.00018438 | 0.00017058 | 0.00017454 | 0.0001566 | 0.00017165 | 0.00017217 | 0.00017485 | 9.8013e-05 | 0.00010571 | 0.00013045 | 0.00018641
1069 | 45 | 2 | 0.00011416 | 0.0001143 | 0.00012545 | 0.0001671 | 0.0001976 | 0.00012605 | 0.00012304 | 0.00020133 | 0.00017161 | 0.00017374 | 0.0001662 | 0.00016311 | 0.00016452 | 0.00016793 | 6.9085e-05 | 9.5415e-05 | 0.00015798 | 0.00018641
1070 | 45 | 2 | 0.00011415 | 0.00011894 | 0.00012043 | 0.00015787 | 0.00019096 | 0.00012417 | 0.00012285 | 0.00018438 | 0.00016471 | 0.00017019 | 0.00017061 | 0.00017811 | 0.00016768 | 0.00015971 | 5.284e-05 | 8.2226e-05 | 5.8151e-05 | 0.00018641
1071 | 45 | 2 | 0.00011416 | 0.00012048 | 0.0001271 | 0.00016361 | 0.00018818 | 0.00012094 | 0.00012145 | 0.00019498 | 0.00017531 | 0.00016827 | 0.00016991 | 0.00018408 | 0.00016677 | 0.00015211 | 5.9659e-05 | 6.8779e-05 | 9.4099e-05 | 0.00018641
1072 | 45 | 2 | 0.00011415 | 0.00011779 | 0.00013303 | 0.00016085 | 0.00018878 | 0.00011941 | 0.00012023 | 0.00022253 | 0.00018189 | 0.0001673 | 0.00016591 | 0.00019651 | 0.00015092 | 0.00010866 | 6.3215e-05 | 6.4219e-05 | 0.00019145 | 0.00018641
1073 | 45 | 2 | 0.00011416 | 0.0001116 | 0.00012464 | 0.00016615 | 0.00019172 | 0.00011816 | 0.0001213 | 0.00024372 | 0.00019306 | 0.00016127 | 0.00015199 | 0.00021415 | 0.00015848 | 0.0001066 | 5.0094e-05 | 8.0691e-05 | 9.2004e-05 | 0.00018641
1074 | 45 | 2 | 0.00011415 | 0.00011926 | 0.00012882 | 0.00016466 | 0.00020114 | 0.0001213 | 0.00012806 | 0.0002416 | 0.00020928 | 0.00015862 | 0.00013855 | 0.00020885 | 0.00016213 | 0.00011895 | 6.1141e-05 | 0.00010136 | 0 | 0.00018641
1075 | 45 | 2 | 0.00011416 | 0.00011887 | 0.00011807 | 0.0001069 | 0.00013152 | 0.00012951 | 0.00013251 | 0.00025644 | 0.00020853 | 0.00015936 | 0.00012981 | 0.00016541 | 0.00013502 | 0.00010716 | 0.00010121 | 0.00010935 | 0 | 0.00018641
1076 | 45 | 2 | 0.00011415 | 0.00012077 | 0.00012449 | 0.00011222 | 0.00013547 | 0.00012991 | 0.0001301 | 0.00026704 | 0.00017498 | 0.00015097 | 0.00012082 | 0.00012871 | 0.00011416 | 0.00010127 | 0.00013571 | 0.00011786 | 0 | 0.00018641
1077 | 45 | 2 | 0.00011416 | 0.00011342 | 0.00012751 | 6.126e-05 | 6.527e-05 | 0.0001256 | 0.00012598 | 0.00027127 | 0.00013993 | 0.00013533 | 0.00011308 | 8.434e-05 | 8.567e-05 | 8.765e-05 | 0.00015663 | 0.00012666 | 0 | 0.00018641
1078 | 45 | 2 | 0.00011415 | 0.00011779 | 0.00012809 | 6.229e-05 | 6.274e-05 | 0.00012057 | 0.00011954 | 0.00029247 | 9.754e-05 | 0.0001134 | 0.00010542 | 8.851e-05 | 8.843e-05 | 8.909e-05 | 0.00015968 | 0.00013224 | 0 | 0.00018641
1079 | 45 | 2 | 0.00011416 | 0.00011608 | 0.00012538 | 5.912e-05 | 6.985e-05 | 0.0001217 | 0.00011345 | 0.00029458 | 9.143e-05 | 9.905e-05 | 9.985e-05 | 7.775e-05 | 7.187e-05 | 6.664e-05 | 0.00015092 | 0.00014157 | 0 | 0.00018641
1080 | 45 | 2 | 0.00011415 | 0.00011897 | 0.0001328 | 6.132e-05 | 6.866e-05 | 0.00012186 | 0.00010576 | 0.00028822 | 8.071e-05 | 8.614e-05 | 9.051e-05 | 6.334e-05 | 6.118e-05 | 5.935e-05 | 0.00015075 | 0.00014072 | 0 | 0.00018641
1081 | 46 | 2 | 0.00011416 | 0.00010993 | 0.00011695 | 5.238e-05 | 7.152e-05 | 0.0001164 | 0.00010003 | 0.00028822 | 6.718e-05 | 7.417e-05 | 8.122e-05 | 5.449e-05 | 5.391e-05 | 5.349e-05 | 0.0001331 | 0.0001398 | 0 | 0.00018554
1082 | 46 | 2 | 0.00011415 | 0.00011128 | 9.674e-05 | 5.578e-05 | 6.762e-05 | 0.00011131 | 9.588e-05 | 0.00028611 | 5.766e-05 | 6.404e-05 | 7.215e-05 | 1.854e-05 | 3.774e-05 | 5.616e-05 | 0.00011853 | 0.00013937 | 0 | 0.00018554
1083 | 46 | 2 | 0.00011416 | 0.00011658 | 9.678e-05 | 5.365e-05 | 7.55e-05 | 0.0001074 | 9.443e-05 | 0.00028823 | 2.736e-05 | 5.226e-05 | 6.559e-05 | 1.314e-05 | 3.812e-05 | 6.214e-05 | 0.00011631 | 0.00013664 | 0 | 0.00018554
1084 | 46 | 2 | 0.00011415 | 0.00011519 | 0.00011694 | 5.919e-05 | 7.194e-05 | 0.00010537 | 9.408e-05 | 0.00027763 | 1.702e-05 | 4.436e-05 | 6.211e-05 | 1.298e-05 | 4.707e-05 | 8.006e-05 | 0.00012151 | 0.00014171 | 0 | 0.00018554
1085 | 46 | 2 | 0.00011416 | 0.00011562 | 0.00010733 | 5.261e-05 | 6.926e-05 | 0.00010631 | 9.518e-05 | 0.00027127 | 1.412e-05 | 4.356e-05 | 6.456e-05 | 1.871e-05 | 5.712e-05 | 9.446e-05 | 0.00012093 | 0.00015264 | 0 | 0.00018554
1086 | 46 | 2 | 0.00011415 | 0.00010922 | 0.00010228 | 0.00010613 | 0.00013488 | 0.0001119 | 9.964e-05 | 0.00026915 | 1.757e-05 | 4.859e-05 | 7.126e-05 | 4.58e-05 | 7.617e-05 | 0.00010607 | 0.00012147 | 0.00016318 | 0 | 0.00018554
1087 | 46 | 2 | 0.00011416 | 0.00011106 | 0.0001019 | 0.00010482 | 0.00012859 | 0.00012689 | 0.0001126 | 0.00026703 | 3.945e-05 | 5.994e-05 | 8.072e-05 | 0.00012276 | 0.00011643 | 0.00011153 | 0.00012247 | 0.0001723 | 0 | 0.00018554
1088 | 46 | 2 | 0.00011415 | 0.00011641 | 0.00010664 | 0.0001661 | 0.00019498 | 0.00013776 | 0.00013103 | 0.00026916 | 0.00010382 | 8.319e-05 | 9.059e-05 | 0.00022127 | 0.00017723 | 0.00013691 | 0.00012029 | 0.00017791 | 0 | 0.00018554
1089 | 46 | 2 | 0.00011416 | 0.00010836 | 0.00011092 | 0.00016316 | 0.0001975 | 0.00013944 | 0.00014025 | 0.00026492 | 0.00019367 | 0.00012306 | 0.00010436 | 0.00021432 | 0.00019472 | 0.00017833 | 0.00013059 | 0.00017897 | 0.00023969 | 0.00018554
1090 | 46 | 2 | 0.00011415 | 0.00011113 | 0.00011372 | 0.0001648 | 0.00019394 | 0.00014205 | 0.0001432 | 0.00023949 | 0.00020742 | 0.00015899 | 0.00012471 | 0.00016946 | 0.0001755 | 0.00018357 | 0.00013576 | 0.00017794 | 0.0004063 | 0.00018554
1091 | 46 | 2 | 0.00011416 | 0.00011634 | 0.00011726 | 0.00016473 | 0.0001964 | 0.00014286 | 0.00014195 | 0.00026068 | 0.00017785 | 0.00017328 | 0.00014311 | 0.0001694 | 0.00017408 | 0.00018081 | 0.00011867 | 0.00017847 | 0.00054619 | 0.00018554
1092 | 46 | 2 | 0.00011415 | 0.0001091 | 0.00010539 | 0.00016483 | 0.00019331 | 0.00014301 | 0.00014043 | 0.00025855 | 0.0001727 | 0.00017601 | 0.0001575 | 0.0001707 | 0.00017122 | 0.00017388 | 8.4077e-05 | 0.00017665 | 0.00063656 | 0.00018554
1093 | 46 | 2 | 0.00011416 | 0.00011738 | 0.00011441 | 0.00015638 | 0.00019419 | 0.00013935 | 0.00013761 | 0.0002628 | 0.00017131 | 0.00017449 | 0.00016688 | 0.00016365 | 0.00016506 | 0.00016848 | 6.5461e-05 | 0.00017288 | 0.00065416 | 0.00018554
1094 | 46 | 2 | 0.00011415 | 0.00010867 | 0.0001033 | 0.0001561 | 0.00018677 | 0.00013938 | 0.00013794 | 0.0002628 | 0.00016511 | 0.00017065 | 0.00017133 | 0.00017859 | 0.00016814 | 0.00016014 | 5.4747e-05 | 0.00016549 | 0.00058218 | 0.00018554
1095 | 46 | 2 | 0.00011416 | 0.00011251 | 9.91e-05 | 0.00016314 | 0.00019351 | 0.00013699 | 0.00013801 | 0.0002734 | 0.00017577 | 0.00016867 | 0.00017053 | 0.00018416 | 0.00016684 | 0.00015218 | 4.9282e-05 | 0.00015347 | 0.00047685 | 0.00018554
1096 | 46 | 2 | 0.00011415 | 0.00010814 | 0.00010933 | 0.00015874 | 0.00018665 | 0.00013476 | 0.00013829 | 0.00028187 | 0.00018203 | 0.00016758 | 0.00016637 | 0.00020045 | 0.00015394 | 0.00011083 | 5.3397e-05 | 0.00014144 | 0.00029415 | 0.00018554
1097 | 46 | 2 | 0.00011416 | 0.00011668 | 9.635e-05 | 0.00015685 | 0.00019197 | 0.00013426 | 0.00013995 | 0.00029671 | 0.00019618 | 0.00016251 | 0.00015273 | 0.0002155 | 0.00015948 | 0.00010727 | 5.8712e-05 | 0.00013022 | 8.6294e-05 | 0.00018554
1098 | 46 | 2 | 0.00011415 | 0.00011549 | 0.00011357 | 0.00015846 | 0.000192 | 0.0001381 | 0.00014296 | 0.00030306 | 0.00021093 | 0.00016003 | 0.00013932 | 0.00020482 | 0.000159 | 0.00011666 | 7.5064e-05 | 0.00012291 | 0 | 0.00018554
1099 | 46 | 2 | 0.00011416 | 0.00011619 | 9.597e-05 | 0.00011501 | 0.0001346 | 0.00014667 | 0.00014654 | 0.0003073 | 0.00020579 | 0.00015916 | 0.00012995 | 0.00016419 | 0.00013402 | 0.00010638 | 0.00010544 | 0.00012312 | 0 | 0.00018554
1100 | 46 | 2 | 0.00011415 | 0.00011371 | 0.00011178 | 0.00011095 | 0.00013177 | 0.00014366 | 0.00014436 | 0.00030518 | 0.00017358 | 0.00015002 | 0.00012068 | 0.00012801 | 0.00011354 | 0.00010072 | 0.00013001 | 0.00012853 | 0 | 0.00018554
1101 | 46 | 2 | 0.00011416 | 0.00011537 | 0.00010977 | 6.305e-05 | 7.544e-05 | 0.00013741 | 0.00013741 | 0.0003073 | 0.00013903 | 0.00013436 | 0.00011275 | 8.491e-05 | 8.626e-05 | 8.825e-05 | 0.00013788 | 0.00013092 | 0 | 0.00018554
1102 | 46 | 2 | 0.00011415 | 0.00011337 | 0.00011755 | 5.607e-05 | 6.464e-05 | 0.00013002 | 0.00012913 | 0.0003073 | 9.774e-05 | 0.00011303 | 0.00010513 | 8.814e-05 | 8.806e-05 | 8.871e-05 | 0.0001316 | 0.00012736 | 0 | 0.00018554
1103 | 46 | 2 | 0.00011416 | 0.00011313 | 0.00010804 | 5.605e-05 | 7.45e-05 | 0.00013227 | 0.00011948 | 0.0003073 | 9.117e-05 | 9.883e-05 | 9.949e-05 | 7.798e-05 | 7.208e-05 | 6.684e-05 | 0.000115 | 0.00012068 | 0 | 0.00018554
1104 | 46 | 2 | 0.00011415 | 0.00011508 | 0.00010528 | 6.056e-05 | 7.381e-05 | 0.00013151 | 0.00011146 | 0.00030942 | 8.085e-05 | 8.609e-05 | 9.031e-05 | 6.324e-05 | 6.108e-05 | 5.925e-05 | 7.9283e-05 | 0.00010326 | 0 | 0.00018554
1105 | 47 | 2 | 0.00011416 | 0.00011554 | 0.00010838 | 6.102e-05 | 7.185e-05 | 0.00012486 | 0.00010472 | 0.0003179 | 6.713e-05 | 7.415e-05 | 8.109e-05 | 5.459e-05 | 5.401e-05 | 5.358e-05 | 5.3021e-05 | 8.3874e-05 | 0 | 0.00018415
1106 | 47 | 2 | 0.00011415 | 0.00012176 | 9.787e-05 | 5.213e-05 | 6.46e-05 | 0.00011941 | 0.00010039 | 0.00033485 | 5.773e-05 | 6.406e-05 | 7.212e-05 | 1.867e-05 | 3.8e-05 | 5.656e-05 | 4.3382e-05 | 8.2793e-05 | 0 | 0.00018415
1107 | 47 | 2 | 0.00011416 | 0.00012448 | 0.00010572 | 5.804e-05 | 6.556e-05 | 0.00011603 | 9.897e-05 | 0.00033909 | 2.747e-05 | 5.238e-05 | 6.567e-05 | 1.307e-05 | 3.792e-05 | 6.18e-05 | 3.823e-05 | 8.6373e-05 | 0 | 0.00018415
1108 | 47 | 2 | 0.00011415 | 0.00011563 | 8.796e-05 | 5.661e-05 | 7.245e-05 | 0.00011328 | 9.798e-05 | 0.00034545 | 1.699e-05 | 4.438e-05 | 6.213e-05 | 1.308e-05 | 4.742e-05 | 8.066e-05 | 3.8205e-05 | 8.8225e-05 | 0 | 0.00018415
1109 | 47 | 2 | 0.00011416 | 0.00011392 | 9.898e-05 | 5.467e-05 | 7.179e-05 | 0.00011395 | 9.886e-05 | 0.00035392 | 1.419e-05 | 4.368e-05 | 6.471e-05 | 1.869e-05 | 5.707e-05 | 9.437e-05 | 4.0344e-05 | 8.6303e-05 | 0 | 0.00018415
1110 | 47 | 2 | 0.00011415 | 0.00011382 | 0.00010035 | 0.00011061 | 0.00013594 | 0.00011893 | 0.00010299 | 0.00034968 | 1.757e-05 | 4.867e-05 | 7.137e-05 | 4.616e-05 | 7.677e-05 | 0.0001069 | 4.4023e-05 | 8.671e-05 | 0 | 0.00018415
1111 | 47 | 2 | 0.00011416 | 0.00011462 | 0.00010383 | 0.000113 | 0.00012589 | 0.000132 | 0.00011511 | 0.00035392 | 3.973e-05 | 6.019e-05 | 8.099e-05 | 0.00012416 | 0.00011776 | 0.0001128 | 4.7609e-05 | 8.9184e-05 | 0 | 0.00018415
1112 | 47 | 2 | 0.00011415 | 0.00012347 | 0.00010591 | 0.00016314 | 0.00019677 | 0.00014321 | 0.00013344 | 0.00034121 | 0.00010497 | 8.388e-05 | 9.111e-05 | 0.00022127 | 0.00017723 | 0.00013691 | 4.8838e-05 | 8.8503e-05 | 0 | 0.00018415
1113 | 47 | 2 | 0.00011416 | 0.00012353 | 9.047e-05 | 0.00016456 | 0.00019516 | 0.00014271 | 0.00014183 | 0.00032214 | 0.0001939 | 0.00012362 | 0.00010484 | 0.00021178 | 0.00019242 | 0.00017622 | 4.6439e-05 | 7.5093e-05 | 0.00020494 | 0.00018415
1114 | 47 | 2 | 0.00011415 | 0.00011551 | 9.064e-05 | 0.00016138 | 0.00020116 | 0.00014249 | 0.00014401 | 0.00031578 | 0.00020551 | 0.00015846 | 0.00012464 | 0.00016657 | 0.0001725 | 0.00018043 | 4.0341e-05 | 6.4038e-05 | 0.00039302 | 0.00018415
1115 | 47 | 2 | 0.00011416 | 0.0001192 | 9.241e-05 | 0.00016635 | 0.00019264 | 0.00014185 | 0.00014197 | 0.0003073 | 0.00017524 | 0.00017157 | 0.00014229 | 0.00016863 | 0.00017328 | 0.00017998 | 2.7228e-05 | 6.0859e-05 | 0.00053936 | 0.00018415
1116 | 47 | 2 | 0.00011415 | 0.00011795 | 9.05e-05 | 0.00016088 | 0.00019972 | 0.00014167 | 0.00013924 | 0.00028398 | 0.00017153 | 0.00017435 | 0.00015646 | 0.00017024 | 0.00017076 | 0.00017342 | 1.3466e-05 | 5.8332e-05 | 0.00062464 | 0.00018415
1117 | 47 | 2 | 0.00011416 | 0.00011386 | 0.00010003 | 0.00015923 | 0.00019843 | 0.00013764 | 0.00013518 | 0.00028399 | 0.00017064 | 0.00017332 | 0.00016577 | 0.00016284 | 0.00016425 | 0.00016765 | 1.4759e-05 | 6.1232e-05 | 0.00064817 | 0.00018415
1118 | 47 | 2 | 0.00011415 | 0.0001178 | 0.00010836 | 0.00016095 | 0.00019692 | 0.00013686 | 0.0001352 | 0.00027975 | 0.00016432 | 0.00016975 | 0.00017018 | 0.00018032 | 0.00016977 | 0.0001617 | 1.8779e-05 | 6.2284e-05 | 0 | 0.00018415
1119 | 47 | 2 | 0.00011416 | 0.00012129 | 0.00010293 | 0.00015695 | 0.00019333 | 0.00013483 | 0.00013506 | 0.0002861 | 0.00017696 | 0.00016872 | 0.00016999 | 0.00018468 | 0.00016731 | 0.00015261 | 1.9481e-05 | 6.0515e-05 | 0.00046295 | 0.00018415
1120 | 47 | 2 | 0.00011415 | 0.00012052 | 9.664e-05 | 0.00016492 | 0.00020131 | 0.00013454 | 0.00013595 | 0.00029458 | 0.00018265 | 0.00016805 | 0.00016621 | 0.00019872 | 0.00015262 | 0.00010988 | 2.0721e-05 | 6.0163e-05 | 0 | 0.00018415
1121 | 47 | 2 | 0.00011416 | 0.00011548 | 0.00010451 | 0.00016748 | 0.0001887 | 0.00013247 | 0.00013905 | 0.00030306 | 0.00019498 | 0.00016241 | 0.00015255 | 0.00021402 | 0.00015839 | 0.00010654 | 2.246e-05 | 6.2776e-05 | 0.00011138 | 0.00018415
1122 | 47 | 2 | 0.00011415 | 0.00011647 | 9.388e-05 | 0.00016657 | 0.00019226 | 0.00013679 | 0.00014295 | 0.0003073 | 0.00020959 | 0.00015939 | 0.00013911 | 0.00020796 | 0.00016144 | 0.00011845 | 2.8982e-05 | 6.3594e-05 | 0 | 0.00018415
1123 | 47 | 2 | 0.00011416 | 0.00012332 | 9.278e-05 | 0.00011338 | 0.00013063 | 0.00014811 | 0.00014734 | 0.0003073 | 0.00020794 | 0.00015951 | 0.00013019 | 0.00016657 | 0.00013596 | 0.00010792 | 3.3845e-05 | 5.8182e-05 | 0 | 0.00018415
1124 | 47 | 2 | 0.00011415 | 0.00011646 | 9.059e-05 | 0.00010838 | 0.00013066 | 0.00014665 | 0.00014544 | 0.00030942 | 0.0001758 | 0.00015124 | 0.00012122 | 0.00013049 | 0.00011574 | 0.00010267 | 3.5068e-05 | 5.1127e-05 | 0 | 0.00018415
1125 | 47 | 2 | 0.00011416 | 0.00011525 | 9.817e-05 | 5.678e-05 | 7.457e-05 | 0.00014034 | 0.00013959 | 0.00031578 | 0.00014145 | 0.00013613 | 0.00011367 | 8.557e-05 | 8.692e-05 | 8.893e-05 | 3.718e-05 | 4.7186e-05 | 0 | 0.00018415
1126 | 47 | 2 | 0.00011415 | 0.0001134 | 0.00010395 | 5.283e-05 | 7.156e-05 | 0.00013375 | 0.00013139 | 0.0003179 | 9.881e-05 | 0.00011451 | 0.00010616 | 8.827e-05 | 8.82e-05 | 8.885e-05 | 4.0244e-05 | 4.8808e-05 | 0 | 0.00018415
1127 | 47 | 2 | 0.00011416 | 0.00012079 | 9.499e-05 | 5.722e-05 | 6.968e-05 | 0.00013502 | 0.00012172 | 0.00032002 | 9.154e-05 | 9.973e-05 | 0.00010043 | 7.785e-05 | 7.197e-05 | 6.673e-05 | 4.3882e-05 | 5.4076e-05 | 0 | 0.00018415
1128 | 47 | 2 | 0.00011415 | 0.00012027 | 0.00010034 | 5.329e-05 | 7.307e-05 | 0.00013437 | 0.00011337 | 0.00032426 | 8.086e-05 | 8.648e-05 | 9.102e-05 | 6.251e-05 | 6.038e-05 | 5.858e-05 | 4.1923e-05 | 4.4523e-05 | 0 | 0.00018415
1129 | 48 | 2 | 0.00011416 | 0.00011969 | 0.00012386 | 5.227e-05 | 4.281e-05 | 0.00012851 | 0.00010634 | 0.0003285 | 6.656e-05 | 7.403e-05 | 8.143e-05 | 6.802e-05 | 6.056e-05 | 5.341e-05 | 4.9232e-05 | 4.192e-05 | 0 | 0.00018172
1130 | 48 | 2 | 0.00011415 | 0.00011914 | 0.00013356 | 5.537e-05 | 4.102e-05 | 0.00012286 | 0.00010211 | 0.00032849 | 6.809e-05 | 6.622e-05 | 7.22e-05 | 3.495e-05 | 4.586e-05 | 5.62e-05 | 5.2269e-05 | 4.228e-05 | 0 | 0.00018172
1131 | 48 | 2 | 0.00011416 | 0.00011206 | 0.00011745 | 5.869e-05 | 4.483e-05 | 0.00011913 | 0.0001004 | 0.00033061 | 4.215e-05 | 5.724e-05 | 6.554e-05 | 2.156e-05 | 4.186e-05 | 6.124e-05 | 4.9155e-05 | 4.6581e-05 | 0 | 0.00018172
1132 | 48 | 2 | 0.00011415 | 0.00011482 | 0.00013842 | 5.938e-05 | 3.889e-05 | 0.00011563 | 9.991e-05 | 0.00033273 | 2.671e-05 | 4.958e-05 | 6.183e-05 | 2.105e-05 | 5.109e-05 | 8.003e-05 | 4.0382e-05 | 4.5038e-05 | 0 | 0.00018172
1133 | 48 | 2 | 0.00011416 | 0.00011293 | 0.00012585 | 5.419e-05 | 3.882e-05 | 0.0001157 | 0.00010065 | 0.00033273 | 2.276e-05 | 4.83e-05 | 6.428e-05 | 2.296e-05 | 5.87e-05 | 9.329e-05 | 3.9962e-05 | 5.0341e-05 | 0 | 0.00018172
1134 | 48 | 2 | 0.00011415 | 0.00012222 | 0.00013267 | 0.00010423 | 8.373e-05 | 0.00012076 | 0.00010438 | 0.00033485 | 2.285e-05 | 5.204e-05 | 7.077e-05 | 2.916e-05 | 6.817e-05 | 0.0001061 | 4.3369e-05 | 6.246e-05 | 0 | 0.00018172
1135 | 48 | 2 | 0.00011416 | 0.00011782 | 0.00013144 | 0.000107 | 8.303e-05 | 0.00013414 | 0.00011631 | 0.00033273 | 2.767e-05 | 5.895e-05 | 8.031e-05 | 4.612e-05 | 7.974e-05 | 0.00011263 | 4.031e-05 | 8.1077e-05 | 0 | 0.00018172
1136 | 48 | 2 | 0.00011415 | 0.00011556 | 0.00012607 | 0.0001563 | 0.00011907 | 0.00014509 | 0.00013442 | 0.00032849 | 4.192e-05 | 6.816e-05 | 9.05e-05 | 6.865e-05 | 0.00010324 | 0.00013746 | 3.2546e-05 | 9.7538e-05 | 0 | 0.00018172
1137 | 48 | 2 | 0.00011416 | 0.00011121 | 0.0001203 | 0.00015905 | 0.00011517 | 0.0001452 | 0.00014364 | 0.00031366 | 6.238e-05 | 8.308e-05 | 0.00010448 | 9.976e-05 | 0.00013792 | 0.00017622 | 2.4815e-05 | 0.00012307 | 2.7065e-06 | 0.00018172
1138 | 48 | 2 | 0.00011415 | 0.00011068 | 0.00012196 | 0.00016303 | 0.00012132 | 0.00014506 | 0.00014619 | 0.00030306 | 9.1e-05 | 0.0001066 | 0.00012441 | 0.00012833 | 0.00015424 | 0.00018097 | 2.8966e-05 | 0.00014613 | 3.1282e-05 | 0.00018172
1139 | 48 | 2 | 0.00011416 | 0.00011507 | 0.00013291 | 0.00016561 | 0.00011711 | 0.00014558 | 0.00014387 | 0.0002861 | 0.00011942 | 0.00012967 | 0.0001423 | 0.00013794 | 0.00015848 | 0.00018008 | 5.2136e-05 | 0.00013861 | 7.7835e-05 | 0.00018172
1140 | 48 | 2 | 0.00011415 | 0.00011459 | 0.00011942 | 0.00016598 | 0.00011971 | 0.00014535 | 0.00014102 | 0.00027763 | 0.00013321 | 0.00014549 | 0.00015658 | 0.00013909 | 0.00015617 | 0.0001744 | 6.3921e-05 | 0.00010493 | 0.00025623 | 0.00018172
1141 | 48 | 2 | 0.00011416 | 0.00011843 | 0.00011895 | 0.00016549 | 0.00011945 | 0.00014166 | 0.00013785 | 0.00027551 | 0.00013759 | 0.00015275 | 0.00016613 | 0.00012943 | 0.00014722 | 0.00016598 | 4.9628e-05 | 0.00011204 | 0.00010924 | 0.00018172
1142 | 48 | 2 | 0.00011415 | 0.00011599 | 0.00012812 | 0.00015761 | 0.00011982 | 0.00014194 | 0.00013734 | 0.00027551 | 0.00013128 | 0.00015216 | 0.00017014 | 0.00011297 | 0.00013666 | 0.00016093 | 5.7784e-05 | 0.00012471 | 6.4218e-05 | 0.00018172
1143 | 48 | 2 | 0.00011416 | 0.00011584 | 0.00013986 | 0.00016678 | 0.00011425 | 0.00013924 | 0.00013666 | 0.00027551 | 0.00011724 | 0.00014614 | 0.00016975 | 0.0001279 | 0.00013984 | 0.00015282 | 6.9164e-05 | 0.0001342 | 0.00037322 | 0.00018172
1144 | 48 | 2 | 0.00011415 | 0.00011818 | 0.00013191 | 0.00016368 | 0.00011909 | 0.00013912 | 0.00013778 | 0.00028399 | 0.00012596 | 0.0001422 | 0.00016598 | 0.00013338 | 0.00012029 | 0.00010874 | 6.9866e-05 | 0.00015105 | 0.00025584 | 0.00018172
1145 | 48 | 2 | 0.00011416 | 0.00011923 | 0.00011899 | 0.00016364 | 0.00011691 | 0.0001377 | 0.00014131 | 0.0002861 | 0.00013145 | 0.00013347 | 0.00015207 | 0.00014172 | 0.00012392 | 0.00010784 | 0.00010056 | 0.00015216 | 9.6034e-05 | 0.00018172
1146 | 48 | 2 | 0.00011415 | 0.00011899 | 0.00013144 | 0.00016192 | 0.00011815 | 0.00014078 | 0.00014503 | 0.00029458 | 0.0001392 | 0.00012779 | 0.00013894 | 0.00014116 | 0.00012849 | 0.00011747 | 0.00013935 | 0.00012866 | 0 | 0.00018172
1147 | 48 | 2 | 0.00011416 | 0.00011252 | 0.00013738 | 0.0001067 | 8.128e-05 | 0.00014896 | 0.0001483 | 0.00030094 | 0.00014059 | 0.00012676 | 0.00012991 | 0.00014347 | 0.00012491 | 0.00010811 | 0.0001436 | 0.00012097 | 0 | 0.00018172
1148 | 48 | 2 | 0.00011415 | 0.0001122 | 0.00013102 | 0.00010474 | 8.109e-05 | 0.00014697 | 0.00014597 | 0.00030306 | 0.00014283 | 0.0001261 | 0.00012106 | 0.00014535 | 0.00012297 | 0.00010246 | 0.00012035 | 0.00012683 | 0 | 0.00018172
1149 | 48 | 2 | 0.00011416 | 0.00011432 | 0.00011983 | 6.347e-05 | 4.046e-05 | 0.00013964 | 0.00013929 | 0.00030518 | 0.00014478 | 0.00012482 | 0.00011352 | 8.531e-05 | 8.686e-05 | 8.887e-05 | 9.1304e-05 | 0.00013072 | 0 | 0.00018172
1150 | 48 | 2 | 0.00011415 | 0.0001125 | 0.0001219 | 5.896e-05 | 4.507e-05 | 0.00013308 | 0.00013105 | 0.00029459 | 9.834e-05 | 0.00011078 | 0.00010606 | 8.822e-05 | 8.835e-05 | 8.901e-05 | 6.0932e-05 | 0.00013205 | 0 | 0.00018172
1151 | 48 | 2 | 0.00011416 | 0.00011396 | 0.00013997 | 5.457e-05 | 3.816e-05 | 0.00013479 | 0.00012114 | 0.0002967 | 9.175e-05 | 9.892e-05 | 0.00010037 | 8.475e-05 | 7.551e-05 | 6.689e-05 | 4.7756e-05 | 0.00013901 | 0 | 0.00018172
1152 | 48 | 2 | 0.00011415 | 0.0001175 | 0.0001177 | 5.977e-05 | 4.441e-05 | 0.00013356 | 0.00011275 | 0.0002967 | 8.651e-05 | 8.772e-05 | 9.103e-05 | 7.947e-05 | 6.899e-05 | 5.905e-05 | 4.7457e-05 | 0.00014895 | 0 | 0.00018172
1153 | 49 | 2 | 0.00011416 | 0.00011322 | 8.057e-05 | 5.834e-05 | 1.541e-05 | 0.00012555 | 0.00010591 | 0.00030094 | 8.082e-05 | 7.843e-05 | 8.155e-05 | 6.82e-05 | 6.073e-05 | 5.355e-05 | 4.1056e-05 | 0.00016133 | 0 | 0.00017868
1154 | 49 | 2 | 0.00011415 | 0.00010485 | 8.452e-05 | 5.587e-05 | 1.518e-05 | 0.00011977 | 0.0001018 | 0.00030094 | 7.112e-05 | 6.988e-05 | 7.236e-05 | 3.526e-05 | 4.625e-05 | 5.669e-05 | 4.1595e-05 | 0.00017014 | 0 | 0.00017868
1155 | 49 | 2 | 0.00011416 | 0.00011151 | 9.725e-05 | 5.237e-05 | 1.57e-05 | 0.0001151 | 9.954e-05 | 0.00030518 | 4.34e-05 | 5.936e-05 | 6.581e-05 | 2.183e-05 | 4.24e-05 | 6.202e-05 | 4.7878e-05 | 0.00017129 | 0 | 0.00017868
1156 | 49 | 2 | 0.00011415 | 0.00011391 | 0.00010216 | 5.245e-05 | 1.649e-05 | 0.00011308 | 9.88e-05 | 0.00030942 | 2.732e-05 | 5.073e-05 | 6.223e-05 | 2.13e-05 | 5.168e-05 | 8.097e-05 | 5.6503e-05 | 0.00017138 | 0 | 0.00017868
1157 | 49 | 2 | 0.00011416 | 0.0001101 | 9.858e-05 | 6.202e-05 | 1.477e-05 | 0.00011308 | 9.963e-05 | 0.00030518 | 2.301e-05 | 4.907e-05 | 6.483e-05 | 2.304e-05 | 5.891e-05 | 9.362e-05 | 6.693e-05 | 0.00017238 | 0 | 0.00017868
1158 | 49 | 2 | 0.00011415 | 0.00011428 | 9.735e-05 | 0.00010749 | 2.903e-05 | 0.00011891 | 0.0001034 | 0.0003073 | 2.296e-05 | 5.253e-05 | 7.132e-05 | 2.953e-05 | 6.904e-05 | 0.00010744 | 7.4244e-05 | 0.00017285 | 0 | 0.00017868
1159 | 49 | 2 | 0.00011416 | 0.00010484 | 9.291e-05 | 0.00010965 | 2.849e-05 | 0.00013277 | 0.00011585 | 0.0003073 | 2.799e-05 | 5.95e-05 | 8.106e-05 | 4.592e-05 | 7.939e-05 | 0.00011214 | 8.6053e-05 | 0.00017499 | 0 | 0.00017868
1160 | 49 | 2 | 0.00011415 | 0.00010984 | 9.438e-05 | 0.00015851 | 4.28e-05 | 0.00014277 | 0.00013398 | 0.0003073 | 4.182e-05 | 6.842e-05 | 9.102e-05 | 6.793e-05 | 0.00010214 | 0.00013601 | 0.00010192 | 0.00017871 | 0 | 0.00017868
1161 | 49 | 2 | 0.00011416 | 0.00010757 | 8.074e-05 | 0.000158 | 4.189e-05 | 0.00014365 | 0.00014349 | 0.00030518 | 6.181e-05 | 8.277e-05 | 0.00010454 | 9.99e-05 | 0.00013812 | 0.00017648 | 0.00011697 | 0.00018234 | 0.00021933 | 0.00017868
1162 | 49 | 2 | 0.00011415 | 0.00010847 | 9.155e-05 | 0.0001664 | 4.328e-05 | 0.00014452 | 0.00014701 | 0.00029882 | 9.1e-05 | 0.00010632 | 0.0001244 | 0.00012875 | 0.00015474 | 0.00018156 | 0.00012866 | 0.00018533 | 0.00042622 | 0.00017868
1163 | 49 | 2 | 0.00011416 | 0.00010647 | 9.089e-05 | 0.00016399 | 4.339e-05 | 0.00014524 | 0.00014684 | 0.00028611 | 0.00011972 | 0.00012971 | 0.00014235 | 0.00013733 | 0.00015777 | 0.00017928 | 0.00014287 | 0.00018714 | 0.0005665 | 0.00017868
1164 | 49 | 2 | 0.00011415 | 0.00011409 | 9.109e-05 | 0.00015795 | 4.244e-05 | 0.00014478 | 0.00014592 | 0.00027763 | 0.00013278 | 0.00014535 | 0.00015638 | 0.00013897 | 0.00015604 | 0.00017425 | 0.0001468 | 0.00018628 | 0.00059189 | 0.00017868
1165 | 49 | 2 | 0.00011416 | 0.00011308 | 9.694e-05 | 0.00016173 | 4.317e-05 | 0.00014179 | 0.00014408 | 0.00027551 | 0.00013743 | 0.00015255 | 0.00016592 | 0.00012953 | 0.00014733 | 0.00016611 | 0.00014871 | 0.00018789 | 0.00061604 | 0.00017868
1166 | 49 | 2 | 0.00011415 | 0.0001045 | 9.305e-05 | 0.00016422 | 4.12e-05 | 0.00014241 | 0.00014446 | 0.00027552 | 0.00013132 | 0.00015205 | 0.00017002 | 0.00011286 | 0.00013653 | 0.00016078 | 0.00012752 | 0.0001894 | 0.00057646 | 0.00017868
1167 | 49 | 2 | 0.00011416 | 0.00010781 | 9.792e-05 | 0.00015783 | 4.361e-05 | 0.00014083 | 0.00014463 | 0.00026915 | 0.00011716 | 0.00014606 | 0.00016962 | 0.00012667 | 0.0001385 | 0.00015135 | 9.8319e-05 | 0.00018984 | 0.00048948 | 0.00017868
1168 | 49 | 2 | 0.00011415 | 0.00010811 | 8.471e-05 | 0.00016142 | 4.364e-05 | 0.00013855 | 0.00014502 | 0.00026492 | 0.00012498 | 0.00014167 | 0.00016556 | 0.00013424 | 0.00012107 | 0.00010944 | 9.1267e-05 | 0.00018976 | 0.00030518 | 0.00017868
1169 | 49 | 2 | 0.00011416 | 0.00011389 | 9.222e-05 | 0.00015988 | 4.245e-05 | 0.0001407 | 0.0001461 | 0.00026279 | 0.00013194 | 0.00013327 | 0.00015186 | 0.00014192 | 0.0001241 | 0.000108 | 0.00011267 | 0.00018961 | 9.3217e-05 | 0.00017868
1170 | 49 | 2 | 0.00011415 | 0.00010699 | 9.987e-05 | 0.00015678 | 4.126e-05 | 0.00014368 | 0.00014896 | 0.00025643 | 0.00013943 | 0.00012784 | 0.0001388 | 0.00014024 | 0.00012765 | 0.0001167 | 0.00013993 | 0.00018956 | 0 | 0.00017868
1171 | 49 | 2 | 0.00011416 | 0.00011141 | 9.573e-05 | 0.00010846 | 2.989e-05 | 0.00015026 | 0.00014942 | 0.00024584 | 0.00013992 | 0.00012656 | 0.00012964 | 0.00014158 | 0.00012326 | 0.00010669 | 0.00016224 | 0.00018989 | 0 | 0.00017868
1172 | 49 | 2 | 0.00011415 | 0.0001067 | 8.805e-05 | 0.00011038 | 2.952e-05 | 0.00014667 | 0.00014604 | 0.00023524 | 0.00014125 | 0.00012528 | 0.00012054 | 0.00014552 | 0.00012311 | 0.00010258 | 0.00017959 | 0.00018998 | 0 | 0.00017868
1173 | 49 | 2 | 0.00011416 | 0.00010711 | 8.39e-05 | 5.943e-05 | 1.491e-05 | 0.00013955 | 0.00013958 | 0.00022677 | 0.00014459 | 0.00012419 | 0.00011312 | 8.492e-05 | 8.647e-05 | 8.848e-05 | 0.00019156 | 0.00019002 | 0 | 0.00017868
1174 | 49 | 2 | 0.00011415 | 0.00011298 | 9.757e-05 | 6.344e-05 | 1.571e-05 | 0.00013298 | 0.00013013 | 0.00023948 | 9.795e-05 | 0.00011032 | 0.00010562 | 8.805e-05 | 8.818e-05 | 8.883e-05 | 0.00019738 | 0.00019004 | 0 | 0.00017868
1175 | 49 | 2 | 0.00011416 | 0.00011326 | 8.951e-05 | 5.422e-05 | 1.628e-05 | 0.00013386 | 0.00012003 | 0.0002734 | 9.152e-05 | 9.86e-05 | 9.996e-05 | 8.483e-05 | 7.558e-05 | 6.695e-05 | 0.00020037 | 0.00019003 | 0 | 0.00017868
1176 | 49 | 2 | 0.00011415 | 0.00011284 | 9.571e-05 | 5.39e-05 | 1.597e-05 | 0.00013331 | 0.00011187 | 0.00029671 | 8.653e-05 | 8.756e-05 | 9.075e-05 | 7.93e-05 | 6.884e-05 | 5.892e-05 | 0.00020293 | 0.00019024 | 0 | 0.00017868
1177 | 50 | 2 | 0.00011416 | 0.00011302 | 0.00012997 | 5.322e-05 | 6.762e-05 | 0.00012685 | 0.0001053 | 0.00030942 | 8.068e-05 | 7.832e-05 | 8.135e-05 | 5.454e-05 | 5.396e-05 | 5.353e-05 | 0.00020416 | 0.00019016 | 0 | 0.00017495
1178 | 50 | 2 | 0.00011415 | 0.00010674 | 0.00014141 | 6.027e-05 | 7.124e-05 | 0.00012154 | 0.00010085 | 0.00032002 | 6.044e-05 | 6.738e-05 | 7.222e-05 | 1.858e-05 | 3.782e-05 | 5.628e-05 | 0.00020426 | 0.00019025 | 0 | 0.00017495
1179 | 50 | 2 | 0.00011416 | 0.00011347 | 0.00014034 | 5.208e-05 | 7.114e-05 | 0.00011638 | 9.841e-05 | 0.00029035 | 2.834e-05 | 5.406e-05 | 6.564e-05 | 1.299e-05 | 3.767e-05 | 6.141e-05 | 0.00020288 | 0.00019027 | 0 | 0.00017495
1180 | 50 | 2 | 0.00011415 | 0.00010733 | 0.00012504 | 5.797e-05 | 7.205e-05 | 0.00011342 | 9.747e-05 | 0.00026915 | 1.723e-05 | 4.495e-05 | 6.197e-05 | 1.304e-05 | 4.727e-05 | 8.04e-05 | 0.00020357 | 0.00019027 | 0 | 0.00017495
1181 | 50 | 2 | 0.00011416 | 0.00010955 | 0.00013433 | 5.718e-05 | 7.611e-05 | 0.00011253 | 9.808e-05 | 0.00029034 | 1.414e-05 | 4.377e-05 | 6.448e-05 | 1.849e-05 | 5.645e-05 | 9.334e-05 | 0.00020578 | 0.00019028 | 0 | 0.00017495
1182 | 50 | 2 | 0.00011415 | 0.00010848 | 0.0001302 | 0.00011304 | 0.00013463 | 0.00011757 | 0.00010177 | 0.00026703 | 1.74e-05 | 4.841e-05 | 7.095e-05 | 4.664e-05 | 7.755e-05 | 0.00010799 | 0.00020939 | 0.00019029 | 0 | 0.00017495
1183 | 50 | 2 | 0.00011416 | 0.0001106 | 0.00013006 | 0.0001104 | 0.00013875 | 0.00013115 | 0.0001126 | 0.00029246 | 4.006e-05 | 6.022e-05 | 8.086e-05 | 0.00012308 | 0.00011673 | 0.00011182 | 0.00021063 | 0.00019029 | 0 | 0.00017495
1184 | 50 | 2 | 0.00011415 | 0.00011379 | 0.00012346 | 0.00016049 | 0.00020081 | 0.00014114 | 0.0001303 | 0.00026703 | 0.00010418 | 8.363e-05 | 9.082e-05 | 0.00021843 | 0.00017496 | 0.00013516 | 0.00021057 | 0.00019029 | 1.7478e-06 | 0.00017495
1185 | 50 | 2 | 0.00011416 | 0.00011699 | 0.00012382 | 0.00016341 | 0.00020246 | 0.00014152 | 0.00014056 | 0.00026068 | 0.00019154 | 0.00012255 | 0.00010423 | 0.00021232 | 0.00019291 | 0.00017667 | 0.00021046 | 0.00019029 | 7.4755e-05 | 0.00017495
1186 | 50 | 2 | 0.00011415 | 0.00011449 | 0.00012522 | 0.00016398 | 0.00018904 | 0.00014452 | 0.00014434 | 0.00024796 | 0.00020546 | 0.00015773 | 0.0001242 | 0.00016893 | 0.00017495 | 0.00018299 | 0.00021004 | 0.00019029 | 0.00036791 | 0.00017495
1187 | 50 | 2 | 0.00011416 | 0.00011722 | 0.00014132 | 0.00016298 | 0.00019463 | 0.00014325 | 0.0001429 | 0.00020982 | 0.000177 | 0.00017211 | 0.00014252 | 0.00016834 | 0.00017298 | 0.00017967 | 0.00020333 | 0.00019029 | 0.00056634 | 0.00017495
1188 | 50 | 2 | 0.00011415 | 0.0001064 | 0.00013188 | 0.00016462 | 0.00019218 | 0.00014186 | 0.00014025 | 0.00020133 | 0.00017163 | 0.00017493 | 0.00015665 | 0.00017221 | 0.00017273 | 0.00017542 | 0.00020023 | 0.00019028 | 0.00064101 | 0.00017495
1189 | 50 | 2 | 0.00011416 | 0.00011231 | 0.00013897 | 0.00016729 | 0.0001981 | 0.00013662 | 0.00013611 | 0.00021617 | 0.00017227 | 0.00017436 | 0.00016646 | 0.00016304 | 0.00016444 | 0.00016785 | 0.00019928 | 0.00019029 | 0.00061481 | 0.00017495
1190 | 50 | 2 | 0.00011415 | 0.00011251 | 0.00013572 | 0.0001605 | 0.00019131 | 0.00013586 | 0.00013495 | 0.00020981 | 0.00016479 | 0.0001706 | 0.00017093 | 0.00018028 | 0.00016973 | 0.00016166 | 0.00020029 | 0.00019029 | 0.00021247 | 0.00017495
1191 | 50 | 2 | 0.00011416 | 0.00010739 | 0.0001439 | 0.00016301 | 0.00020206 | 0.00013461 | 0.00013391 | 0.0002861 | 0.00017705 | 0.0001692 | 0.00017062 | 0.00018506 | 0.00016766 | 0.00015292 | 0.00020245 | 0.00019029 | 7.9014e-05 | 0.00017495
1192 | 50 | 2 | 0.00011415 | 0.00011289 | 0.00012404 | 0.00015655 | 0.0002017 | 0.00013283 | 0.00013335 | 0.00026279 | 0.00018299 | 0.00016837 | 0.00016674 | 0.00019782 | 0.00015193 | 0.00010938 | 0.00020513 | 0.00019029 | 0.00011275 | 0.00017495
1193 | 50 | 2 | 0.00011416 | 0.00011077 | 0.00014266 | 0.00016558 | 0.00019279 | 0.00013093 | 0.00013472 | 0.00025431 | 0.00019434 | 0.00016234 | 0.00015284 | 0.00021424 | 0.00015855 | 0.00010665 | 0.00020545 | 0.00019029 | 0.00011399 | 0.00017495
1194 | 50 | 2 | 0.00011415 | 0.00010811 | 0.00013852 | 0.00016692 | 0.00019986 | 0.00013268 | 0.00013752 | 0.0002628 | 0.00020964 | 0.00015931 | 0.00013924 | 0.00020836 | 0.00016175 | 0.00011868 | 0.00020709 | 0.00019029 | 0 | 0.00017495
1195 | 50 | 2 | 0.00011416 | 0.00011092 | 0.0001373 | 0.00010887 | 0.00012645 | 0.00014039 | 0.00014163 | 0.00026915 | 0.00020825 | 0.00015957 | 0.00013028 | 0.00016497 | 0.00013466 | 0.00010688 | 0.00021086 | 0.00019029 | 0 | 0.00017495
1196 | 50 | 2 | 0.00011415 | 0.000109 | 0.0001251 | 0.00011217 | 0.00012975 | 0.00013859 | 0.00013878 | 0.00027975 | 0.0001746 | 0.00015086 | 0.00012104 | 0.00012947 | 0.00011483 | 0.00010186 | 0.00021192 | 0.00019029 | 0 | 0.00017495
1197 | 50 | 2 | 0.00011416 | 0.00010843 | 0.00012634 | 6.315e-05 | 7.32e-05 | 0.00013131 | 0.00013301 | 0.00027127 | 0.00014043 | 0.00013543 | 0.0001133 | 8.559e-05 | 8.694e-05 | 8.895e-05 | 0.00021214 | 0.00019029 | 0 | 0.00017495
1198 | 50 | 2 | 0.00011415 | 0.00010826 | 0.00013652 | 6.258e-05 | 7.196e-05 | 0.0001247 | 0.00012428 | 0.00027975 | 9.859e-05 | 0.00011399 | 0.00010582 | 8.734e-05 | 8.726e-05 | 8.791e-05 | 0.00021221 | 0.00019029 | 0 | 0.00017495
1199 | 50 | 2 | 0.00011416 | 0.00010765 | 0.00014136 | 5.723e-05 | 6.535e-05 | 0.00012664 | 0.00011633 | 0.00028823 | 9.073e-05 | 9.913e-05 | 9.993e-05 | 7.81e-05 | 7.22e-05 | 6.695e-05 | 0.00021208 | 0.00019029 | 0 | 0.00017495
1200 | 50 | 2 | 0.00011415 | 0.00010881 | 0.00013264 | 6.219e-05 | 6.973e-05 | 0.0001269 | 0.00011018 | 0.00028398 | 8.089e-05 | 8.615e-05 | 9.063e-05 | 6.276e-05 | 6.062e-05 | 5.881e-05 | 0.00021046 | 0.0001898 | 0 | 0.00017495
1201 | 51 | 2 | 0.00011416 | 0.00010722 | 9.659e-05 | 5.96e-05 | 6.987e-05 | 0.00011856 | 0.00010354 | 0.00028611 | 6.675e-05 | 7.398e-05 | 8.119e-05 | 5.409e-05 | 5.351e-05 | 5.309e-05 | 0.00020914 | 0.00018777 | 0 | 0.00017339
1202 | 51 | 2 | 0.00011415 | 0.00011423 | 0.00010915 | 6.195e-05 | 6.998e-05 | 0.00011151 | 9.839e-05 | 0.00028823 | 5.726e-05 | 6.373e-05 | 7.199e-05 | 1.861e-05 | 3.787e-05 | 5.636e-05 | 0.00021 | 0.00018043 | 0 | 0.00017339
1203 | 51 | 2 | 0.00011416 | 0.00011398 | 0.00010295 | 6.053e-05 | 7.304e-05 | 0.00010693 | 9.506e-05 | 0.00029458 | 2.733e-05 | 5.207e-05 | 6.545e-05 | 1.301e-05 | 3.774e-05 | 6.152e-05 | 0.00021082 | 0.00016125 | 0 | 0.00017339
1204 | 51 | 2 | 0.00011415 | 0.00010622 | 9.375e-05 | 5.913e-05 | 7.413e-05 | 0.00010435 | 9.387e-05 | 0.00027763 | 1.69e-05 | 4.414e-05 | 6.186e-05 | 1.311e-05 | 4.753e-05 | 8.083e-05 | 0.00021168 | 0.00015357 | 0 | 0.00017339
1205 | 51 | 2 | 0.00011416 | 0.00010846 | 0.00010065 | 5.902e-05 | 7.385e-05 | 0.00010378 | 9.348e-05 | 0.00029883 | 1.419e-05 | 4.358e-05 | 6.451e-05 | 1.847e-05 | 5.639e-05 | 9.324e-05 | 0.00021211 | 0.00014503 | 0 | 0.00017339
1206 | 51 | 2 | 0.00011415 | 0.00011549 | 0.00010638 | 0.000105 | 0.0001375 | 0.00010365 | 9.466e-05 | 0.00031578 | 1.74e-05 | 4.84e-05 | 7.098e-05 | 4.589e-05 | 7.632e-05 | 0.00010627 | 0.0002122 | 0.00013341 | 0 | 0.00017339
1207 | 51 | 2 | 0.00011416 | 0.00010601 | 8.796e-05 | 0.00011102 | 0.0001356 | 0.00010504 | 9.933e-05 | 0.00030306 | 3.948e-05 | 5.98e-05 | 8.054e-05 | 0.00012366 | 0.00011728 | 0.00011235 | 0.00021229 | 0.00011937 | 0 | 0.00017339
1208 | 51 | 2 | 0.00011415 | 0.0001083 | 0.00010475 | 0.00016034 | 0.00019569 | 0.00010919 | 0.0001065 | 0.00029458 | 0.00010452 | 8.343e-05 | 9.063e-05 | 0.00022084 | 0.00017689 | 0.00013664 | 0.00021237 | 0.00010622 | 4.0725e-07 | 0.00017339
1209 | 51 | 2 | 0.00011416 | 0.00010689 | 0.00010295 | 0.00015774 | 0.00019455 | 0.00011484 | 0.00011439 | 0.00026915 | 0.00019347 | 0.0001232 | 0.00010438 | 0.00021387 | 0.00019431 | 0.00017795 | 0.00021243 | 9.6226e-05 | 1.1708e-05 | 0.00017339
1210 | 51 | 2 | 0.00011415 | 0.0001101 | 0.00010596 | 0.00016115 | 0.00018784 | 0.00012281 | 0.0001227 | 0.00025432 | 0.00020705 | 0.00015888 | 0.00012464 | 0.00016791 | 0.00017389 | 0.00018189 | 0.00021239 | 8.3427e-05 | 4.3516e-05 | 0.00017339
1211 | 51 | 2 | 0.00011416 | 0.00011292 | 9.637e-05 | 0.00015988 | 0.00019784 | 0.00012696 | 0.00012663 | 0.00023736 | 0.00017657 | 0.00017257 | 0.00014271 | 0.00016961 | 0.00017429 | 0.00018102 | 0.00021192 | 7.3293e-05 | 6.2555e-05 | 0.00017339
1212 | 51 | 2 | 0.00011415 | 0.00011556 | 8.801e-05 | 0.00016 | 0.00019376 | 0.00012896 | 0.00012759 | 0.00022252 | 0.00017259 | 0.00017548 | 0.00015716 | 0.00017204 | 0.00017256 | 0.00017525 | 0.00019961 | 7.609e-05 | 3.4098e-05 | 0.00017339
1213 | 51 | 2 | 0.00011416 | 0.00010802 | 8.967e-05 | 0.00016392 | 0.00019552 | 0.00012869 | 0.00012605 | 0.00021829 | 0.0001723 | 0.0001747 | 0.00016686 | 0.00016247 | 0.00016387 | 0.00016727 | 0.0001902 | 6.8461e-05 | 5.9959e-05 | 0.00017339
1214 | 51 | 2 | 0.00011415 | 0.00011495 | 0.00010733 | 0.00015781 | 0.00019432 | 0.0001252 | 0.00012447 | 0.00020981 | 0.00016437 | 0.00017056 | 0.00017108 | 0.00018068 | 0.00017011 | 0.00016202 | 0.00018495 | 6.2326e-05 | 4.7207e-05 | 0.00017339
1215 | 51 | 2 | 0.00011416 | 0.00010761 | 0.00010511 | 0.00016228 | 0.0001907 | 0.00012215 | 0.00012406 | 0.00022677 | 0.0001773 | 0.00016921 | 0.00017076 | 0.00018412 | 0.0001668 | 0.00015215 | 0.00016901 | 7.2662e-05 | 5.4342e-05 | 0.00017339
1216 | 51 | 2 | 0.00011415 | 0.00011509 | 0.00010127 | 0.00016155 | 0.00019297 | 0.0001212 | 0.00012315 | 0.00025431 | 0.00018228 | 0.00016809 | 0.00016666 | 0.00019859 | 0.00015252 | 0.00010981 | 0.00013904 | 8.1868e-05 | 3.711e-05 | 0.00017339
1217 | 51 | 2 | 0.00011416 | 0.00011476 | 9.118e-05 | 0.00015631 | 0.00018776 | 0.000122 | 0.00012467 | 0.00026279 | 0.0001948 | 0.0001623 | 0.00015278 | 0.00021495 | 0.00015907 | 0.000107 | 0.00012466 | 8.169e-05 | 1.0987e-05 | 0.00017339
1218 | 51 | 2 | 0.00011415 | 0.00010632 | 9.254e-05 | 0.00016724 | 0.00020049 | 0.00012452 | 0.00012891 | 0.00027339 | 0.00021027 | 0.00015954 | 0.00013927 | 0.00020645 | 0.00016027 | 0.00011759 | 0.00011546 | 6.4027e-05 | 0 | 0.00017339
1219 | 51 | 2 | 0.00011416 | 0.00010938 | 0.00010125 | 0.00010998 | 0.00012607 | 0.0001301 | 0.00013131 | 0.00028611 | 0.00020688 | 0.00015925 | 0.00013009 | 0.00016682 | 0.00013617 | 0.00010808 | 0.00010681 | 3.5567e-05 | 0 | 0.00017339
1220 | 51 | 2 | 0.00011415 | 0.0001126 | 9.381e-05 | 0.00010417 | 0.00012853 | 0.00012572 | 0.00012751 | 0.00028399 | 0.00017581 | 0.00015104 | 0.00012112 | 0.00012819 | 0.0001137 | 0.00010086 | 0.00010312 | 1.5091e-05 | 0 | 0.00017339
1221 | 51 | 2 | 0.00011416 | 0.00010924 | 0.00010155 | 5.418e-05 | 7.118e-05 | 0.00011872 | 0.00012198 | 0.00029034 | 0.00013964 | 0.00013529 | 0.00011319 | 8.558e-05 | 8.694e-05 | 8.895e-05 | 0.00010227 | 9.1489e-06 | 0 | 0.00017339
1222 | 51 | 2 | 0.00011415 | 0.00011056 | 9.223e-05 | 5.963e-05 | 7.476e-05 | 0.00011413 | 0.00011557 | 0.00027974 | 9.845e-05 | 0.00011381 | 0.00010571 | 8.698e-05 | 8.691e-05 | 8.755e-05 | 9.7854e-05 | 8.5436e-06 | 0 | 0.00017339
1223 | 51 | 2 | 0.00011416 | 0.00010716 | 0.0001079 | 5.742e-05 | 6.457e-05 | 0.00011648 | 0.00010967 | 0.00028611 | 9.043e-05 | 9.887e-05 | 9.974e-05 | 7.838e-05 | 7.246e-05 | 6.718e-05 | 9.3933e-05 | 7.848e-06 | 0 | 0.00017339
1224 | 51 | 2 | 0.00011415 | 0.00011169 | 0.00010204 | 5.916e-05 | 6.394e-05 | 0.00011631 | 0.00010417 | 0.00029671 | 8.103e-05 | 8.607e-05 | 9.054e-05 | 6.298e-05 | 6.083e-05 | 5.901e-05 | 9.2393e-05 | 7.2525e-06 | 0 | 0.00017339
1225 | 52 | 2 | 0.00011416 | 0.00011463 | 0.00010799 | 6.246e-05 | 7.232e-05 | 0.00010969 | 9.928e-05 | 0.00029247 | 6.694e-05 | 7.405e-05 | 8.114e-05 | 5.49e-05 | 5.431e-05 | 5.389e-05 | 9.318e-05 | 8.6155e-06 | 0 | 0.00018077
1226 | 52 | 2 | 0.00011415 | 0.00011533 | 0.00010507 | 5.488e-05 | 7.58e-05 | 0.00010403 | 9.453e-05 | 0.00029035 | 5.793e-05 | 6.409e-05 | 7.216e-05 | 1.858e-05 | 3.782e-05 | 5.628e-05 | 9.9987e-05 | 1.0253e-05 | 0 | 0.00018077
1227 | 52 | 2 | 0.00011416 | 0.00010516 | 0.00011278 | 5.962e-05 | 7.516e-05 | 9.928e-05 | 9.142e-05 | 0.00028823 | 2.744e-05 | 5.237e-05 | 6.561e-05 | 1.298e-05 | 3.765e-05 | 6.137e-05 | 0.00010872 | 1.123e-05 | 0 | 0.00018077
1228 | 52 | 2 | 0.00011415 | 0.00011217 | 0.0001151 | 6.018e-05 | 7.036e-05 | 9.609e-05 | 8.985e-05 | 0.00029247 | 1.692e-05 | 4.426e-05 | 6.199e-05 | 1.293e-05 | 4.689e-05 | 7.975e-05 | 0.00012209 | 1.1929e-05 | 0 | 0.00018077
1229 | 52 | 2 | 0.00011416 | 0.00010814 | 0.00011534 | 5.995e-05 | 6.974e-05 | 9.429e-05 | 8.937e-05 | 0.00030306 | 1.406e-05 | 4.339e-05 | 6.438e-05 | 1.856e-05 | 5.665e-05 | 9.368e-05 | 0.00012622 | 1.4135e-05 | 0 | 0.00018077
1230 | 52 | 2 | 0.00011415 | 0.00010681 | 0.00011582 | 0.00010811 | 0.00012869 | 9.534e-05 | 8.969e-05 | 0.00031154 | 1.744e-05 | 4.829e-05 | 7.092e-05 | 4.634e-05 | 7.705e-05 | 0.0001073 | 0.00012275 | 1.7411e-05 | 0 | 0.00018077
1231 | 52 | 2 | 0.00011416 | 0.00011394 | 0.00012069 | 0.00010747 | 0.00013105 | 9.755e-05 | 9.214e-05 | 0.0003073 | 3.983e-05 | 6.003e-05 | 8.068e-05 | 0.00012416 | 0.00011775 | 0.0001128 | 0.00011579 | 2.122e-05 | 0 | 0.00018077
1232 | 52 | 2 | 0.00011415 | 0.0001057 | 0.0001145 | 0.00015869 | 0.00019824 | 9.794e-05 | 9.588e-05 | 0.00030306 | 0.00010498 | 8.384e-05 | 9.086e-05 | 0.00022144 | 0.00017737 | 0.00013702 | 0.00010191 | 2.4246e-05 | 1.7308e-06 | 0.00018077
1233 | 52 | 2 | 0.00011416 | 0.00011345 | 0.00010615 | 0.00016149 | 0.00019705 | 0.00010149 | 0.00010164 | 0.00029882 | 0.00019404 | 0.00012367 | 0.00010469 | 0.00021223 | 0.00019282 | 0.00017659 | 9.4476e-05 | 2.8913e-05 | 5.8363e-05 | 0.00018077
1234 | 52 | 2 | 0.00011415 | 0.00010525 | 0.00011008 | 0.00016136 | 0.00019215 | 0.00010964 | 0.00010909 | 0.00027551 | 0.00020589 | 0.00015865 | 0.00012465 | 0.00016675 | 0.00017269 | 0.00018063 | 9.7093e-05 | 3.4117e-05 | 0.00017793 | 0.00018077
1235 | 52 | 2 | 0.00011416 | 0.00011559 | 0.00012041 | 0.00016595 | 0.00019001 | 0.00011449 | 0.00011438 | 0.00027551 | 0.00017545 | 0.0001718 | 0.00014241 | 0.00016956 | 0.00017424 | 0.00018098 | 9.7093e-05 | 4.0723e-05 | 0.00019555 | 0.00018077
1236 | 52 | 2 | 0.00011415 | 0.00010662 | 0.00011909 | 0.00015837 | 0.00018767 | 0.0001203 | 0.00011755 | 0.00026491 | 0.00017231 | 0.00017484 | 0.0001568 | 0.00017197 | 0.00017249 | 0.00017518 | 6.7667e-05 | 6.0523e-05 | 9.516e-05 | 0.00018077
1237 | 52 | 2 | 0.00011416 | 0.00011308 | 0.00010717 | 0.00016639 | 0.00019058 | 0.00012237 | 0.00011916 | 0.00026067 | 0.00017215 | 0.00017433 | 0.00016648 | 0.00016124 | 0.00016264 | 0.00016601 | 7.7024e-05 | 6.7504e-05 | 0.00065469 | 0.00018077
1238 | 52 | 2 | 0.00011415 | 0.00011372 | 0.00012306 | 0.00015796 | 0.00019017 | 0.00011841 | 0.00011832 | 0.00024796 | 0.00016338 | 0.00016995 | 0.00017046 | 0.0001792 | 0.00016871 | 0.00016069 | 9.0447e-05 | 7.1621e-05 | 0.0001215 | 0.00018077
1239 | 52 | 2 | 0.00011416 | 0.00010651 | 0.00010344 | 0.00015651 | 0.0001894 | 0.00011511 | 0.00011704 | 0.00023525 | 0.00017595 | 0.00016823 | 0.00016996 | 0.00018395 | 0.00016665 | 0.000152 | 9.0136e-05 | 7.4295e-05 | 1.8623e-05 | 0.00018077
1240 | 52 | 2 | 0.00011415 | 0.00011416 | 0.00010278 | 0.00016755 | 0.00018786 | 0.00011305 | 0.00011575 | 0.00024584 | 0.00018186 | 0.00016732 | 0.00016598 | 0.00019806 | 0.00015211 | 0.00010952 | 7.467e-05 | 7.3279e-05 | 0.00020143 | 0.00018077
1241 | 52 | 2 | 0.00011416 | 0.0001079 | 0.00012068 | 0.00016745 | 0.00019476 | 0.00011184 | 0.00011698 | 0.00025008 | 0.00019427 | 0.00016174 | 0.00015217 | 0.00021595 | 0.00015981 | 0.0001075 | 7.0842e-05 | 6.8595e-05 | 8.5267e-06 | 0.00018077
1242 | 52 | 2 | 0.00011415 | 0.00011068 | 0.00010959 | 0.00016702 | 0.00019516 | 0.00011456 | 0.00012301 | 0.00026703 | 0.00021093 | 0.00015949 | 0.00013891 | 0.00020709 | 0.00016076 | 0.00011795 | 6.7773e-05 | 6.4121e-05 | 0 | 0.00018077
1243 | 52 | 2 | 0.00011416 | 0.00010893 | 0.00012006 | 0.00010461 | 0.00013516 | 0.00012407 | 0.0001279 | 0.00027975 | 0.0002075 | 0.00015953 | 0.00012996 | 0.00016384 | 0.00013373 | 0.00010614 | 5.7715e-05 | 6.4633e-05 | 0 | 0.00018077
1244 | 52 | 2 | 0.00011415 | 0.00011542 | 0.00010268 | 0.0001048 | 0.00012707 | 0.00012504 | 0.00012543 | 0.00028611 | 0.00017361 | 0.00015042 | 0.00012068 | 0.00012916 | 0.00011456 | 0.00010162 | 5.1359e-05 | 6.388e-05 | 0 | 0.00018077
1245 | 52 | 2 | 0.00011416 | 0.00010941 | 0.00011908 | 6.059e-05 | 6.82e-05 | 0.0001207 | 0.00012134 | 0.00027339 | 0.00013999 | 0.00013493 | 0.000113 | 8.463e-05 | 8.597e-05 | 8.796e-05 | 4.8872e-05 | 6.2614e-05 | 0 | 0.00018077
1246 | 52 | 2 | 0.00011415 | 0.00011402 | 0.00011617 | 5.873e-05 | 7.2e-05 | 0.00011471 | 0.00011548 | 0.00027975 | 9.772e-05 | 0.00011334 | 0.00010537 | 8.79e-05 | 8.782e-05 | 8.847e-05 | 4.8094e-05 | 6.1727e-05 | 0 | 0.00018077
1247 | 52 | 2 | 0.00011416 | 0.00010987 | 0.00012287 | 5.323e-05 | 7.387e-05 | 0.000115 | 0.00010929 | 0.00028399 | 9.099e-05 | 9.887e-05 | 9.964e-05 | 7.854e-05 | 7.26e-05 | 6.732e-05 | 4.6308e-05 | 6.349e-05 | 0 | 0.00018077
1248 | 52 | 2 | 0.00011415 | 0.000106 | 0.00010566 | 5.867e-05 | 6.471e-05 | 0.00011347 | 0.0001021 | 0.00028611 | 8.126e-05 | 8.624e-05 | 9.05e-05 | 6.3e-05 | 6.085e-05 | 5.903e-05 | 4.2222e-05 | 8.2293e-05 | 0 | 0.00018077
1249 | 53 | 2 | 0.00011416 | 0.00010906 | 0.00012014 | 5.629e-05 | 6.627e-05 | 0.00010612 | 9.679e-05 | 0.00029034 | 6.701e-05 | 7.42e-05 | 8.118e-05 | 5.447e-05 | 5.389e-05 | 5.347e-05 | 4.2514e-05 | 9.0719e-05 | 0 | 0.0001832
1250 | 53 | 2 | 0.00011415 | 0.00010671 | 0.00012727 | 6.135e-05 | 7.208e-05 | 0.00010133 | 9.312e-05 | 0.0003073 | 5.762e-05 | 6.403e-05 | 7.212e-05 | 1.874e-05 | 3.815e-05 | 5.677e-05 | 4.3792e-05 | 9.8164e-05 | 0 | 0.0001832
1251 | 53 | 2 | 0.00011416 | 0.00011091 | 0.00012367 | 5.216e-05 | 6.707e-05 | 9.724e-05 | 9.158e-05 | 0.00030518 | 2.751e-05 | 5.238e-05 | 6.571e-05 | 1.302e-05 | 3.776e-05 | 6.154e-05 | 4.9781e-05 | 0.00011738 | 0 | 0.0001832
1252 | 53 | 2 | 0.00011415 | 0.00011205 | 0.00011637 | 6.13e-05 | 6.939e-05 | 9.511e-05 | 9.111e-05 | 0.00032213 | 1.695e-05 | 4.435e-05 | 6.211e-05 | 1.305e-05 | 4.732e-05 | 8.048e-05 | 6.3427e-05 | 0.00011579 | 0 | 0.0001832
1253 | 53 | 2 | 0.00011416 | 0.00011169 | 0.00011594 | 5.922e-05 | 6.912e-05 | 9.75e-05 | 9.194e-05 | 0.00032849 | 1.416e-05 | 4.361e-05 | 6.463e-05 | 1.841e-05 | 5.621e-05 | 9.294e-05 | 6.2575e-05 | 0.00010417 | 0 | 0.0001832
1254 | 53 | 2 | 0.00011415 | 0.00010862 | 0.00011263 | 0.00011154 | 0.00013244 | 0.00010362 | 9.629e-05 | 0.00033697 | 1.734e-05 | 4.83e-05 | 7.099e-05 | 4.656e-05 | 7.743e-05 | 0.00010781 | 5.4422e-05 | 9.1034e-05 | 0 | 0.0001832
1255 | 53 | 2 | 0.00011416 | 0.00010382 | 0.00012393 | 0.00011159 | 0.00013126 | 0.0001196 | 0.00010854 | 0.00034121 | 3.999e-05 | 6.012e-05 | 8.084e-05 | 0.00012341 | 0.00011704 | 0.00011212 | 4.5984e-05 | 8.2995e-05 | 0 | 0.0001832
1256 | 53 | 2 | 0.00011415 | 0.00010632 | 0.00011602 | 0.00015697 | 0.0001926 | 0.0001298 | 0.0001257 | 0.00033061 | 0.00010442 | 8.366e-05 | 9.083e-05 | 0.00021973 | 0.000176 | 0.00013596 | 5.0314e-05 | 7.0427e-05 | 4.2964e-05 | 0.0001832
1257 | 53 | 2 | 0.00011416 | 0.00011196 | 0.0001213 | 0.00016598 | 0.00019593 | 0.00013267 | 0.00013672 | 0.0003179 | 0.0001926 | 0.00012299 | 0.0001044 | 0.00021071 | 0.00019144 | 0.00017533 | 5.3638e-05 | 5.3495e-05 | 0.00028001 | 0.0001832
1258 | 53 | 2 | 0.00011415 | 0.00011407 | 0.00011868 | 0.00015958 | 0.00019227 | 0.0001363 | 0.00014203 | 0.00030094 | 0.00020441 | 0.00015759 | 0.00012407 | 0.00016826 | 0.00017426 | 0.00018227 | 5.7146e-05 | 5.1452e-05 | 0.00046057 | 0.0001832
1259 | 53 | 2 | 0.00011416 | 0.00010772 | 0.00011384 | 0.00016538 | 0.00019723 | 0.00013771 | 0.00014318 | 0.00029035 | 0.0001763 | 0.0001716 | 0.00014223 | 0.00016689 | 0.0001715 | 0.00017812 | 6.9164e-05 | 6.1357e-05 | 0.00059562 | 0.0001832
1260 | 53 | 2 | 0.00011415 | 0.00010768 | 0.00012834 | 0.00016266 | 0.00019163 | 0.00014042 | 0.00014438 | 0.00027763 | 0.00017034 | 0.00017398 | 0.00015604 | 0.00017131 | 0.00017183 | 0.00017451 | 8.1031e-05 | 0.00010113 | 0.00055569 | 0.0001832
1261 | 53 | 2 | 0.00011416 | 0.00011218 | 0.00012288 | 0.00015873 | 0.00018962 | 0.00013835 | 0.00014322 | 0.00027551 | 0.00017128 | 0.00017333 | 0.00016569 | 0.00016203 | 0.00016343 | 0.00016682 | 0.00010612 | 0.00013981 | 0.00045005 | 0.0001832
1262 | 53 | 2 | 0.00011415 | 0.00010861 | 0.0001179 | 0.00016356 | 0.00019632 | 0.00013889 | 0.00014325 | 0.00026703 | 0.00016379 | 0.00016957 | 0.00016999 | 0.00017949 | 0.00016899 | 0.00016095 | 0.00011636 | 0.00016775 | 0.00019618 | 0.0001832
1263 | 53 | 2 | 0.00011416 | 0.00010853 | 0.0001261 | 0.00016588 | 0.0001952 | 0.00013808 | 0.00014249 | 0.00027763 | 0.00017621 | 0.00016828 | 0.00016969 | 0.00018534 | 0.00016791 | 0.00015315 | 0.00011642 | 0.0001815 | 0.00022298 | 0.0001832
1264 | 53 | 2 | 0.00011415 | 0.00010955 | 0.00012463 | 0.00015651 | 0.00019391 | 0.00013656 | 0.00014198 | 0.00029458 | 0.00018302 | 0.0001679 | 0.00016604 | 0.00019799 | 0.00015206 | 0.00010948 | 0.00014405 | 0.00018953 | 0.00030202 | 0.0001832
1265 | 53 | 2 | 0.00011416 | 0.00010987 | 0.000107 | 0.00016426 | 0.00019321 | 0.00013629 | 0.00014251 | 0.00030518 | 0.00019445 | 0.0001622 | 0.00015237 | 0.00021452 | 0.00015876 | 0.00010679 | 0.0001516 | 0.00019011 | 8.6514e-05 | 0.0001832
1266 | 53 | 2 | 0.00011415 | 0.00011139 | 0.00012444 | 0.00015994 | 0.00019674 | 0.00013915 | 0.00014394 | 0.00033909 | 0.00020988 | 0.00015938 | 0.00013899 | 0.00020532 | 0.00015939 | 0.00011694 | 0.0001519 | 0.00019029 | 0 | 0.0001832
1267 | 53 | 2 | 0.00011416 | 0.00010921 | 0.00012278 | 0.00010853 | 0.00012996 | 0.00014563 | 0.00014431 | 0.00033061 | 0.00020593 | 0.0001588 | 0.0001298 | 0.00016542 | 0.00013503 | 0.00010717 | 0.00018305 | 0.00019029 | 0 | 0.0001832
1268 | 53 | 2 | 0.00011415 | 0.00011075 | 0.00010917 | 0.00010556 | 0.00012709 | 0.00014121 | 0.00014168 | 0.00033061 | 0.00017451 | 0.00015026 | 0.00012073 | 0.00013028 | 0.00011555 | 0.00010251 | 0.00020679 | 0.00019013 | 0 | 0.0001832
1269 | 53 | 2 | 0.00011416 | 0.00010854 | 0.00011812 | 5.446e-05 | 7.15e-05 | 0.00013354 | 0.0001351 | 0.00032849 | 0.00014099 | 0.00013538 | 0.00011319 | 8.486e-05 | 8.62e-05 | 8.819e-05 | 0.00021192 | 0.00018608 | 0 | 0.0001832
1270 | 53 | 2 | 0.00011415 | 0.00011257 | 0.00012399 | 5.215e-05 | 7.605e-05 | 0.00012576 | 0.00012723 | 0.00034545 | 9.811e-05 | 0.00011385 | 0.00010559 | 8.778e-05 | 8.77e-05 | 8.835e-05 | 0.00021242 | 0.0001797 | 0 | 0.0001832
1271 | 53 | 2 | 0.00011416 | 0.00011227 | 0.00011475 | 5.412e-05 | 6.74e-05 | 0.00012734 | 0.00011821 | 0.00035181 | 9.102e-05 | 9.914e-05 | 9.984e-05 | 7.84e-05 | 7.248e-05 | 6.72e-05 | 0.00021245 | 0.00017677 | 0 | 0.0001832
1272 | 53 | 2 | 0.00011415 | 0.0001131 | 0.00011677 | 5.365e-05 | 6.558e-05 | 0.00012557 | 0.00011007 | 0.00034968 | 8.117e-05 | 8.63e-05 | 9.067e-05 | 6.276e-05 | 6.062e-05 | 5.881e-05 | 0.00021245 | 0.00017984 | 0 | 0.0001832
1273 | 54 | 2 | 0.00011416 | 0.00010715 | 9.884e-05 | 5.599e-05 | 6.599e-05 | 0.00011824 | 0.00010316 | 0.00034969 | 6.68e-05 | 7.412e-05 | 8.125e-05 | 5.402e-05 | 5.344e-05 | 5.302e-05 | 0.00021245 | 0.00018435 | 0 | 0.00018432
1274 | 54 | 2 | 0.00011415 | 0.00010546 | 8.994e-05 | 5.45e-05 | 6.25e-05 | 0.00011231 | 9.887e-05 | 0.00034757 | 5.722e-05 | 6.377e-05 | 7.204e-05 | 1.838e-05 | 3.742e-05 | 5.568e-05 | 0.00021245 | 0.00018789 | 0 | 0.00018432
1275 | 54 | 2 | 0.00011416 | 0.000115 | 9.841e-05 | 5.337e-05 | 7.465e-05 | 0.00010775 | 9.718e-05 | 0.0003518 | 2.715e-05 | 5.191e-05 | 6.535e-05 | 1.298e-05 | 3.764e-05 | 6.134e-05 | 0.00021245 | 0.00019027 | 0 | 0.00018432
1276 | 54 | 2 | 0.00011415 | 0.00011195 | 9.736e-05 | 5.494e-05 | 6.835e-05 | 0.0001065 | 9.688e-05 | 0.00035816 | 1.683e-05 | 4.395e-05 | 6.171e-05 | 1.294e-05 | 4.691e-05 | 7.978e-05 | 0.00021245 | 0.00019029 | 0 | 0.00018432
1277 | 54 | 2 | 0.00011416 | 0.00010601 | 8.635e-05 | 6.026e-05 | 7.303e-05 | 0.00010749 | 9.754e-05 | 0.00035816 | 1.404e-05 | 4.323e-05 | 6.412e-05 | 1.84e-05 | 5.617e-05 | 9.289e-05 | 0.00021245 | 0.00019029 | 0 | 0.00018432
1278 | 54 | 2 | 0.00011415 | 0.00011618 | 9.157e-05 | 0.00011178 | 0.0001299 | 0.00011237 | 0.00010104 | 0.00036452 | 1.731e-05 | 4.806e-05 | 7.054e-05 | 4.583e-05 | 7.621e-05 | 0.00010613 | 0.00021245 | 0.00019029 | 0 | 0.00018432
1279 | 54 | 2 | 0.00011416 | 0.00011054 | 0.00010197 | 0.00011539 | 0.00012519 | 0.00012613 | 0.00011256 | 0.00036452 | 3.941e-05 | 5.955e-05 | 8.013e-05 | 0.00012431 | 0.00011789 | 0.00011293 | 0.00021244 | 0.00019012 | 0 | 0.00018432
1280 | 54 | 2 | 0.00011415 | 0.00011225 | 0.00010296 | 0.00015957 | 0.00018685 | 0.00013638 | 0.00012891 | 0.00034968 | 0.00010501 | 8.352e-05 | 9.043e-05 | 0.0002215 | 0.00017742 | 0.00013706 | 0.00021093 | 0.00018919 | 3.1596e-05 | 0.00018432
1281 | 54 | 2 | 0.00011416 | 0.00010597 | 8.227e-05 | 0.00016274 | 0.00018976 | 0.00013752 | 0.00013738 | 0.00032213 | 0.00019408 | 0.00012353 | 0.00010435 | 0.00021337 | 0.00019386 | 0.00017754 | 0.00020159 | 0.00018805 | 1.7885e-05 | 0.00018432
1282 | 54 | 2 | 0.00011415 | 0.00011289 | 0.00010293 | 0.00015933 | 0.00019433 | 0.00013963 | 0.00014056 | 0.0003179 | 0.00020679 | 0.00015899 | 0.00012461 | 0.00016659 | 0.00017252 | 0.00018046 | 0.00018861 | 0.0001888 | 0.00026313 | 0.00018432
1283 | 54 | 2 | 0.00011416 | 0.00010742 | 8.419e-05 | 0.00016658 | 0.00019263 | 0.00013933 | 0.00014048 | 0.0003073 | 0.00017551 | 0.00017207 | 0.00014241 | 0.00016681 | 0.00017141 | 0.00017803 | 0.00017711 | 0.0001897 | 0.00060932 | 0.00018432
1284 | 54 | 2 | 0.00011415 | 0.0001102 | 9.206e-05 | 0.00016252 | 0.00019578 | 0.00014031 | 0.00013961 | 0.00029246 | 0.0001702 | 0.00017397 | 0.00015623 | 0.0001719 | 0.00017242 | 0.00017511 | 0.00016882 | 0.00018819 | 0.00011043 | 0.00018432
1285 | 54 | 2 | 0.00011416 | 0.00010755 | 9.376e-05 | 0.00016614 | 0.00018866 | 0.00013786 | 0.00013711 | 0.00029671 | 0.0001717 | 0.00017343 | 0.00016594 | 0.00016326 | 0.00016467 | 0.00016808 | 0.00017111 | 0.00018796 | 0.00040173 | 0.00018432
1286 | 54 | 2 | 0.00011415 | 0.00010907 | 8.961e-05 | 0.00016065 | 0.00019901 | 0.00013862 | 0.00013671 | 0.00029034 | 0.0001648 | 0.00017014 | 0.00017043 | 0.00017795 | 0.00016753 | 0.00015957 | 0.00015971 | 0.00018909 | 0.00017228 | 0.00018432
1287 | 54 | 2 | 0.00011416 | 0.00011036 | 9.846e-05 | 0.00015624 | 0.00019875 | 0.00013622 | 0.00013524 | 0.00029035 | 0.00017522 | 0.00016824 | 0.00016971 | 0.00018323 | 0.000166 | 0.00015141 | 0.00014819 | 0.00018957 | 0.0005305 | 0.00018432
1288 | 54 | 2 | 0.00011415 | 0.00010621 | 8.613e-05 | 0.00016033 | 0.00019112 | 0.00013756 | 0.00013496 | 0.0002967 | 0.00018121 | 0.00016699 | 0.00016566 | 0.00019793 | 0.00015201 | 0.00010944 | 0.0001632 | 0.00019001 | 0.00014563 | 0.00018432
1289 | 54 | 2 | 0.00011416 | 0.00010944 | 8.745e-05 | 0.00016506 | 0.00018695 | 0.00013586 | 0.00013691 | 0.00030094 | 0.00019403 | 0.00016139 | 0.00015197 | 0.00021715 | 0.0001607 | 0.00010809 | 0.00018699 | 0.00019025 | 7.8904e-07 | 0.00018432
1290 | 54 | 2 | 0.00011415 | 0.00011451 | 0.00010187 | 0.00016072 | 0.00019252 | 0.00013547 | 0.00013957 | 0.0003073 | 0.00021178 | 0.00015962 | 0.00013888 | 0.0002087 | 0.00016202 | 0.00011887 | 0.00019632 | 0.00019026 | 0 | 0.00018432
1291 | 54 | 2 | 0.00011416 | 0.0001103 | 8.873e-05 | 0.00010905 | 0.0001367 | 0.00014196 | 0.00014214 | 0.0003073 | 0.00020892 | 0.00016019 | 0.00013014 | 0.00016381 | 0.00013371 | 0.00010612 | 0.00020046 | 0.00019023 | 0 | 0.00018432
1292 | 54 | 2 | 0.00011415 | 0.00010942 | 9.548e-05 | 0.00010968 | 0.00013563 | 0.0001416 | 0.00014204 | 0.00031577 | 0.00017389 | 0.00015095 | 0.0001209 | 0.00012931 | 0.00011469 | 0.00010174 | 0.00020503 | 0.00019001 | 0 | 0.00018432
1293 | 54 | 2 | 0.00011416 | 0.00011397 | 8.101e-05 | 5.893e-05 | 7.33e-05 | 0.00013461 | 0.00013561 | 0.0003179 | 0.00014021 | 0.00013527 | 0.00011323 | 8.452e-05 | 8.585e-05 | 8.784e-05 | 0.00021064 | 0.00019025 | 0 | 0.00018432
1294 | 54 | 2 | 0.00011415 | 0.00010549 | 8.819e-05 | 5.569e-05 | 7.054e-05 | 0.00012755 | 0.00012784 | 0.0003179 | 9.768e-05 | 0.00011346 | 0.00010555 | 8.7e-05 | 8.693e-05 | 8.757e-05 | 0.00021195 | 0.00019025 | 0 | 0.00018432
1295 | 54 | 2 | 0.00011416 | 0.00011408 | 8.662e-05 | 5.428e-05 | 6.737e-05 | 0.00012915 | 0.00011791 | 0.00032001 | 9.028e-05 | 9.858e-05 | 9.957e-05 | 7.842e-05 | 7.249e-05 | 6.722e-05 | 0.00021214 | 0.00019027 | 0 | 0.00018432
1296 | 54 | 2 | 0.00011415 | 0.00010653 | 9.163e-05 | 5.932e-05 | 7.227e-05 | 0.00012848 | 0.00010992 | 0.00032001 | 8.103e-05 | 8.59e-05 | 9.035e-05 | 6.32e-05 | 6.104e-05 | 5.922e-05 | 0.00021227 | 0.00019028 | 0 | 0.00018432
1297 | 55 | 2 | 0.00011416 | 0.00011504 | 0.0001116 | 6.343e-05 | 4.208e-05 | 0.00012176 | 0.00010297 | 0.00032002 | 6.71e-05 | 7.406e-05 | 8.106e-05 | 6.835e-05 | 6.086e-05 | 5.367e-05 | 0.00021231 | 0.00019029 | 0 | 0.00018632
1298 | 55 | 2 | 0.00011415 | 0.00012029 | 0.00012724 | 5.954e-05 | 4.426e-05 | 0.00011682 | 9.908e-05 | 0.00032002 | 6.846e-05 | 6.65e-05 | 7.204e-05 | 3.515e-05 | 4.611e-05 | 5.652e-05 | 0.00021234 | 0.00019029 | 0 | 0.00018632
1299 | 55 | 2 | 0.00011416 | 0.00012005 | 0.00012303 | 6.304e-05 | 4.463e-05 | 0.00011207 | 9.7e-05 | 0.00032214 | 4.24e-05 | 5.755e-05 | 6.56e-05 | 2.157e-05 | 4.188e-05 | 6.127e-05 | 0.00021239 | 0.00019029 | 0 | 0.00018632
1300 | 55 | 2 | 0.00011415 | 0.00011428 | 0.00012964 | 5.672e-05 | 3.992e-05 | 0.00010952 | 9.589e-05 | 0.00032213 | 2.678e-05 | 4.979e-05 | 6.199e-05 | 2.107e-05 | 5.114e-05 | 8.011e-05 | 0.00021244 | 0.00019029 | 0 | 0.00018632
1301 | 55 | 2 | 0.00011416 | 0.00011629 | 0.00012898 | 6.116e-05 | 4.114e-05 | 0.00011017 | 9.682e-05 | 0.00032425 | 2.279e-05 | 4.842e-05 | 6.446e-05 | 2.311e-05 | 5.909e-05 | 9.391e-05 | 0.00021245 | 0.00019029 | 0 | 0.00018632
1302 | 55 | 2 | 0.00011415 | 0.00011957 | 0.00011355 | 0.00011208 | 8.15e-05 | 0.00011506 | 0.00010031 | 0.00032425 | 2.297e-05 | 5.223e-05 | 7.105e-05 | 2.915e-05 | 6.816e-05 | 0.00010608 | 0.00021245 | 0.00019029 | 0 | 0.00018632
1303 | 55 | 2 | 0.00011416 | 0.000111 | 0.00012171 | 0.00010987 | 8.123e-05 | 0.00012927 | 0.000112 | 0.00032214 | 2.769e-05 | 5.91e-05 | 8.053e-05 | 4.648e-05 | 8.036e-05 | 0.00011351 | 0.00021245 | 0.00019029 | 0 | 0.00018632
1304 | 55 | 2 | 0.00011415 | 0.0001108 | 0.00010959 | 0.00015842 | 0.00011704 | 0.00013873 | 0.00012827 | 0.00032637 | 4.22e-05 | 6.846e-05 | 9.085e-05 | 6.866e-05 | 0.00010325 | 0.00013748 | 0.00021245 | 0.00019029 | 1.4839e-05 | 0.00018632
1305 | 55 | 2 | 0.00011416 | 0.00011754 | 0.00011445 | 0.00016728 | 0.00012183 | 0.00013903 | 0.00013779 | 0.00032001 | 6.245e-05 | 8.332e-05 | 0.00010479 | 9.925e-05 | 0.00013721 | 0.00017532 | 0.00021245 | 0.00019029 | 0.00015193 | 0.00018632
1306 | 55 | 2 | 0.00011415 | 0.0001104 | 0.00011057 | 0.00015901 | 0.00011536 | 0.00014112 | 0.00013975 | 0.0003073 | 9.062e-05 | 0.00010647 | 0.00012446 | 0.00012916 | 0.00015523 | 0.00018213 | 0.00021242 | 0.00019027 | 5.2314e-05 | 0.00018632
1307 | 55 | 2 | 0.00011416 | 0.00011466 | 0.00012608 | 0.00016531 | 0.00012087 | 0.00014061 | 0.00013735 | 0.0003179 | 0.00011999 | 0.00012985 | 0.00014255 | 0.00013671 | 0.00015706 | 0.00017847 | 0.00021175 | 0.00018988 | 0.00023267 | 0.00018632
1308 | 55 | 2 | 0.00011415 | 0.0001187 | 0.00012925 | 0.00016484 | 0.00011531 | 0.00014014 | 0.00013658 | 0.00030094 | 0.00013234 | 0.00014519 | 0.00015642 | 0.00013832 | 0.0001553 | 0.00017343 | 0.00019726 | 0.00018985 | 0.00036137 | 0.00018632
1309 | 55 | 2 | 0.00011416 | 0.00011467 | 0.00011349 | 0.00016729 | 0.00012097 | 0.0001366 | 0.00013638 | 0.00029246 | 0.00013684 | 0.00015211 | 0.00016572 | 0.00012937 | 0.00014715 | 0.0001659 | 0.00019266 | 0.0001893 | 2.564e-05 | 0.00018632
1310 | 55 | 2 | 0.00011415 | 0.00011591 | 0.00012453 | 0.00015786 | 0.00011819 | 0.00013583 | 0.00013617 | 0.00027339 | 0.00013107 | 0.00015163 | 0.00016972 | 0.00011237 | 0.00013593 | 0.00016007 | 0.0001874 | 0.00018852 | 0.00026725 | 0.00018632
1311 | 55 | 2 | 0.00011416 | 0.00011627 | 0.00012632 | 0.00015841 | 0.00011471 | 0.0001332 | 0.00013633 | 0.00026916 | 0.0001167 | 0.0001456 | 0.0001692 | 0.00012837 | 0.00014036 | 0.00015338 | 0.00016965 | 0.00018875 | 0.00026848 | 0.00018632
1312 | 55 | 2 | 0.00011415 | 0.00012171 | 0.00011512 | 0.00015985 | 0.00011475 | 0.00013138 | 0.00013684 | 0.0002861 | 0.00012622 | 0.00014203 | 0.00016561 | 0.00013404 | 0.00012089 | 0.00010928 | 0.00015986 | 0.00018974 | 0.00028479 | 0.00018632
1313 | 55 | 2 | 0.00011416 | 0.00011334 | 0.0001215 | 0.00016109 | 0.0001213 | 0.00013077 | 0.00013804 | 0.00030518 | 0.00013201 | 0.00013367 | 0.00015195 | 0.00014041 | 0.00012277 | 0.00010685 | 0.00016354 | 0.00018976 | 0.00015097 | 0.00018632
1314 | 55 | 2 | 0.00011415 | 0.0001136 | 0.00011557 | 0.00016424 | 0.0001168 | 0.00013308 | 0.00013952 | 0.00032213 | 0.00013829 | 0.0001276 | 0.0001387 | 0.00014258 | 0.00012978 | 0.00011865 | 0.00017349 | 0.00019011 | 0 | 0.00018632
1315 | 55 | 2 | 0.00011416 | 0.00011184 | 0.00011223 | 0.00010985 | 8.366e-05 | 0.00014098 | 0.00014152 | 0.00032002 | 0.00014154 | 0.00012698 | 0.00013 | 0.00014246 | 0.00012403 | 0.00010735 | 0.00017535 | 0.0001896 | 0 | 0.00018632
1316 | 55 | 2 | 0.00011415 | 0.00011883 | 0.00011023 | 0.00011507 | 7.798e-05 | 0.00014136 | 0.00014206 | 0.00033485 | 0.0001422 | 0.00012604 | 0.00012104 | 0.00014332 | 0.00012126 | 0.00010103 | 0.00017818 | 0.00018974 | 0 | 0.00018632
1317 | 55 | 2 | 0.00011416 | 0.00011877 | 0.00010855 | 5.947e-05 | 4.107e-05 | 0.00013477 | 0.00013592 | 0.00034333 | 0.0001431 | 0.00012409 | 0.00011319 | 8.458e-05 | 8.613e-05 | 8.812e-05 | 0.00016774 | 0.0001891 | 0 | 0.00018632
1318 | 55 | 2 | 0.00011415 | 0.00011128 | 0.00011003 | 5.724e-05 | 3.829e-05 | 0.00012771 | 0.00012783 | 0.00034969 | 9.745e-05 | 0.00010986 | 0.00010556 | 8.761e-05 | 8.774e-05 | 8.839e-05 | 0.00016518 | 0.00018943 | 0 | 0.00018632
1319 | 55 | 2 | 0.00011416 | 0.00011173 | 0.00011388 | 5.276e-05 | 4.464e-05 | 0.00012935 | 0.00011901 | 0.00036029 | 9.104e-05 | 9.809e-05 | 9.978e-05 | 8.404e-05 | 7.488e-05 | 6.633e-05 | 0.00016788 | 0.00018959 | 0 | 0.00018632
1320 | 55 | 2 | 0.00011415 | 0.00011812 | 0.00011037 | 6.143e-05 | 3.871e-05 | 0.00012799 | 0.00011112 | 0.00036664 | 8.579e-05 | 8.699e-05 | 9.036e-05 | 7.989e-05 | 6.935e-05 | 5.937e-05 | 0.00017389 | 0.0001896 | 0 | 0.00018632
1321 | 56 | 2 | 0.00011416 | 0.00010516 | 0.00011065 | 5.522e-05 | 1.447e-05 | 0.0001212 | 0.00010408 | 0.00037512 | 8.099e-05 | 7.812e-05 | 8.108e-05 | 6.809e-05 | 6.063e-05 | 5.347e-05 | 0.00017157 | 0.00018995 | 0 | 0.0001845
1322 | 56 | 2 | 0.00011415 | 0.00010565 | 9.384e-05 | 6.03e-05 | 1.314e-05 | 0.0001159 | 9.944e-05 | 0.00036876 | 7.105e-05 | 6.976e-05 | 7.202e-05 | 3.474e-05 | 4.557e-05 | 5.585e-05 | 0.00016812 | 0.00018993 | 0 | 0.0001845
1323 | 56 | 2 | 0.00011416 | 0.00010387 | 0.00010146 | 6.145e-05 | 1.299e-05 | 0.00011151 | 9.771e-05 | 0.00037724 | 4.299e-05 | 5.907e-05 | 6.541e-05 | 2.151e-05 | 4.176e-05 | 6.109e-05 | 0.000164 | 0.00018899 | 0 | 0.0001845
1324 | 56 | 2 | 0.00011415 | 0.00010518 | 0.00010934 | 5.721e-05 | 1.295e-05 | 0.00010895 | 9.692e-05 | 0.00037935 | 2.699e-05 | 5.026e-05 | 6.174e-05 | 2.095e-05 | 5.085e-05 | 7.965e-05 | 0.0001648 | 0.00018348 | 0 | 0.0001845
1325 | 56 | 2 | 0.00011416 | 0.0001139 | 9.167e-05 | 6.285e-05 | 1.465e-05 | 0.0001097 | 9.768e-05 | 0.00039207 | 2.267e-05 | 4.843e-05 | 6.416e-05 | 2.322e-05 | 5.936e-05 | 9.433e-05 | 0.00015425 | 0.00017128 | 0 | 0.0001845
1326 | 56 | 2 | 0.00011415 | 0.00011297 | 0.00011066 | 0.00010415 | 2.602e-05 | 0.00011538 | 0.00010121 | 0.00037935 | 2.302e-05 | 5.224e-05 | 7.088e-05 | 2.922e-05 | 6.831e-05 | 0.00010631 | 0.00014617 | 0.00015463 | 0 | 0.0001845
1327 | 56 | 2 | 0.00011416 | 0.00010396 | 9.135e-05 | 0.00010801 | 2.709e-05 | 0.00012974 | 0.00011266 | 0.00036876 | 2.775e-05 | 5.915e-05 | 8.046e-05 | 4.592e-05 | 7.939e-05 | 0.00011213 | 0.00013185 | 0.00013182 | 0 | 0.0001845
1328 | 56 | 2 | 0.00011415 | 0.00011083 | 9.649e-05 | 0.0001674 | 3.948e-05 | 0.00013915 | 0.0001287 | 0.00035393 | 4.178e-05 | 6.818e-05 | 9.054e-05 | 6.77e-05 | 0.0001018 | 0.00013555 | 0.00012237 | 0.00011267 | 6.9817e-05 | 0.0001845
1329 | 56 | 2 | 0.00011416 | 0.00010654 | 9.419e-05 | 0.000163 | 3.888e-05 | 0.00013833 | 0.00013751 | 0.00032637 | 6.162e-05 | 8.252e-05 | 0.0001041 | 0.00010021 | 0.00013855 | 0.00017703 | 0.00012663 | 0.00010183 | 0.00027497 | 0.0001845
1330 | 56 | 2 | 0.00011415 | 0.00010849 | 9.896e-05 | 0.00016485 | 3.941e-05 | 0.0001389 | 0.00014124 | 0.00030094 | 9.12e-05 | 0.00010631 | 0.00012422 | 0.00012875 | 0.00015474 | 0.00018156 | 0.0001279 | 8.5978e-05 | 0.00048848 | 0.0001845
1331 | 56 | 2 | 0.00011416 | 0.00011472 | 0.00010295 | 0.00016715 | 3.775e-05 | 0.00013788 | 0.00014051 | 0.00029035 | 0.00011976 | 0.00012977 | 0.00014223 | 0.00013719 | 0.00015762 | 0.0001791 | 0.00011498 | 7.0203e-05 | 0.00059971 | 0.0001845
1332 | 56 | 2 | 0.00011415 | 0.00011105 | 0.00010754 | 0.00015779 | 3.854e-05 | 0.00013957 | 0.00013955 | 0.00027551 | 0.00013269 | 0.00014534 | 0.00015631 | 0.00013815 | 0.00015512 | 0.00017322 | 9.6195e-05 | 6.0192e-05 | 0.00058633 | 0.0001845
1333 | 56 | 2 | 0.00011416 | 0.00011164 | 0.00010953 | 0.00016314 | 3.84e-05 | 0.00013635 | 0.00013772 | 0.00026279 | 0.00013678 | 0.00015219 | 0.00016567 | 0.00013092 | 0.00014892 | 0.00016789 | 0.00010882 | 5.5447e-05 | 4.2472e-05 | 0.0001845
1334 | 56 | 2 | 0.00011415 | 0.00011164 | 0.00010732 | 0.00015831 | 3.888e-05 | 0.00013699 | 0.00013801 | 0.00026916 | 0.00013228 | 0.0001523 | 0.00017019 | 0.0001118 | 0.00013524 | 0.00015926 | 0.00010492 | 4.3357e-05 | 7.0301e-05 | 0.0001845
1335 | 56 | 2 | 0.00011416 | 0.00010748 | 0.000111 | 0.00016397 | 3.898e-05 | 0.00013728 | 0.00013815 | 0.00028187 | 0.00011649 | 0.00014594 | 0.00016946 | 0.0001279 | 0.00013985 | 0.00015283 | 0.00010475 | 2.3701e-05 | 8.3536e-05 | 0.0001845
1336 | 56 | 2 | 0.00011415 | 0.00010626 | 9.291e-05 | 0.00016636 | 3.987e-05 | 0.00013688 | 0.0001374 | 0.00028399 | 0.00012584 | 0.00014195 | 0.00016573 | 0.00013531 | 0.00012203 | 0.00011031 | 0.0001029 | 1.3551e-05 | 4.4831e-05 | 0.0001845
1337 | 56 | 2 | 0.00011416 | 0.00011124 | 9.312e-05 | 0.0001651 | 3.769e-05 | 0.00013504 | 0.00013874 | 0.00028823 | 0.00013293 | 0.00013392 | 0.00015223 | 0.0001402 | 0.00012259 | 0.00010669 | 9.009e-05 | 7.5806e-06 | 2.0456e-05 | 0.0001845
1338 | 56 | 2 | 0.00011415 | 0.00011044 | 0.00010273 | 0.00016665 | 3.772e-05 | 0.00013833 | 0.00014054 | 0.00028822 | 0.00013828 | 0.00012781 | 0.00013888 | 0.00014147 | 0.00012877 | 0.00011772 | 5.9889e-05 | 3.9704e-06 | 0 | 0.0001845
1339 | 56 | 2 | 0.00011416 | 0.00011005 | 0.00010606 | 0.00010504 | 2.742e-05 | 0.00014415 | 0.00014321 | 0.00029458 | 0.0001407 | 0.00012673 | 0.00012989 | 0.00014149 | 0.00012318 | 0.00010662 | 4.0573e-05 | 1.3774e-06 | 0 | 0.0001845
1340 | 56 | 2 | 0.00011415 | 0.00011096 | 9.629e-05 | 0.00010825 | 2.587e-05 | 0.00014312 | 0.00014346 | 0.00029034 | 0.0001413 | 0.00012544 | 0.00012076 | 0.00014379 | 0.00012165 | 0.00010136 | 3.1171e-05 | 1.635e-07 | 0 | 0.0001845
1341 | 56 | 2 | 0.00011416 | 0.00010398 | 0.00010638 | 5.462e-05 | 1.506e-05 | 0.00013619 | 0.00013788 | 0.00029034 | 0.00014326 | 0.00012378 | 0.00011299 | 8.472e-05 | 8.626e-05 | 8.826e-05 | 2.3757e-05 | 0 | 0 | 0.0001845
1342 | 56 | 2 | 0.00011415 | 0.00011083 | 9.764e-05 | 5.841e-05 | 1.298e-05 | 0.0001298 | 0.00012938 | 0.00029883 | 9.755e-05 | 0.0001098 | 0.00010539 | 8.745e-05 | 8.757e-05 | 8.822e-05 | 1.6571e-05 | 1.1344e-06 | 0 | 0.0001845
1343 | 56 | 2 | 0.00011416 | 0.00011079 | 0.00011089 | 6.281e-05 | 1.265e-05 | 0.00013125 | 0.00012021 | 0.00029034 | 9.093e-05 | 9.805e-05 | 9.963e-05 | 8.483e-05 | 7.558e-05 | 6.696e-05 | 1.2712e-05 | 6.2246e-06 | 0 | 0.0001845
1344 | 56 | 2 | 0.00011415 | 0.00010461 | 9.719e-05 | 6.18e-05 | 1.426e-05 | 0.00013011 | 0.00011286 | 0.00029459 | 8.64e-05 | 8.722e-05 | 9.041e-05 | 7.999e-05 | 6.944e-05 | 5.944e-05 | 1.536e-05 | 2.0675e-05 | 0 | 0.0001845
1345 | 57 | 2 | 0.00011416 | 0.00011612 | 0.0001186 | 5.639e-05 | 6.562e-05 | 0.00012279 | 0.00010533 | 0.00029035 | 8.118e-05 | 7.836e-05 | 8.118e-05 | 5.483e-05 | 5.424e-05 | 5.381e-05 | 1.2162e-05 | 3.6328e-05 | 0 | 0.00018224
1346 | 57 | 2 | 0.00011415 | 0.00012387 | 0.00011804 | 6.183e-05 | 7.194e-05 | 0.00011726 | 0.00010069 | 0.00029035 | 6.075e-05 | 6.761e-05 | 7.221e-05 | 1.849e-05 | 3.764e-05 | 5.601e-05 | 1.214e-05 | 5.8921e-05 | 0 | 0.00018224
1347 | 57 | 2 | 0.00011416 | 0.00011665 | 0.00013295 | 5.599e-05 | 7.295e-05 | 0.00011231 | 9.843e-05 | 0.00029247 | 2.834e-05 | 5.418e-05 | 6.562e-05 | 1.312e-05 | 3.805e-05 | 6.202e-05 | 1.8582e-05 | 8.691e-05 | 0 | 0.00018224
1348 | 57 | 2 | 0.00011415 | 0.00011376 | 0.00012709 | 5.619e-05 | 6.688e-05 | 0.00010983 | 9.747e-05 | 0.00029246 | 1.735e-05 | 4.512e-05 | 6.213e-05 | 1.291e-05 | 4.681e-05 | 7.961e-05 | 3.1686e-05 | 0.00011876 | 0 | 0.00018224
1349 | 57 | 2 | 0.00011416 | 0.00011634 | 0.0001363 | 5.572e-05 | 6.931e-05 | 0.00011047 | 9.81e-05 | 0.0003073 | 1.406e-05 | 4.374e-05 | 6.447e-05 | 1.865e-05 | 5.693e-05 | 9.414e-05 | 4.0458e-05 | 0.00014863 | 0 | 0.00018224
1350 | 57 | 2 | 0.00011415 | 0.00012224 | 0.00012716 | 0.00010938 | 0.00012789 | 0.00011561 | 0.00010175 | 0.00030094 | 1.751e-05 | 4.85e-05 | 7.109e-05 | 4.603e-05 | 7.654e-05 | 0.00010658 | 6.5501e-05 | 0.00017097 | 0 | 0.00018224
1351 | 57 | 2 | 0.00011416 | 0.00011516 | 0.00013332 | 0.000109 | 0.00013065 | 0.00012905 | 0.00011289 | 0.0002967 | 3.96e-05 | 5.995e-05 | 8.067e-05 | 0.00012493 | 0.00011849 | 0.0001135 | 0.00010159 | 0.00018432 | 0 | 0.00018224
1352 | 57 | 2 | 0.00011415 | 0.00012067 | 0.00013674 | 0.00016321 | 0.00019081 | 0.00013847 | 0.00012857 | 0.0002861 | 0.00010554 | 8.399e-05 | 9.099e-05 | 0.00022105 | 0.00017706 | 0.00013678 | 0.00013846 | 0.00018904 | 3.7585e-06 | 0.00018224
1353 | 57 | 2 | 0.00011416 | 0.000122 | 0.0001318 | 0.00016421 | 0.00020018 | 0.00014042 | 0.00013952 | 0.00027551 | 0.00019384 | 0.00012372 | 0.00010473 | 0.00021193 | 0.00019255 | 0.00017634 | 0.00016997 | 0.0001901 | 1.5178e-05 | 0.00018224
1354 | 57 | 2 | 0.00011415 | 0.00011924 | 0.00012383 | 0.00016098 | 0.00020077 | 0.00014413 | 0.00014476 | 0.00026068 | 0.00020563 | 0.00015856 | 0.00012463 | 0.00016954 | 0.00017558 | 0.00018366 | 0.00018311 | 0.00019028 | 0.00019132 | 0.00018224
1355 | 57 | 2 | 0.00011416 | 0.00011941 | 0.00012516 | 0.00016398 | 0.00019853 | 0.00014374 | 0.00014551 | 0.0002416 | 0.00017759 | 0.00017274 | 0.00014303 | 0.00016882 | 0.00017348 | 0.00018019 | 0.00017701 | 0.00019029 | 7.372e-05 | 0.00018224
1356 | 57 | 2 | 0.00011415 | 0.00011747 | 0.00012429 | 0.00016384 | 0.00019087 | 0.00014462 | 0.00014416 | 0.0002522 | 0.00017213 | 0.00017547 | 0.00015723 | 0.00017152 | 0.00017204 | 0.00017472 | 0.00014782 | 0.00019021 | 0.00016804 | 0.00018224
1357 | 57 | 2 | 0.00011416 | 0.00011649 | 0.00011938 | 0.00015838 | 0.00019712 | 0.00014007 | 0.00014099 | 0.00026491 | 0.00017182 | 0.00017445 | 0.00016675 | 0.00016257 | 0.00016397 | 0.00016737 | 0.00017336 | 0.00019029 | 0.00010502 | 0.00018224
1358 | 57 | 2 | 0.00011415 | 0.00011968 | 0.00013036 | 0.00015981 | 0.00019518 | 0.0001399 | 0.00014023 | 0.00025643 | 0.00016436 | 0.00017036 | 0.00017097 | 0.00017845 | 0.000168 | 0.00016002 | 0.00019231 | 0.00019029 | 7.725e-05 | 0.00018224
1359 | 57 | 2 | 0.00011416 | 0.00011986 | 0.00013191 | 0.00016325 | 0.00019157 | 0.00013792 | 0.00013985 | 0.00026492 | 0.00017553 | 0.00016835 | 0.00017024 | 0.00018534 | 0.00016791 | 0.00015315 | 0.00020173 | 0.00019029 | 7.6418e-05 | 0.00018224
1360 | 57 | 2 | 0.00011415 | 0.00011651 | 0.00013254 | 0.00016271 | 0.00018859 | 0.00013486 | 0.00013836 | 0.00029035 | 0.00018289 | 0.00016777 | 0.00016635 | 0.00019718 | 0.00015143 | 0.00010903 | 0.00020683 | 0.00019029 | 9.8011e-05 | 0.00018224
1361 | 57 | 2 | 0.00011416 | 0.00011724 | 0.00013133 | 0.00015895 | 0.00020002 | 0.0001334 | 0.0001381 | 0.00030306 | 0.00019377 | 0.00016186 | 0.00015238 | 0.00021382 | 0.00015824 | 0.00010644 | 0.00020902 | 0.00018976 | 1.2209e-05 | 0.00018224
1362 | 57 | 2 | 0.00011415 | 0.00011409 | 0.00012606 | 0.00016124 | 0.00019308 | 0.00013371 | 0.00014007 | 0.00030942 | 0.00020919 | 0.00015892 | 0.00013882 | 0.00020699 | 0.00016069 | 0.0001179 | 0.00020993 | 0.00018384 | 0 | 0.00018224
1363 | 57 | 2 | 0.00011416 | 0.00011352 | 0.00012968 | 0.0001051 | 0.00013112 | 0.00013871 | 0.00014165 | 0.00032213 | 0.00020709 | 0.00015895 | 0.0001298 | 0.00016388 | 0.00013377 | 0.00010617 | 0.00020954 | 0.00016449 | 0 | 0.00018224
1364 | 57 | 2 | 0.00011415 | 0.00011615 | 0.00013783 | 0.0001052 | 0.00013548 | 0.00013702 | 0.0001398 | 0.00032425 | 0.00017351 | 0.00015008 | 0.00012053 | 0.00012988 | 0.00011519 | 0.00010219 | 0.00020623 | 0.00014801 | 0 | 0.00018224
1365 | 57 | 2 | 0.00011416 | 0.00011574 | 0.00011993 | 5.923e-05 | 6.686e-05 | 0.00013023 | 0.00013357 | 0.00031789 | 0.00014051 | 0.00013503 | 0.00011295 | 8.512e-05 | 8.646e-05 | 8.846e-05 | 0.00019013 | 0.00014783 | 0 | 0.00018224
1366 | 57 | 2 | 0.00011415 | 0.00012447 | 0.00013776 | 6.168e-05 | 7.025e-05 | 0.00012431 | 0.0001251 | 0.00032425 | 9.821e-05 | 0.00011367 | 0.00010547 | 8.858e-05 | 8.85e-05 | 8.915e-05 | 0.00016613 | 0.00014935 | 0 | 0.00018224
1367 | 57 | 2 | 0.00011416 | 0.00011683 | 0.00013856 | 5.902e-05 | 6.995e-05 | 0.00012641 | 0.00011681 | 0.00033061 | 9.163e-05 | 9.938e-05 | 9.993e-05 | 7.752e-05 | 7.167e-05 | 6.645e-05 | 0.0001417 | 0.00015425 | 0 | 0.00018224
1368 | 57 | 2 | 0.00011415 | 0.00011973 | 0.00012382 | 5.846e-05 | 7.511e-05 | 0.00012623 | 0.00011005 | 0.00034333 | 8.061e-05 | 8.627e-05 | 9.06e-05 | 6.294e-05 | 6.08e-05 | 5.898e-05 | 0.00013443 | 0.00015882 | 0 | 0.00018224
1369 | 58 | 2 | 0.00011416 | 0.00011847 | 0.00011789 | 6.16e-05 | 7.663e-05 | 0.00011976 | 0.00010377 | 0.00034968 | 6.686e-05 | 7.406e-05 | 8.126e-05 | 5.474e-05 | 5.416e-05 | 5.373e-05 | 0.00015322 | 0.00016356 | 0 | 0.00018016
1370 | 58 | 2 | 0.00011415 | 0.00011112 | 0.00012766 | 5.415e-05 | 6.774e-05 | 0.00011346 | 9.928e-05 | 0.00035816 | 5.779e-05 | 6.4e-05 | 7.221e-05 | 1.867e-05 | 3.8e-05 | 5.656e-05 | 0.00016558 | 0.0001578 | 0 | 0.00018016
1371 | 58 | 2 | 0.00011416 | 0.00011315 | 0.00012842 | 6.349e-05 | 6.492e-05 | 0.00010775 | 9.626e-05 | 0.00036664 | 2.747e-05 | 5.236e-05 | 6.57e-05 | 1.296e-05 | 3.76e-05 | 6.128e-05 | 0.00017707 | 0.0001513 | 0 | 0.00018016
1372 | 58 | 2 | 0.00011415 | 0.00010795 | 0.00013072 | 5.8e-05 | 7.078e-05 | 0.00010413 | 9.469e-05 | 0.00036876 | 1.691e-05 | 4.426e-05 | 6.2e-05 | 1.315e-05 | 4.769e-05 | 8.111e-05 | 0.00017019 | 0.00014618 | 0 | 0.00018016
1373 | 58 | 2 | 0.00011416 | 0.00011438 | 0.00012825 | 6.34e-05 | 7.037e-05 | 0.00010276 | 9.422e-05 | 0.00037088 | 1.423e-05 | 4.367e-05 | 6.468e-05 | 1.873e-05 | 5.717e-05 | 9.453e-05 | 0.00016043 | 0.00015344 | 0 | 0.00018016
1374 | 58 | 2 | 0.00011415 | 0.00011077 | 0.00011198 | 0.0001085 | 0.00013796 | 0.00010283 | 9.518e-05 | 0.00037935 | 1.76e-05 | 4.873e-05 | 7.139e-05 | 4.633e-05 | 7.705e-05 | 0.00010729 | 0.00016574 | 0.00015863 | 0 | 0.00018016
1375 | 58 | 2 | 0.00011416 | 0.00010753 | 0.00012732 | 0.00010924 | 0.00012846 | 0.0001061 | 9.99e-05 | 0.00037299 | 3.987e-05 | 6.035e-05 | 8.112e-05 | 0.00012362 | 0.00011725 | 0.00011231 | 0.00017798 | 0.00014932 | 0 | 0.00018016
1376 | 58 | 2 | 0.00011415 | 0.00011258 | 0.0001189 | 0.00016496 | 0.00019619 | 0.00010835 | 0.00010591 | 0.00035392 | 0.00010457 | 8.382e-05 | 9.113e-05 | 0.0002194 | 0.00017573 | 0.00013576 | 0.00018299 | 0.00012957 | 3.0806e-05 | 0.00018016
1377 | 58 | 2 | 0.00011416 | 0.00011507 | 0.00012533 | 0.00016273 | 0.00019159 | 0.00011332 | 0.00011318 | 0.00034545 | 0.00019237 | 0.00012298 | 0.00010461 | 0.00021096 | 0.00019167 | 0.00017554 | 0.00016947 | 0.00011235 | 0.00015091 | 0.00018016
1378 | 58 | 2 | 0.00011415 | 0.00011249 | 0.00011638 | 0.0001648 | 0.00018997 | 0.00011916 | 0.00011909 | 0.00035393 | 0.00020457 | 0.00015763 | 0.00012425 | 0.00016837 | 0.00017436 | 0.00018238 | 0.00014275 | 0.00010083 | 0.00028738 | 0.00018016
1379 | 58 | 2 | 0.00011416 | 0.0001179 | 0.00012221 | 0.00015651 | 0.00019062 | 0.00012092 | 0.00011896 | 0.00034545 | 0.00017641 | 0.00017168 | 0.00014234 | 0.00016699 | 0.00017159 | 0.00017823 | 0.0001269 | 9.0658e-05 | 0.00028442 | 0.00018016
1380 | 58 | 2 | 0.00011415 | 0.0001112 | 0.00011124 | 0.00016588 | 0.00019035 | 0.00012095 | 0.00011676 | 0.00033062 | 0.00017044 | 0.00017408 | 0.00015614 | 0.00016956 | 0.00017008 | 0.00017273 | 0.00011233 | 8.6206e-05 | 0.00021039 | 0.00018016
1381 | 58 | 2 | 0.00011416 | 0.00011603 | 0.00011742 | 0.00015887 | 0.00020042 | 0.00011941 | 0.00011417 | 0.00033273 | 0.00016994 | 0.00017276 | 0.00016536 | 0.00016154 | 0.00016293 | 0.00016631 | 0.00010996 | 6.9891e-05 | 0.00034823 | 0.00018016
1382 | 58 | 2 | 0.00011415 | 0.00011168 | 0.00011027 | 0.00016365 | 0.00019439 | 0.00011659 | 0.00011235 | 0.00035392 | 0.00016315 | 0.00016884 | 0.00016956 | 0.00017934 | 0.00016884 | 0.00016081 | 0.00011163 | 5.2942e-05 | 0.00051117 | 0.00018016
1383 | 58 | 2 | 0.00011416 | 0.00011078 | 0.00012496 | 0.00016176 | 0.00020016 | 0.00011421 | 0.00011097 | 0.0003412 | 0.00017593 | 0.00016774 | 0.00016925 | 0.00018596 | 0.00016847 | 0.00015367 | 0.00010773 | 4.5267e-05 | 0.00047228 | 0.00018016
1384 | 58 | 2 | 0.00011415 | 0.00010966 | 0.0001148 | 0.00015999 | 0.00019813 | 0.0001137 | 0.00011112 | 0.00035604 | 0.00018342 | 0.00016782 | 0.00016577 | 0.00019714 | 0.0001514 | 0.00010901 | 9.1957e-05 | 4.6765e-05 | 0.00037341 | 0.00018016
1385 | 58 | 2 | 0.00011416 | 0.00011673 | 0.00011089 | 0.00015647 | 0.00019734 | 0.00011233 | 0.00011478 | 0.00036452 | 0.00019386 | 0.00016203 | 0.00015206 | 0.00021372 | 0.00015817 | 0.00010639 | 8.0194e-05 | 5.4283e-05 | 0.00013284 | 0.00018016
1386 | 58 | 2 | 0.00011415 | 0.0001128 | 0.00011927 | 0.00015947 | 0.0001927 | 0.00011594 | 0.00012072 | 0.00036876 | 0.00020916 | 0.00015901 | 0.00013871 | 0.00020842 | 0.0001618 | 0.00011871 | 7.0382e-05 | 5.1645e-05 | 0 | 0.00018016
1387 | 58 | 2 | 0.00011416 | 0.00011336 | 0.0001152 | 0.00011197 | 0.00012973 | 0.00012402 | 0.00012607 | 0.00037935 | 0.0002082 | 0.00015938 | 0.00013 | 0.00016381 | 0.00013371 | 0.00010613 | 6.2874e-05 | 5.4719e-05 | 0 | 0.00018016
1388 | 58 | 2 | 0.00011415 | 0.00011083 | 0.00011138 | 0.00010712 | 0.00013678 | 0.00012587 | 0.0001268 | 0.00038995 | 0.00017367 | 0.00015044 | 0.00012074 | 0.00012984 | 0.00011516 | 0.00010216 | 6.7037e-05 | 7.0506e-05 | 0 | 0.00018016
1389 | 58 | 2 | 0.00011416 | 0.00011269 | 0.00011156 | 5.67e-05 | 6.435e-05 | 0.00012029 | 0.00012212 | 0.00040054 | 0.00014054 | 0.0001352 | 0.00011313 | 8.486e-05 | 8.62e-05 | 8.819e-05 | 7.9466e-05 | 7.6979e-05 | 0 | 0.00018016
1390 | 58 | 2 | 0.00011415 | 0.00011458 | 0.00011974 | 6.359e-05 | 7.256e-05 | 0.0001146 | 0.0001162 | 0.0004175 | 9.802e-05 | 0.00011364 | 0.00010554 | 8.737e-05 | 8.729e-05 | 8.794e-05 | 6.9772e-05 | 6.9932e-05 | 0 | 0.00018016
1391 | 58 | 2 | 0.00011416 | 0.0001165 | 0.00012362 | 6.301e-05 | 7.076e-05 | 0.00011607 | 0.00011073 | 0.00042598 | 9.064e-05 | 9.888e-05 | 9.969e-05 | 7.778e-05 | 7.19e-05 | 6.667e-05 | 5.2989e-05 | 7.4259e-05 | 0 | 0.00018016
1392 | 58 | 2 | 0.00011415 | 0.00011016 | 0.00012689 | 6.345e-05 | 7.315e-05 | 0.00011687 | 0.00010466 | 0.00043657 | 8.061e-05 | 8.591e-05 | 9.038e-05 | 6.254e-05 | 6.041e-05 | 5.86e-05 | 6.1293e-05 | 0.00011506 | 0 | 0.00018016
1393 | 59 | 2 | 0.00011416 | 0.00011309 | 0.00012983 | 5.542e-05 | 6.326e-05 | 0.00011272 | 9.967e-05 | 0.00046836 | 6.651e-05 | 7.375e-05 | 8.096e-05 | 5.48e-05 | 5.421e-05 | 5.379e-05 | 7.3025e-05 | 0.00013194 | 0 | 0.00018302
1394 | 59 | 2 | 0.00011415 | 0.0001053 | 0.00011511 | 6.047e-05 | 6.307e-05 | 0.00010798 | 9.547e-05 | 0.00046412 | 5.776e-05 | 6.383e-05 | 7.196e-05 | 1.873e-05 | 3.812e-05 | 5.673e-05 | 9.8419e-05 | 0.00014131 | 0 | 0.00018302
1395 | 59 | 2 | 0.00011416 | 0.00010876 | 0.00011854 | 6.065e-05 | 6.968e-05 | 0.00010333 | 9.243e-05 | 0.0004726 | 2.751e-05 | 5.232e-05 | 6.555e-05 | 1.302e-05 | 3.777e-05 | 6.156e-05 | 0.00011619 | 0.00015215 | 0 | 0.00018302
1396 | 59 | 2 | 0.00011415 | 0.00010651 | 0.00013275 | 5.701e-05 | 7.09e-05 | 0.00010082 | 9.141e-05 | 0.00049804 | 1.696e-05 | 4.434e-05 | 6.2e-05 | 1.302e-05 | 4.721e-05 | 8.03e-05 | 0.00012091 | 0.00016801 | 0 | 0.00018302
1397 | 59 | 2 | 0.00011416 | 0.00011341 | 0.00013506 | 5.708e-05 | 7.538e-05 | 9.854e-05 | 9.086e-05 | 0.00049803 | 1.414e-05 | 4.357e-05 | 6.453e-05 | 1.857e-05 | 5.67e-05 | 9.376e-05 | 0.0001316 | 0.00017718 | 0 | 0.00018302
1398 | 59 | 2 | 0.00011415 | 0.00010997 | 0.00012914 | 0.00010891 | 0.00013636 | 9.892e-05 | 9.149e-05 | 0.00051075 | 1.747e-05 | 4.845e-05 | 7.111e-05 | 4.6e-05 | 7.649e-05 | 0.00010651 | 0.00014232 | 0.00018321 | 0 | 0.00018302
1399 | 59 | 2 | 0.00011416 | 0.00010724 | 0.00011895 | 0.000111 | 0.00012648 | 0.00010145 | 9.42e-05 | 0.00049168 | 3.958e-05 | 5.993e-05 | 8.069e-05 | 0.00012461 | 0.00011818 | 0.00011321 | 0.00016362 | 0.00018795 | 0 | 0.00018302
1400 | 59 | 2 | 0.00011415 | 0.00011332 | 0.00013054 | 0.00016429 | 0.00019199 | 0.00010106 | 9.708e-05 | 0.00039631 | 0.00010528 | 8.385e-05 | 9.093e-05 | 0.00022222 | 0.00017799 | 0.0001375 | 0.00017803 | 0.00018943 | 4.1352e-05 | 0.00018302
1401 | 59 | 2 | 0.00011416 | 0.00011189 | 0.00012902 | 0.00016334 | 0.00019695 | 0.00010515 | 0.00010156 | 0.00036876 | 0.00019469 | 0.00012394 | 0.00010483 | 0.00021436 | 0.00019476 | 0.00017836 | 0.00018825 | 0.00019008 | 8.654e-05 | 0.00018302
1402 | 59 | 2 | 0.00011415 | 0.00010524 | 0.00012521 | 0.00015661 | 0.00019559 | 0.00011078 | 0.00010629 | 0.00034333 | 0.00020768 | 0.0001596 | 0.00012515 | 0.0001692 | 0.00017522 | 0.00018328 | 0.00019489 | 0.00019027 | 0.00025052 | 0.00018302
1403 | 59 | 2 | 0.00011416 | 0.00011423 | 0.00011842 | 0.00016697 | 0.00019672 | 0.00011339 | 0.00010752 | 0.00031578 | 0.00017773 | 0.00017349 | 0.00014345 | 0.00016692 | 0.00017153 | 0.00017816 | 0.00019091 | 0.00019028 | 0.00030728 | 0.00018302
1404 | 59 | 2 | 0.00011415 | 0.00010428 | 0.00011997 | 0.00015764 | 0.00019331 | 0.00011607 | 0.00010674 | 0.0003179 | 0.00017074 | 0.00017513 | 0.00015716 | 0.00016947 | 0.00016999 | 0.00017264 | 0.00018134 | 0.00019029 | 0.00028692 | 0.00018302
1405 | 59 | 2 | 0.00011416 | 0.0001129 | 0.00013404 | 0.00015621 | 0.00019547 | 0.00011704 | 0.00010719 | 0.0002861 | 0.00016997 | 0.0001732 | 0.00016618 | 0.00016284 | 0.00016425 | 0.00016765 | 0.00018405 | 0.00019029 | 0.00066713 | 0.00018302
1406 | 59 | 2 | 0.00011415 | 0.00011378 | 0.00012651 | 0.00016376 | 0.00019473 | 0.00011359 | 0.00010576 | 0.0002967 | 0.00016417 | 0.00016946 | 0.00017043 | 0.00018053 | 0.00016996 | 0.00016188 | 0.00019228 | 0.00019029 | 0.00066155 | 0.00018302
1407 | 59 | 2 | 0.00011416 | 0.00011404 | 0.00013097 | 0.00016359 | 0.0001879 | 0.00010957 | 0.00010432 | 0.00030518 | 0.00017705 | 0.00016861 | 0.00017008 | 0.00018409 | 0.00016677 | 0.00015212 | 0.00020504 | 0.00019029 | 0.00056499 | 0.00018302
1408 | 59 | 2 | 0.00011415 | 0.00010861 | 0.00012099 | 0.00015664 | 0.00019436 | 0.00010948 | 0.00010469 | 0.00031154 | 0.0001822 | 0.00016783 | 0.00016604 | 0.00019864 | 0.00015256 | 0.00010984 | 0.00020945 | 0.00019029 | 0.00039886 | 0.00018302
1409 | 59 | 2 | 0.00011416 | 0.00011142 | 0.00013323 | 0.00016436 | 0.00018862 | 0.00010789 | 0.00010882 | 0.00033485 | 0.00019484 | 0.0001622 | 0.00015238 | 0.00021707 | 0.00016065 | 0.00010806 | 0.00020909 | 0.00019029 | 9.0027e-05 | 0.00018302
1410 | 59 | 2 | 0.00011415 | 0.00010638 | 0.00012139 | 0.00015918 | 0.00020104 | 0.00011131 | 0.00011571 | 0.00034545 | 0.00021193 | 0.00016009 | 0.0001393 | 0.00020707 | 0.00016075 | 0.00011794 | 0.00020935 | 0.00019029 | 0 | 0.00018302
1411 | 59 | 2 | 0.00011416 | 0.00010616 | 0.00013652 | 0.00010623 | 0.00013408 | 0.00012105 | 0.00012299 | 0.0003624 | 0.00020769 | 0.00015995 | 0.00013029 | 0.00016583 | 0.00013536 | 0.00010744 | 0.00021179 | 0.00019029 | 0 | 0.00018302
1412 | 59 | 2 | 0.00011415 | 0.00010632 | 0.00013309 | 0.00011124 | 0.00013481 | 0.00012629 | 0.00012608 | 0.00036452 | 0.00017523 | 0.00015121 | 0.00012123 | 0.00012923 | 0.00011462 | 0.00010168 | 0.00021233 | 0.00019029 | 0 | 0.00018302
1413 | 59 | 2 | 0.00011416 | 0.00011201 | 0.00013317 | 5.729e-05 | 7.183e-05 | 0.00012263 | 0.00012221 | 0.00036664 | 0.00014037 | 0.00013557 | 0.00011347 | 8.495e-05 | 8.63e-05 | 8.829e-05 | 0.00021243 | 0.00019029 | 0 | 0.00018302
1414 | 59 | 2 | 0.00011415 | 0.00011422 | 0.00013095 | 5.299e-05 | 6.336e-05 | 0.00011695 | 0.00011644 | 0.00037724 | 9.808e-05 | 0.00011381 | 0.0001058 | 8.761e-05 | 8.753e-05 | 8.818e-05 | 0.00021245 | 0.00019029 | 0 | 0.00018302
1415 | 59 | 2 | 0.00011416 | 0.00010793 | 0.00012769 | 5.545e-05 | 6.531e-05 | 0.00011743 | 0.00011039 | 0.00036664 | 9.086e-05 | 9.903e-05 | 9.99e-05 | 7.733e-05 | 7.148e-05 | 6.628e-05 | 0.00021245 | 0.00019029 | 0 | 0.00018302
1416 | 59 | 2 | 0.00011415 | 0.00010732 | 0.00011705 | 6.14e-05 | 6.35e-05 | 0.00011757 | 0.00010278 | 0.00036452 | 8.029e-05 | 8.585e-05 | 9.045e-05 | 6.348e-05 | 6.131e-05 | 5.948e-05 | 0.00021245 | 0.00018991 | 0 | 0.00018302
1417 | 60 | 3 | 0.00011416 | 0.00011095 | 0.00011434 | 5.264e-05 | 7.387e-05 | 0.00011144 | 9.72e-05 | 0.00036452 | 6.719e-05 | 7.399e-05 | 8.115e-05 | 5.499e-05 | 5.44e-05 | 5.398e-05 | 0.00021245 | 0.00018966 | 0 | 0.00018406
1418 | 60 | 3 | 0.00011415 | 0.00011477 | 0.00012372 | 5.495e-05 | 7.453e-05 | 0.00010738 | 9.386e-05 | 0.00036876 | 5.803e-05 | 6.414e-05 | 7.217e-05 | 1.892e-05 | 3.778e-05 | 5.623e-05 | 0.00021245 | 0.00018834 | 0 | 0.00018406
1419 | 60 | 3 | 0.00011416 | 0.00010995 | 0.00011971 | 5.933e-05 | 6.321e-05 | 0.00010351 | 9.294e-05 | 0.00037512 | 2.772e-05 | 5.241e-05 | 6.561e-05 | 1.342e-05 | 3.773e-05 | 6.15e-05 | 0.00021245 | 0.00018665 | 0 | 0.00018406
1420 | 60 | 3 | 0.00011415 | 0.00010846 | 0.00012738 | 6.114e-05 | 6.571e-05 | 0.00010228 | 9.289e-05 | 0.000373 | 1.732e-05 | 4.431e-05 | 6.202e-05 | 1.352e-05 | 4.752e-05 | 8.082e-05 | 0.00021245 | 0.00018786 | 0 | 0.00018406
1421 | 60 | 3 | 0.00011416 | 0.00010559 | 0.00011164 | 6.351e-05 | 6.81e-05 | 0.00010332 | 9.393e-05 | 0.00036876 | 1.46e-05 | 4.364e-05 | 6.466e-05 | 1.906e-05 | 5.71e-05 | 9.441e-05 | 0.00021245 | 0.00018986 | 0 | 0.00018406
1422 | 60 | 3 | 0.00011415 | 0.0001081 | 0.00011937 | 0.00010473 | 0.00013499 | 0.00011005 | 9.853e-05 | 0.00036452 | 1.794e-05 | 4.867e-05 | 7.134e-05 | 4.608e-05 | 7.65e-05 | 0.00010652 | 0.00021245 | 0.00019028 | 0 | 0.00018406
1423 | 60 | 3 | 0.00011416 | 0.00010861 | 0.00013095 | 0.00010413 | 0.00013326 | 0.00012563 | 0.00011104 | 0.0003624 | 3.975e-05 | 6.011e-05 | 8.089e-05 | 0.0001229 | 0.0001172 | 0.00011227 | 0.00021245 | 0.00019029 | 0 | 0.00018406
1424 | 60 | 3 | 0.00011415 | 0.00011394 | 0.00013141 | 0.00016361 | 0.0001938 | 0.00013463 | 0.00012684 | 0.00035816 | 0.000104 | 8.36e-05 | 9.091e-05 | 0.00022053 | 0.00017796 | 0.00013747 | 0.00021245 | 0.00019029 | 9.2029e-05 | 0.00018406
1425 | 60 | 3 | 0.00011416 | 0.00011091 | 0.00011853 | 0.0001617 | 0.00018821 | 0.00013671 | 0.00013632 | 0.00036876 | 0.00019313 | 0.00012365 | 0.00010478 | 0.00021158 | 0.00019365 | 0.00017735 | 0.00021245 | 0.00019029 | 0.00011528 | 0.00018406
1426 | 60 | 3 | 0.00011415 | 0.0001106 | 0.0001316 | 0.0001668 | 0.00019515 | 0.00013866 | 0.00013792 | 0.00036664 | 0.00020518 | 0.00015902 | 0.00012485 | 0.00016591 | 0.00017297 | 0.00018092 | 0.00021245 | 0.00019029 | 0.00031562 | 0.00018406
1427 | 60 | 3 | 0.00011416 | 0.00011413 | 0.00012701 | 0.00015687 | 0.00018971 | 0.00013799 | 0.00013538 | 0.0003624 | 0.00017463 | 0.00017223 | 0.00014262 | 0.00016789 | 0.00017368 | 0.00018039 | 0.00021244 | 0.00019029 | 0.00038413 | 0.00018406
1428 | 60 | 3 | 0.00011415 | 0.00011344 | 0.00011176 | 0.00016393 | 0.00019121 | 0.00013815 | 0.00013398 | 0.00034757 | 0.00017083 | 0.00017492 | 0.00015688 | 0.00016895 | 0.0001706 | 0.00017326 | 0.00021221 | 0.00019029 | 0.00013673 | 0.00018406
1429 | 60 | 3 | 0.00011416 | 0.00011127 | 0.00011836 | 0.00016096 | 0.00018995 | 0.00013463 | 0.00013209 | 0.00032214 | 0.00016949 | 0.0001736 | 0.00016612 | 0.00016301 | 0.0001655 | 0.00016893 | 0.00021239 | 0.00019029 | 0 | 0.00018406
1430 | 60 | 3 | 0.00011415 | 0.00011365 | 0.00012715 | 0.00015952 | 0.00019763 | 0.00013444 | 0.00013187 | 0.0003073 | 0.0001642 | 0.00017031 | 0.00017074 | 0.00017878 | 0.00016948 | 0.00016142 | 0.00021216 | 0.00019029 | 0.00043304 | 0.00018406
1431 | 60 | 3 | 0.00011416 | 0.00011539 | 0.00011929 | 0.00015747 | 0.00018818 | 0.00013256 | 0.0001307 | 0.00030942 | 0.00017571 | 0.00016906 | 0.00017037 | 0.0001824 | 0.0001664 | 0.00015178 | 0.00021183 | 0.00019029 | 0.00034091 | 0.00018406
1432 | 60 | 3 | 0.00011415 | 0.00011034 | 0.00012555 | 0.00016665 | 0.00019031 | 0.00013164 | 0.00013106 | 0.00031154 | 0.00018062 | 0.00016787 | 0.00016631 | 0.00019547 | 0.0001512 | 0.00010886 | 0.00021145 | 0.00019029 | 0.00024396 | 0.00018406
1433 | 60 | 3 | 0.00011416 | 0.00010607 | 0.00012817 | 0.00015881 | 0.00019243 | 0.00013043 | 0.00013358 | 0.00032213 | 0.00019202 | 0.00016164 | 0.00015234 | 0.00021405 | 0.00015958 | 0.00010734 | 0.00021136 | 0.00019005 | 0.00016554 | 0.00018406
1434 | 60 | 3 | 0.00011415 | 0.00011595 | 0.00011981 | 0.00016387 | 0.00019204 | 0.00013226 | 0.00013707 | 0.00033062 | 0.00020897 | 0.00015919 | 0.00013903 | 0.0002037 | 0.00015929 | 0.00011687 | 0.00021007 | 0.00018928 | 0 | 0.00018406
1435 | 60 | 3 | 0.00011416 | 0.00011094 | 0.00013204 | 0.00011121 | 0.00013251 | 0.00014093 | 0.00013991 | 0.00033697 | 0.00020441 | 0.00015879 | 0.00012973 | 0.00016523 | 0.00013576 | 0.00010776 | 0.00019969 | 0.00018852 | 0 | 0.00018406
1436 | 60 | 3 | 0.00011415 | 0.00011343 | 0.00011792 | 0.0001088 | 0.0001263 | 0.00014265 | 0.00014168 | 0.00033485 | 0.00017404 | 0.00015054 | 0.00012076 | 0.00012783 | 0.00011403 | 0.00010115 | 0.00019488 | 0.00018945 | 0 | 0.00018406
1437 | 60 | 3 | 0.00011416 | 0.00010578 | 0.00012474 | 6.321e-05 | 7.611e-05 | 0.00013583 | 0.00013609 | 0.00033273 | 0.00013896 | 0.00013508 | 0.00011296 | 8.538e-05 | 8.703e-05 | 8.905e-05 | 0.00020376 | 0.00019027 | 0 | 0.00018406
1438 | 60 | 3 | 0.00011415 | 0.00011338 | 0.00012999 | 5.658e-05 | 7.508e-05 | 0.00012786 | 0.0001284 | 0.00032849 | 9.81e-05 | 0.0001138 | 0.00010559 | 8.706e-05 | 8.731e-05 | 8.796e-05 | 0.0002101 | 0.00018847 | 0 | 0.00018406
1439 | 60 | 3 | 0.00011416 | 0.00010654 | 0.00012855 | 6.078e-05 | 7.096e-05 | 0.00012935 | 0.00011848 | 0.00033273 | 9.041e-05 | 9.905e-05 | 9.976e-05 | 7.789e-05 | 7.222e-05 | 6.696e-05 | 0.0002118 | 0.00016979 | 0 | 0.00018406
1440 | 60 | 3 | 0.00011415 | 0.00011366 | 0.00011639 | 5.976e-05 | 6.629e-05 | 0.00012829 | 0.00011012 | 0.00033697 | 8.064e-05 | 8.614e-05 | 9.056e-05 | 6.325e-05 | 6.117e-05 | 5.935e-05 | 0.00021242 | 0.00015425 | 0 | 0.00018406
1441 | 61 | 3 | 0.00011416 | 0.00010998 | 0.00010545 | 5.931e-05 | 6.269e-05 | 0.00012274 | 0.00010185 | 0.00033697 | 6.708e-05 | 7.418e-05 | 8.126e-05 | 5.508e-05 | 5.449e-05 | 5.406e-05 | 0.00021243 | 0.00013867 | 0 | 0.0001845
1442 | 61 | 3 | 0.00011415 | 0.00010724 | 0.00010766 | 6.095e-05 | 7.153e-05 | 0.00011727 | 9.796e-05 | 0.00033697 | 5.808e-05 | 6.426e-05 | 7.231e-05 | 1.897e-05 | 3.789e-05 | 5.639e-05 | 0.00021245 | 0.00015456 | 0 | 0.0001845
1443 | 61 | 3 | 0.00011416 | 0.00011385 | 0.00010632 | 5.59e-05 | 7.167e-05 | 0.00011279 | 9.636e-05 | 0.00033697 | 2.778e-05 | 5.251e-05 | 6.576e-05 | 1.337e-05 | 3.759e-05 | 6.126e-05 | 0.00021242 | 0.00017273 | 0 | 0.0001845
1444 | 61 | 3 | 0.00011415 | 0.00010522 | 0.0001037 | 5.985e-05 | 7.239e-05 | 0.00011069 | 9.595e-05 | 0.00033485 | 1.729e-05 | 4.432e-05 | 6.208e-05 | 1.345e-05 | 4.729e-05 | 8.043e-05 | 0.00021187 | 0.00018657 | 0 | 0.0001845
1445 | 61 | 3 | 0.00011416 | 0.00010716 | 0.00012082 | 5.56e-05 | 7.582e-05 | 0.0001111 | 9.674e-05 | 0.00033273 | 1.455e-05 | 4.354e-05 | 6.459e-05 | 1.899e-05 | 5.688e-05 | 9.406e-05 | 0.00021136 | 0.00019012 | 0 | 0.0001845
1446 | 61 | 3 | 0.00011415 | 0.00011319 | 0.0001004 | 0.000106 | 0.00013016 | 0.000117 | 0.00010101 | 0.00033485 | 1.788e-05 | 4.85e-05 | 7.118e-05 | 4.676e-05 | 7.762e-05 | 0.00010809 | 0.00021134 | 0.00019019 | 0 | 0.0001845
1447 | 61 | 3 | 0.00011416 | 0.00010644 | 0.00011468 | 0.00011429 | 0.00013082 | 0.00013068 | 0.00011275 | 0.00033061 | 4.026e-05 | 6.039e-05 | 8.108e-05 | 0.00012369 | 0.00011796 | 0.00011299 | 0.0002104 | 0.00019013 | 0 | 0.0001845
1448 | 61 | 3 | 0.00011415 | 0.00011267 | 0.00011848 | 0.00016091 | 0.00018805 | 0.00013863 | 0.00012797 | 0.0003285 | 0.00010471 | 8.418e-05 | 9.125e-05 | 0.00022022 | 0.00017771 | 0.00013728 | 0.00020967 | 0.00018989 | 8.7354e-05 | 0.0001845
1449 | 61 | 3 | 0.00011416 | 0.00010814 | 0.00010868 | 0.00016393 | 0.00019492 | 0.00014111 | 0.00013812 | 0.00032638 | 0.00019304 | 0.00012399 | 0.00010508 | 0.00021082 | 0.00019296 | 0.00017671 | 0.00020948 | 0.00018986 | 0.00030734 | 0.0001845
1450 | 61 | 3 | 0.00011415 | 0.00010557 | 0.00011006 | 0.00016288 | 0.00019523 | 0.0001442 | 0.00014318 | 0.00032001 | 0.0002046 | 0.00015891 | 0.00012498 | 0.00016603 | 0.0001731 | 0.00018106 | 0.00020838 | 0.00019024 | 0.00047796 | 0.0001845
1451 | 61 | 3 | 0.00011416 | 0.0001042 | 0.00011111 | 0.00015951 | 0.00019681 | 0.00014362 | 0.00014403 | 0.00031578 | 0.00017461 | 0.00017209 | 0.00014274 | 0.00016734 | 0.00017311 | 0.0001798 | 0.00020729 | 0.00019025 | 0.00020479 | 0.0001845
1452 | 61 | 3 | 0.00011415 | 0.0001048 | 0.00010034 | 0.00016753 | 0.00018857 | 0.00014532 | 0.00014478 | 0.00030942 | 0.00017037 | 0.00017463 | 0.00015679 | 0.00016859 | 0.00017025 | 0.0001729 | 0.00019442 | 0.00019007 | 0.00036444 | 0.0001845
1453 | 61 | 3 | 0.00011416 | 0.00011371 | 0.00010071 | 0.00015868 | 0.0001889 | 0.00014205 | 0.00014396 | 0.00031578 | 0.00016912 | 0.00017325 | 0.00016591 | 0.00016003 | 0.00016248 | 0.00016585 | 0.0002015 | 0.00019027 | 0 | 0.0001845
1454 | 61 | 3 | 0.00011415 | 0.00011115 | 0.00010795 | 0.00015616 | 0.00019992 | 0.00014312 | 0.00014505 | 0.00032849 | 0.0001618 | 0.00016898 | 0.00016984 | 0.00017811 | 0.00016884 | 0.00016082 | 0.00020308 | 0.00019028 | 2.1406e-05 | 0.0001845
1455 | 61 | 3 | 0.00011416 | 0.00011311 | 0.00011808 | 0.00016233 | 0.0001892 | 0.00014334 | 0.00014528 | 0.00032849 | 0.00017471 | 0.00016772 | 0.0001694 | 0.00018385 | 0.00016772 | 0.00015298 | 0.00020809 | 0.00019009 | 0.00022505 | 0.0001845
1456 | 61 | 3 | 0.00011415 | 0.00010305 | 0.00011895 | 0.00016215 | 0.0001922 | 0.0001432 | 0.00014521 | 0.00032849 | 0.00018149 | 0.00016751 | 0.00016572 | 0.00019715 | 0.0001525 | 0.0001098 | 0.00020264 | 0.00018911 | 0.00013746 | 0.0001845
1457 | 61 | 3 | 0.00011416 | 0.00010395 | 9.88e-05 | 0.00015766 | 0.00019713 | 0.00014197 | 0.00014591 | 0.00033061 | 0.00019346 | 0.00016217 | 0.00015211 | 0.00021176 | 0.00015788 | 0.0001062 | 0.00020942 | 0.00018566 | 0.00015741 | 0.0001845
1458 | 61 | 3 | 0.00011415 | 0.00010345 | 0.00011808 | 0.00016405 | 0.00019996 | 0.000143 | 0.00014641 | 0.00033697 | 0.0002075 | 0.00015911 | 0.0001387 | 0.00020567 | 0.00016083 | 0.000118 | 0.0002119 | 0.00018552 | 0 | 0.0001845
1459 | 61 | 3 | 0.00011416 | 0.00010747 | 0.00011108 | 0.00010956 | 0.00012748 | 0.00014687 | 0.00014478 | 0.00033697 | 0.00020572 | 0.00015908 | 0.00012983 | 0.00016513 | 0.00013568 | 0.00010769 | 0.00021228 | 0.00018808 | 0 | 0.0001845
1460 | 61 | 3 | 0.00011415 | 0.00010814 | 0.0001195 | 0.00010785 | 0.00013399 | 0.0001436 | 0.00014288 | 0.00033908 | 0.00017418 | 0.00015084 | 0.00012093 | 0.0001274 | 0.00011365 | 0.00010081 | 0.00021239 | 0.00018777 | 0 | 0.0001845
1461 | 61 | 3 | 0.00011416 | 0.00011077 | 0.00010669 | 5.807e-05 | 6.747e-05 | 0.00013574 | 0.00013605 | 0.00034332 | 0.00013866 | 0.00013513 | 0.00011304 | 8.408e-05 | 8.571e-05 | 8.769e-05 | 0.00021245 | 0.00018996 | 0 | 0.0001845
1462 | 61 | 3 | 0.00011415 | 0.0001045 | 0.00011193 | 5.912e-05 | 7.008e-05 | 0.00012776 | 0.00012727 | 0.00034333 | 9.706e-05 | 0.00011327 | 0.00010533 | 8.695e-05 | 8.72e-05 | 8.784e-05 | 0.00021245 | 0.00019029 | 0 | 0.0001845
1463 | 61 | 3 | 0.00011416 | 0.00010961 | 0.0001182 | 5.772e-05 | 7.606e-05 | 0.00012849 | 0.00011802 | 0.00034545 | 9.01e-05 | 9.853e-05 | 9.948e-05 | 7.847e-05 | 7.276e-05 | 6.746e-05 | 0.00021238 | 0.00019029 | 0 | 0.0001845
1464 | 61 | 3 | 0.00011415 | 0.00010717 | 0.00010109 | 5.736e-05 | 6.389e-05 | 0.00012764 | 0.00010997 | 0.00034545 | 8.1e-05 | 8.602e-05 | 9.037e-05 | 6.255e-05 | 6.049e-05 | 5.868e-05 | 0.00021231 | 0.00019029 | 0 | 0.0001845
1465 | 62 | 3 | 0.00011416 | 0.00011887 | 0.00013013 | 6.095e-05 | 4.454e-05 | 0.00011946 | 0.00010228 | 0.00034121 | 6.659e-05 | 7.398e-05 | 8.096e-05 | 6.779e-05 | 6.036e-05 | 5.323e-05 | 0.00021215 | 0.00019029 | 0 | 0.00018242
1466 | 62 | 3 | 0.00011415 | 0.00011267 | 0.00013649 | 5.92e-05 | 4.179e-05 | 0.00011297 | 9.774e-05 | 0.00034757 | 6.792e-05 | 6.62e-05 | 7.189e-05 | 3.531e-05 | 4.59e-05 | 5.625e-05 | 0.0002115 | 0.00019029 | 0 | 0.00018242
1467 | 62 | 3 | 0.00011416 | 0.00011433 | 0.00013088 | 5.81e-05 | 4.438e-05 | 0.0001077 | 9.567e-05 | 0.00034757 | 4.241e-05 | 5.723e-05 | 6.54e-05 | 2.234e-05 | 4.248e-05 | 6.214e-05 | 0.00021123 | 0.00019029 | 0 | 0.00018242
1468 | 62 | 3 | 0.00011415 | 0.00012238 | 0.00012266 | 5.901e-05 | 3.814e-05 | 0.00010584 | 9.453e-05 | 0.00035605 | 2.736e-05 | 4.98e-05 | 6.199e-05 | 2.143e-05 | 5.089e-05 | 7.971e-05 | 0.00021068 | 0.00019029 | 0 | 0.00018242
1469 | 62 | 3 | 0.00011416 | 0.00011944 | 0.00013068 | 5.213e-05 | 4.145e-05 | 0.00010588 | 9.498e-05 | 0.00036664 | 2.319e-05 | 4.843e-05 | 6.439e-05 | 2.372e-05 | 5.948e-05 | 9.453e-05 | 0.00021129 | 0.00019029 | 0 | 0.00018242
1470 | 62 | 3 | 0.00011415 | 0.00012101 | 0.00012045 | 0.00011211 | 8.21e-05 | 0.00011056 | 9.868e-05 | 0.00037088 | 2.353e-05 | 5.236e-05 | 7.115e-05 | 3.008e-05 | 6.942e-05 | 0.00010805 | 0.00021086 | 0.00019022 | 0 | 0.00018242
1471 | 62 | 3 | 0.00011416 | 0.00011712 | 0.0001267 | 0.00010606 | 8.056e-05 | 0.00012412 | 0.00011031 | 0.00037299 | 2.854e-05 | 5.967e-05 | 8.109e-05 | 4.601e-05 | 7.917e-05 | 0.00011183 | 0.0002091 | 0.00019018 | 0 | 0.00018242
1472 | 62 | 3 | 0.00011415 | 0.00011705 | 0.00012381 | 0.00016676 | 0.00012066 | 0.0001353 | 0.00012656 | 0.00036876 | 4.201e-05 | 6.852e-05 | 9.102e-05 | 6.756e-05 | 0.00010159 | 0.00013527 | 0.00020698 | 0.00018894 | 4.3533e-05 | 0.00018242
1473 | 62 | 3 | 0.00011416 | 0.00012098 | 0.00012114 | 0.0001564 | 0.00011755 | 0.00013869 | 0.00013769 | 0.00036028 | 6.157e-05 | 8.26e-05 | 0.00010441 | 0.0001003 | 0.00013911 | 0.00017774 | 0.00020344 | 0.0001844 | 0.00010277 | 0.00018242
1474 | 62 | 3 | 0.00011415 | 0.00011773 | 0.00013015 | 0.0001628 | 0.00011552 | 0.00014175 | 0.00014301 | 0.00035604 | 9.127e-05 | 0.00010649 | 0.0001246 | 0.00012873 | 0.00015544 | 0.00018238 | 0.00020247 | 0.00018487 | 6.0535e-05 | 0.00018242
1475 | 62 | 3 | 0.00011416 | 0.00011663 | 0.00012124 | 0.0001606 | 0.00011764 | 0.00014161 | 0.00014176 | 0.00034121 | 0.00011975 | 0.00013018 | 0.00014269 | 0.00013676 | 0.0001579 | 0.00017942 | 0.00020347 | 0.00018334 | 7.8471e-05 | 0.00018242
1476 | 62 | 3 | 0.00011415 | 0.00012021 | 0.00013037 | 0.0001606 | 0.00011745 | 0.00014049 | 0.00013867 | 0.00033273 | 0.00013235 | 0.00014577 | 0.00015672 | 0.00013877 | 0.0001566 | 0.00017487 | 0.0002019 | 0.00016604 | 5.8983e-05 | 0.00018242
1477 | 62 | 3 | 0.00011416 | 0.00012049 | 0.00013001 | 0.00016038 | 0.00011676 | 0.0001374 | 0.00013574 | 0.00033061 | 0.0001372 | 0.00015298 | 0.00016637 | 0.00012964 | 0.00014815 | 0.00016703 | 0.00020645 | 0.00016208 | 0 | 0.00018242
1478 | 62 | 3 | 0.00011415 | 0.00011648 | 0.00012646 | 0.00015824 | 0.00011437 | 0.00013606 | 0.00013589 | 0.00033697 | 0.00013134 | 0.00015264 | 0.00017062 | 0.00011251 | 0.00013664 | 0.0001609 | 0.00020565 | 0.00015682 | 7.9023e-05 | 0.00018242
1479 | 62 | 3 | 0.00011416 | 0.00011488 | 0.00011846 | 0.00016183 | 0.00011677 | 0.00013475 | 0.00013644 | 0.0003412 | 0.00011688 | 0.00014652 | 0.00017013 | 0.00012814 | 0.00014076 | 0.00015382 | 0.00020523 | 0.00016091 | 0.00010666 | 0.00018242
1480 | 62 | 3 | 0.00011415 | 0.00011279 | 0.00012142 | 0.00016048 | 0.00011823 | 0.0001366 | 0.00013841 | 0.00034756 | 0.00012609 | 0.00014273 | 0.0001665 | 0.00013344 | 0.00012094 | 0.00010932 | 0.00020857 | 0.0001735 | 0.00031546 | 0.00018242
1481 | 62 | 3 | 0.00011416 | 0.00011618 | 0.00013715 | 0.0001654 | 0.00011839 | 0.000137 | 0.00014119 | 0.00035604 | 0.00013152 | 0.00013408 | 0.00015265 | 0.00013903 | 0.00012219 | 0.00010634 | 0.00020233 | 0.00017695 | 0.00016122 | 0.00018242
1482 | 62 | 3 | 0.00011415 | 0.00011227 | 0.00013109 | 0.00015748 | 0.00012052 | 0.00013916 | 0.00014382 | 0.0003624 | 0.00013712 | 0.00012758 | 0.00013907 | 0.00014177 | 0.00012971 | 0.00011858 | 0.00019979 | 0.00018095 | 0 | 0.00018242
1483 | 62 | 3 | 0.00011416 | 0.00012168 | 0.00012646 | 0.00011411 | 7.688e-05 | 0.00014316 | 0.0001426 | 0.00037088 | 0.00014067 | 0.00012684 | 0.00013017 | 0.00014024 | 0.00012273 | 0.00010623 | 0.00018671 | 0.00018188 | 0 | 0.00018242
1484 | 62 | 3 | 0.00011415 | 0.00011403 | 0.00013537 | 0.00011518 | 8.028e-05 | 0.00014232 | 0.00014142 | 0.00038572 | 0.00014028 | 0.00012546 | 0.00012084 | 0.00014267 | 0.00012134 | 0.00010109 | 0.00017512 | 0.0001832 | 0 | 0.00018242
1485 | 62 | 3 | 0.00011416 | 0.00011568 | 0.00012391 | 5.449e-05 | 4.55e-05 | 0.00013434 | 0.00013527 | 0.00039207 | 0.00014219 | 0.00012364 | 0.00011294 | 8.418e-05 | 8.588e-05 | 8.787e-05 | 0.00017371 | 0.00018139 | 0 | 0.00018242
1486 | 62 | 3 | 0.00011415 | 0.00012274 | 0.00013925 | 5.588e-05 | 4.057e-05 | 0.00012734 | 0.00012781 | 0.00042598 | 9.691e-05 | 0.00010953 | 0.00010526 | 8.752e-05 | 8.784e-05 | 8.849e-05 | 0.00017858 | 0.00018478 | 0 | 0.00018242
1487 | 62 | 3 | 0.00011416 | 0.0001153 | 0.00013308 | 5.335e-05 | 4.289e-05 | 0.00012765 | 0.00011847 | 0.00045988 | 9.083e-05 | 9.795e-05 | 9.955e-05 | 8.435e-05 | 7.53e-05 | 6.67e-05 | 0.00018038 | 0.00018718 | 0 | 0.00018242
1488 | 62 | 3 | 0.00011415 | 0.00011927 | 0.00012973 | 5.494e-05 | 3.79e-05 | 0.00012752 | 0.00011037 | 0.00048108 | 8.598e-05 | 8.71e-05 | 9.027e-05 | 7.965e-05 | 6.924e-05 | 5.927e-05 | 0.00020275 | 0.00018977 | 0 | 0.00018242
1489 | 63 | 3 | 0.00011416 | 0.00011482 | 9.793e-05 | 5.936e-05 | 1.394e-05 | 0.00012002 | 0.00010327 | 0.00051923 | 8.084e-05 | 7.82e-05 | 8.105e-05 | 6.87e-05 | 6.117e-05 | 5.395e-05 | 0.00020458 | 0.00019025 | 0 | 0.0001812
1490 | 63 | 3 | 0.00011415 | 0.00012249 | 0.00010157 | 5.451e-05 | 1.309e-05 | 0.0001148 | 9.936e-05 | 0.00052982 | 7.15e-05 | 7e-05 | 7.213e-05 | 3.524e-05 | 4.58e-05 | 5.613e-05 | 0.00020558 | 0.00019029 | 0 | 0.0001812
1491 | 63 | 3 | 0.00011416 | 0.00011926 | 0.00011015 | 6.349e-05 | 1.547e-05 | 0.00010992 | 9.704e-05 | 0.00056161 | 4.346e-05 | 5.935e-05 | 6.56e-05 | 2.222e-05 | 4.226e-05 | 6.181e-05 | 0.00020503 | 0.00019029 | 0 | 0.0001812
1492 | 63 | 3 | 0.00011415 | 0.00012371 | 0.00010795 | 5.973e-05 | 1.512e-05 | 0.00010842 | 9.622e-05 | 0.0005934 | 2.765e-05 | 5.063e-05 | 6.208e-05 | 2.173e-05 | 5.161e-05 | 8.085e-05 | 0.00020691 | 0.00019029 | 0 | 0.0001812
1493 | 63 | 3 | 0.00011416 | 0.00011929 | 0.00011173 | 5.77e-05 | 1.415e-05 | 0.00010978 | 9.684e-05 | 0.00061459 | 2.342e-05 | 4.895e-05 | 6.471e-05 | 2.352e-05 | 5.899e-05 | 9.375e-05 | 0.00021018 | 0.00019028 | 0 | 0.0001812
1494 | 63 | 3 | 0.00011415 | 0.00011723 | 0.0001128 | 0.00010841 | 2.848e-05 | 0.00011372 | 0.0001007 | 0.00060823 | 2.342e-05 | 5.249e-05 | 7.124e-05 | 3.003e-05 | 6.93e-05 | 0.00010785 | 0.00021139 | 0.00019011 | 0 | 0.0001812
1495 | 63 | 3 | 0.00011416 | 0.00011654 | 9.67e-05 | 0.00011207 | 2.722e-05 | 0.0001272 | 0.00011233 | 0.00059976 | 2.848e-05 | 5.959e-05 | 8.108e-05 | 4.602e-05 | 7.918e-05 | 0.00011185 | 0.00021133 | 0.00018982 | 0 | 0.0001812
1496 | 63 | 3 | 0.00011415 | 0.00011348 | 0.0001004 | 0.0001593 | 4.066e-05 | 0.00013666 | 0.0001273 | 0.00052347 | 4.201e-05 | 6.844e-05 | 9.1e-05 | 6.84e-05 | 0.00010286 | 0.00013697 | 0.00021102 | 0.00018982 | 8.8746e-05 | 0.0001812
1497 | 63 | 3 | 0.00011416 | 0.00012201 | 0.0001136 | 0.00015919 | 4.113e-05 | 0.00013975 | 0.00013711 | 0.00047685 | 6.223e-05 | 8.302e-05 | 0.00010475 | 0.0001002 | 0.00013897 | 0.00017756 | 0.00021096 | 0.00019005 | 0.00032513 | 0.0001812
1498 | 63 | 3 | 0.00011415 | 0.00011788 | 0.0001045 | 0.0001642 | 4.024e-05 | 0.00014369 | 0.00014028 | 0.00044505 | 9.132e-05 | 0.00010685 | 0.00012485 | 0.00012749 | 0.00015395 | 0.00018063 | 0.00021074 | 0.00019014 | 0.00011797 | 0.0001812
1499 | 63 | 3 | 0.00011416 | 0.00012011 | 0.00011334 | 0.00016667 | 4.085e-05 | 0.0001445 | 0.00013869 | 0.00041539 | 0.00011881 | 0.00012983 | 0.00014256 | 0.00013651 | 0.00015762 | 0.0001791 | 0.00020736 | 0.00019023 | 8.1322e-05 | 0.0001812
1500 | 63 | 3 | 0.00011415 | 0.00012166 | 0.00011674 | 0.00016463 | 4.027e-05 | 0.00014377 | 0.00013693 | 0.00037088 | 0.00013198 | 0.00014525 | 0.0001565 | 0.00013726 | 0.00015489 | 0.00017297 | 0.00019472 | 0.00018921 | 4.2625e-05 | 0.0001812
1501 | 63 | 3 | 0.00011416 | 0.000116 | 0.00010526 | 0.00016327 | 4.192e-05 | 0.00013977 | 0.00013413 | 0.00035392 | 0.00013592 | 0.00015202 | 0.00016571 | 0.00012982 | 0.00014836 | 0.00016726 | 0.00020885 | 0.00018979 | 3.7848e-05 | 0.0001812
1502 | 63 | 3 | 0.00011415 | 0.00011579 | 0.00011506 | 0.0001644 | 3.93e-05 | 0.00013918 | 0.00013307 | 0.00033273 | 0.00013122 | 0.00015198 | 0.00017001 | 0.00011292 | 0.00013712 | 0.00016148 | 0.00020828 | 0.00019022 | 0.00015892 | 0.0001812
1503 | 63 | 3 | 0.00011416 | 0.0001154 | 0.00010815 | 0.00015686 | 3.939e-05 | 0.00013648 | 0.00013244 | 0.00032214 | 0.00011714 | 0.00014637 | 0.00016973 | 0.00012782 | 0.00014041 | 0.00015344 | 0.00020762 | 0.00018991 | 0.00029271 | 0.0001812
1504 | 63 | 3 | 0.00011415 | 0.0001184 | 0.00010729 | 0.00015999 | 3.929e-05 | 0.00013394 | 0.00013212 | 0.00032001 | 0.00012587 | 0.00014264 | 0.00016615 | 0.00013341 | 0.00012091 | 0.0001093 | 0.00020805 | 0.00018971 | 0.00022416 | 0.0001812
1505 | 63 | 3 | 0.00011416 | 0.00011813 | 0.00011014 | 0.00016751 | 4.122e-05 | 0.00013213 | 0.0001341 | 0.00033061 | 0.00013148 | 0.00013401 | 0.00015241 | 0.00013935 | 0.00012247 | 0.00010658 | 0.00020903 | 0.00018986 | 8.2018e-05 | 0.0001812
1506 | 63 | 3 | 0.00011415 | 0.00012199 | 0.00010998 | 0.00016079 | 4.064e-05 | 0.0001323 | 0.0001373 | 0.00035605 | 0.00013735 | 0.00012764 | 0.00013902 | 0.0001408 | 0.00012882 | 0.00011777 | 0.00021166 | 0.00019013 | 0 | 0.0001812
1507 | 63 | 3 | 0.00011416 | 0.00012344 | 0.00011844 | 0.00010957 | 2.697e-05 | 0.00013823 | 0.00013937 | 0.00036028 | 0.00013995 | 0.00012659 | 0.00013 | 0.00014166 | 0.00012396 | 0.0001073 | 0.0002123 | 0.0001896 | 0 | 0.0001812
1508 | 63 | 3 | 0.00011415 | 0.00012212 | 0.00010328 | 0.00010836 | 2.842e-05 | 0.00014088 | 0.00014201 | 0.00036028 | 0.00014125 | 0.00012566 | 0.00012092 | 0.00014333 | 0.0001219 | 0.00010156 | 0.00021211 | 0.00018685 | 0 | 0.0001812
1509 | 63 | 3 | 0.00011416 | 0.00012243 | 9.991e-05 | 5.789e-05 | 1.562e-05 | 0.00013407 | 0.00013633 | 0.00035816 | 0.00014288 | 0.0001241 | 0.00011314 | 8.383e-05 | 8.553e-05 | 8.751e-05 | 0.000212 | 0.00018385 | 0 | 0.0001812
1510 | 63 | 3 | 0.00011415 | 0.00011401 | 9.827e-05 | 5.893e-05 | 1.506e-05 | 0.00012776 | 0.00012785 | 0.00035816 | 9.679e-05 | 0.00010976 | 0.00010537 | 8.821e-05 | 8.854e-05 | 8.919e-05 | 0.00021184 | 0.00017934 | 0 | 0.0001812
1511 | 63 | 3 | 0.00011416 | 0.00011934 | 0.00011446 | 6.279e-05 | 1.574e-05 | 0.00012838 | 0.00011856 | 0.00035817 | 9.138e-05 | 9.826e-05 | 9.98e-05 | 8.447e-05 | 7.541e-05 | 6.68e-05 | 0.0002112 | 0.0001736 | 0 | 0.0001812
1512 | 63 | 3 | 0.00011415 | 0.00011566 | 0.00011692 | 5.729e-05 | 1.428e-05 | 0.00012747 | 0.00011065 | 0.00036028 | 8.618e-05 | 8.737e-05 | 9.053e-05 | 7.84e-05 | 6.815e-05 | 5.833e-05 | 0.00020299 | 0.00016543 | 0 | 0.0001812
1513 | 64 | 3 | 0.00011416 | 0.00011487 | 0.00013726 | 6.039e-05 | 7.412e-05 | 0.00012094 | 0.00010341 | 0.00035817 | 7.991e-05 | 7.798e-05 | 8.103e-05 | 5.432e-05 | 5.374e-05 | 5.332e-05 | 0.00019735 | 0.00016278 | 0 | 0.00018328
1514 | 64 | 3 | 0.00011415 | 0.00011766 | 0.00013744 | 5.937e-05 | 6.53e-05 | 0.0001149 | 9.877e-05 | 0.00035817 | 6.012e-05 | 6.703e-05 | 7.193e-05 | 1.903e-05 | 3.801e-05 | 5.656e-05 | 0.00020005 | 0.00015399 | 0 | 0.00018328
1515 | 64 | 3 | 0.00011416 | 0.00011666 | 0.00012678 | 6.35e-05 | 6.557e-05 | 0.00010935 | 9.643e-05 | 0.00035816 | 2.86e-05 | 5.391e-05 | 6.549e-05 | 1.334e-05 | 3.753e-05 | 6.117e-05 | 0.00019496 | 0.00014363 | 0 | 0.00018328
1516 | 64 | 3 | 0.00011415 | 0.00011508 | 0.00012706 | 5.868e-05 | 7.041e-05 | 0.00010747 | 9.567e-05 | 0.00035816 | 1.755e-05 | 4.486e-05 | 6.181e-05 | 1.331e-05 | 4.677e-05 | 7.955e-05 | 0.00019102 | 0.00012873 | 0 | 0.00018328
1517 | 64 | 3 | 0.00011416 | 0.00012145 | 0.00012878 | 6.159e-05 | 6.91e-05 | 0.00010748 | 9.621e-05 | 0.00037087 | 1.442e-05 | 4.354e-05 | 6.418e-05 | 1.91e-05 | 5.721e-05 | 9.46e-05 | 0.00018827 | 0.00012503 | 0 | 0.00018328
1518 | 64 | 3 | 0.00011415 | 0.00012274 | 0.00012505 | 0.00010681 | 0.00013724 | 0.00011253 | 9.988e-05 | 0.00036028 | 1.794e-05 | 4.85e-05 | 7.098e-05 | 4.63e-05 | 7.686e-05 | 0.00010703 | 0.00017341 | 0.00011009 | 0 | 0.00018328
1519 | 64 | 3 | 0.00011416 | 0.00011469 | 0.00012471 | 0.00011054 | 0.00012783 | 0.00012517 | 0.00011117 | 0.00035604 | 3.991e-05 | 6.012e-05 | 8.072e-05 | 0.00012388 | 0.00011814 | 0.00011317 | 0.00015187 | 0.00010354 | 0 | 0.00018328
1520 | 64 | 3 | 0.00011415 | 0.0001215 | 0.00014474 | 0.00015629 | 0.00020217 | 0.0001361 | 0.00012716 | 0.00034545 | 0.00010479 | 8.401e-05 | 9.099e-05 | 0.00022007 | 0.00017759 | 0.00013719 | 0.00012367 | 0.00011171 | 8.7405e-05 | 0.00018328
1521 | 64 | 3 | 0.00011416 | 0.00011351 | 0.0001343 | 0.00016232 | 0.00019195 | 0.00014033 | 0.00013874 | 0.00033909 | 0.00019293 | 0.00012388 | 0.00010486 | 0.00021206 | 0.00019409 | 0.00017775 | 0.00012031 | 0.00011203 | 0.0003205 | 0.00018328
1522 | 64 | 3 | 0.00011415 | 0.00011311 | 0.00013403 | 0.00016409 | 0.0001902 | 0.00014288 | 0.00014586 | 0.00032426 | 0.00020554 | 0.00015925 | 0.00012507 | 0.00016726 | 0.00017438 | 0.00018239 | 0.000113 | 0.00011866 | 0.00038691 | 0.00018328
1523 | 64 | 3 | 0.00011416 | 0.00011833 | 0.00013768 | 0.00015921 | 0.00019047 | 0.00014507 | 0.00014858 | 0.00032001 | 0.00017575 | 0.00017289 | 0.00014314 | 0.00016602 | 0.00017175 | 0.00017838 | 8.4726e-05 | 0.00013299 | 0.00016407 | 0.00018328
1524 | 64 | 3 | 0.00011415 | 0.00011502 | 0.00014103 | 0.0001597 | 0.00019827 | 0.00014697 | 0.00014946 | 0.00031154 | 0.00016959 | 0.00017477 | 0.00015691 | 0.00017037 | 0.00017204 | 0.00017472 | 3.4436e-05 | 0.00014542 | 0.00060782 | 0.00018328
1525 | 64 | 3 | 0.00011416 | 0.00011564 | 0.00014058 | 0.00016204 | 0.00019471 | 0.00014264 | 0.00014856 | 0.00032001 | 0.00017039 | 0.00017378 | 0.0001664 | 0.00016125 | 0.00016372 | 0.00016711 | 5.3842e-05 | 0.00016292 | 0.00030129 | 0.00018328
1526 | 64 | 3 | 0.00011415 | 0.00012268 | 0.00013998 | 0.00015847 | 0.0002001 | 0.00014149 | 0.00014801 | 0.0003073 | 0.00016298 | 0.00016989 | 0.00017056 | 0.00017705 | 0.00016783 | 0.00015985 | 6.256e-05 | 0.00017149 | 0.00033217 | 0.00018328
1527 | 64 | 3 | 0.00011416 | 0.00011268 | 0.00012636 | 0.00015988 | 0.00019508 | 0.00013802 | 0.00014602 | 0.00030094 | 0.00017412 | 0.00016805 | 0.0001698 | 0.00018209 | 0.00016612 | 0.00015152 | 7.6075e-05 | 0.00017391 | 0.00026881 | 0.00018328
1528 | 64 | 3 | 0.00011415 | 0.00011904 | 0.0001236 | 0.00015778 | 0.00019604 | 0.00013652 | 0.00014318 | 0.00030094 | 0.00018006 | 0.00016695 | 0.00016566 | 0.00019864 | 0.00015365 | 0.00011063 | 7.5483e-05 | 0.00017749 | 0.0002087 | 0.00018328
1529 | 64 | 3 | 0.00011416 | 0.00011779 | 0.00012732 | 0.00016462 | 0.00018963 | 0.00013363 | 0.00014096 | 0.00032849 | 0.00019433 | 0.000162 | 0.00015219 | 0.00021348 | 0.00015916 | 0.00010705 | 7.3478e-05 | 0.00017959 | 0.00013646 | 0.00018328
1530 | 64 | 3 | 0.00011415 | 0.00011461 | 0.00013895 | 0.00015962 | 0.00019403 | 0.00013205 | 0.00014124 | 0.00034969 | 0.00020895 | 0.00015962 | 0.00013886 | 0.00020667 | 0.00016161 | 0.00011857 | 8.3064e-05 | 0.00018002 | 0 | 0.00018328
1531 | 64 | 3 | 0.00011416 | 0.00012374 | 0.00013276 | 0.00010937 | 0.00013073 | 0.00013544 | 0.00014057 | 0.00037088 | 0.0002068 | 0.00015986 | 0.00013006 | 0.0001652 | 0.00013574 | 0.00010774 | 0.00010998 | 0.00017697 | 0 | 0.00018328
1532 | 64 | 3 | 0.00011415 | 0.0001149 | 0.00013828 | 0.0001084 | 0.00012845 | 0.00013764 | 0.00014034 | 0.00038571 | 0.00017451 | 0.00015139 | 0.00012118 | 0.00012833 | 0.00011448 | 0.00010155 | 0.0001347 | 0.00017664 | 0 | 0.00018328
1533 | 64 | 3 | 0.00011416 | 0.00012352 | 0.00013806 | 5.657e-05 | 7.35e-05 | 0.00013002 | 0.00013408 | 0.00039631 | 0.00013948 | 0.00013572 | 0.00011346 | 8.512e-05 | 8.678e-05 | 8.878e-05 | 0.00015627 | 0.0001793 | 0 | 0.00018328
1534 | 64 | 3 | 0.00011415 | 0.00011454 | 0.00014097 | 5.678e-05 | 7.108e-05 | 0.00012389 | 0.00012508 | 0.00040267 | 9.804e-05 | 0.00011405 | 0.00010593 | 8.658e-05 | 8.683e-05 | 8.747e-05 | 0.00016985 | 0.0001813 | 0 | 0.00018328
1535 | 64 | 3 | 0.00011416 | 0.00011809 | 0.00013178 | 5.296e-05 | 7.582e-05 | 0.00012645 | 0.00011737 | 0.00041326 | 9.002e-05 | 9.894e-05 | 9.991e-05 | 7.748e-05 | 7.184e-05 | 6.661e-05 | 0.00017145 | 0.00018159 | 0 | 0.00018328
1536 | 64 | 3 | 0.00011415 | 0.00012226 | 0.00014087 | 5.527e-05 | 7.102e-05 | 0.00012711 | 0.00011089 | 0.00041962 | 8.024e-05 | 8.585e-05 | 9.05e-05 | 6.293e-05 | 6.086e-05 | 5.904e-05 | 0.00017329 | 0.00018192 | 0 | 0.00018328
1537 | 65 | 3 | 0.00011416 | 0.00010622 | 9.718e-05 | 6.071e-05 | 6.846e-05 | 0.00012088 | 0.00010298 | 0.00043234 | 6.674e-05 | 7.385e-05 | 8.108e-05 | 5.474e-05 | 5.415e-05 | 5.373e-05 | 0.00017827 | 0.00018064 | 0 | 0.00018511
1538 | 65 | 3 | 0.00011415 | 0.00010505 | 0.00010186 | 5.508e-05 | 7.199e-05 | 0.00011477 | 9.824e-05 | 0.00042598 | 5.774e-05 | 6.392e-05 | 7.203e-05 | 1.901e-05 | 3.796e-05 | 5.649e-05 | 0.00017213 | 0.0001802 | 0 | 0.00018511
1539 | 65 | 3 | 0.00011416 | 0.00011275 | 0.00010782 | 6.206e-05 | 6.346e-05 | 0.00010869 | 9.618e-05 | 0.00043446 | 2.773e-05 | 5.232e-05 | 6.553e-05 | 1.333e-05 | 3.75e-05 | 6.112e-05 | 0.00017434 | 0.00018277 | 0 | 0.00018511
1540 | 65 | 3 | 0.00011415 | 0.00010956 | 0.00011074 | 5.475e-05 | 7.254e-05 | 0.00010623 | 9.481e-05 | 0.00044717 | 1.725e-05 | 4.421e-05 | 6.189e-05 | 1.333e-05 | 4.686e-05 | 7.97e-05 | 0.00018514 | 0.00018373 | 0 | 0.00018511
1541 | 65 | 3 | 0.00011416 | 0.0001104 | 0.00010965 | 5.239e-05 | 6.582e-05 | 0.00010481 | 9.475e-05 | 0.00044505 | 1.444e-05 | 4.333e-05 | 6.429e-05 | 1.887e-05 | 5.653e-05 | 9.348e-05 | 0.00018532 | 0.00018213 | 0 | 0.00018511
1542 | 65 | 3 | 0.00011415 | 0.00011004 | 0.00010947 | 0.00010874 | 0.00013161 | 0.00010371 | 9.566e-05 | 0.00045988 | 1.777e-05 | 4.821e-05 | 7.082e-05 | 4.654e-05 | 7.725e-05 | 0.00010757 | 0.00018387 | 0.00018117 | 0 | 0.00018511
1543 | 65 | 3 | 0.00011416 | 0.00010518 | 0.00010053 | 0.00011188 | 0.00012855 | 0.00010719 | 9.993e-05 | 0.0004832 | 4.006e-05 | 6.005e-05 | 8.066e-05 | 0.00012409 | 0.00011834 | 0.00011336 | 0.00018342 | 0.00017975 | 0 | 0.00018511
1544 | 65 | 3 | 0.00011415 | 0.00010657 | 9.859e-05 | 0.00016048 | 0.00019265 | 0.00010859 | 0.00010516 | 0.00041538 | 0.00010498 | 8.409e-05 | 9.097e-05 | 0.00021993 | 0.00017748 | 0.0001371 | 0.00017804 | 0.00017878 | 3.0569e-05 | 0.00018511
1545 | 65 | 3 | 0.00011416 | 0.0001116 | 9.832e-05 | 0.00016623 | 0.00018809 | 0.00011562 | 0.00011319 | 0.00037088 | 0.00019286 | 0.00012392 | 0.00010483 | 0.00021159 | 0.00019365 | 0.00017735 | 0.00017419 | 0.00018198 | 6.1868e-05 | 0.00018511
1546 | 65 | 3 | 0.00011415 | 0.00011188 | 9.619e-05 | 0.00015794 | 0.00019745 | 0.0001229 | 0.00011982 | 0.00032213 | 0.00020516 | 0.00015911 | 0.00012496 | 0.00016714 | 0.00017425 | 0.00018226 | 0.00017503 | 0.00018583 | 2.7879e-05 | 0.00018511
1547 | 65 | 3 | 0.00011416 | 0.000109 | 0.0001067 | 0.00016398 | 0.00019261 | 0.00012501 | 0.00012102 | 0.00029458 | 0.00017558 | 0.00017271 | 0.00014305 | 0.00016697 | 0.00017273 | 0.00017941 | 0.0001736 | 0.00018773 | 8.6794e-05 | 0.00018511
1548 | 65 | 3 | 0.00011415 | 0.00010614 | 0.00010093 | 0.0001615 | 0.00019776 | 0.00012781 | 0.00011929 | 0.00026704 | 0.00017029 | 0.000175 | 0.00015704 | 0.00017102 | 0.0001727 | 0.00017539 | 8.0611e-05 | 0.00018423 | 0.00013042 | 0.00018511
1549 | 65 | 3 | 0.00011416 | 0.00011202 | 9.082e-05 | 0.00016363 | 0.00019089 | 0.00012787 | 0.00011715 | 0.00027127 | 0.00017103 | 0.00017428 | 0.00016668 | 0.00016227 | 0.00016475 | 0.00016816 | 8.7967e-05 | 0.00018412 | 0.00010325 | 0.00018511
1550 | 65 | 3 | 0.00011415 | 0.00011334 | 9.258e-05 | 0.00015675 | 0.000188 | 0.00012469 | 0.00011486 | 0.00026915 | 0.00016391 | 0.00017064 | 0.00017106 | 0.00017776 | 0.00016851 | 0.0001605 | 8.6023e-05 | 0.00017978 | 0.00011866 | 0.00018511
1551 | 65 | 3 | 0.00011416 | 0.00010496 | 0.00011201 | 0.00016485 | 0.00019012 | 0.00012103 | 0.00011379 | 0.00028399 | 0.00017488 | 0.00016883 | 0.00017041 | 0.00018487 | 0.00016865 | 0.00015383 | 8.2349e-05 | 0.00017837 | 0.00010493 | 0.00018511
1552 | 65 | 3 | 0.00011415 | 0.00011481 | 9.397e-05 | 0.00015614 | 0.00018747 | 0.00011844 | 0.0001136 | 0.00029246 | 0.0001824 | 0.00016836 | 0.00016672 | 0.00019845 | 0.00015351 | 0.00011052 | 8.015e-05 | 0.00018153 | 8.676e-05 | 0.00018511
1553 | 65 | 3 | 0.00011416 | 0.00011311 | 9.589e-05 | 0.00016622 | 0.00020034 | 0.00011785 | 0.00011494 | 0.00028823 | 0.00019465 | 0.00016302 | 0.00015307 | 0.00021287 | 0.0001587 | 0.00010675 | 8.2194e-05 | 0.00018516 | 7.2108e-05 | 0.00018511
1554 | 65 | 3 | 0.00011415 | 0.00011035 | 0.00010611 | 0.00016338 | 0.00020073 | 0.00011929 | 0.00011953 | 0.00027551 | 0.0002086 | 0.00015998 | 0.00013951 | 0.00020647 | 0.00016146 | 0.00011846 | 8.8381e-05 | 0.00018844 | 0 | 0.00018511
1555 | 65 | 3 | 0.00011416 | 0.00010556 | 0.00010392 | 0.00010862 | 0.00013007 | 0.00012521 | 0.00012424 | 0.00026703 | 0.0002066 | 0.00015986 | 0.00013049 | 0.00016513 | 0.00013568 | 0.00010769 | 9.0518e-05 | 0.00019005 | 0 | 0.00018511
1556 | 65 | 3 | 0.00011415 | 0.00010944 | 9.023e-05 | 0.00010894 | 0.00013226 | 0.00012723 | 0.00012626 | 0.00027975 | 0.00017438 | 0.0001513 | 0.00012142 | 0.00012739 | 0.00011364 | 0.00010081 | 0.00012105 | 0.00019022 | 0 | 0.00018511
1557 | 65 | 3 | 0.00011416 | 0.00010642 | 9.962e-05 | 6.319e-05 | 6.965e-05 | 0.00012085 | 0.00012156 | 0.00029246 | 0.00013872 | 0.00013535 | 0.00011337 | 8.401e-05 | 8.564e-05 | 8.762e-05 | 0.0001529 | 0.00019029 | 0 | 0.00018511
1558 | 65 | 3 | 0.00011415 | 0.00010616 | 9.907e-05 | 5.952e-05 | 6.952e-05 | 0.00011591 | 0.00011528 | 0.00030306 | 9.702e-05 | 0.00011332 | 0.00010552 | 8.749e-05 | 8.775e-05 | 8.84e-05 | 0.00018307 | 0.00019029 | 0 | 0.00018511
1559 | 65 | 3 | 0.00011416 | 0.00011502 | 9.643e-05 | 5.763e-05 | 7.402e-05 | 0.00011719 | 0.00010966 | 0.00029882 | 9.052e-05 | 9.873e-05 | 9.971e-05 | 7.753e-05 | 7.188e-05 | 6.665e-05 | 0.0001977 | 0.00019029 | 0 | 0.00018511
1560 | 65 | 3 | 0.00011415 | 0.0001066 | 9.641e-05 | 5.787e-05 | 6.543e-05 | 0.00011809 | 0.00010337 | 0.00029247 | 8.034e-05 | 8.588e-05 | 9.034e-05 | 6.261e-05 | 6.056e-05 | 5.875e-05 | 0.00020577 | 0.00019029 | 0 | 0.00018511
1561 | 66 | 3 | 0.00011416 | 0.00010718 | 0.00012667 | 5.292e-05 | 7.342e-05 | 0.00011298 | 9.78e-05 | 0.00027339 | 6.652e-05 | 7.381e-05 | 8.091e-05 | 5.488e-05 | 5.429e-05 | 5.387e-05 | 0.00020842 | 0.00019029 | 0 | 0.0001845
1562 | 66 | 3 | 0.00011415 | 0.00011379 | 0.00012621 | 5.26e-05 | 6.216e-05 | 0.00010724 | 9.399e-05 | 0.00027339 | 5.783e-05 | 6.391e-05 | 7.197e-05 | 1.879e-05 | 3.752e-05 | 5.584e-05 | 0.0002093 | 0.00019029 | 0 | 0.0001845
1563 | 66 | 3 | 0.00011416 | 0.00011056 | 0.00013144 | 5.769e-05 | 6.892e-05 | 0.00010232 | 9.182e-05 | 0.00028399 | 2.757e-05 | 5.217e-05 | 6.539e-05 | 1.344e-05 | 3.781e-05 | 6.162e-05 | 0.0002094 | 0.00019029 | 0 | 0.0001845
1564 | 66 | 3 | 0.00011415 | 0.00011646 | 0.00013595 | 5.298e-05 | 6.706e-05 | 9.937e-05 | 9.064e-05 | 0.00028399 | 1.73e-05 | 4.419e-05 | 6.186e-05 | 1.337e-05 | 4.7e-05 | 7.994e-05 | 0.00021029 | 0.00019029 | 0 | 0.0001845
1565 | 66 | 3 | 0.00011416 | 0.00011473 | 0.00013741 | 5.851e-05 | 6.493e-05 | 9.822e-05 | 9.026e-05 | 0.00028187 | 1.448e-05 | 4.341e-05 | 6.433e-05 | 1.9e-05 | 5.691e-05 | 9.41e-05 | 0.00021139 | 0.00019029 | 0 | 0.0001845
1566 | 66 | 3 | 0.00011415 | 0.00011745 | 0.00013691 | 0.00011428 | 0.00013277 | 9.867e-05 | 9.058e-05 | 0.00027551 | 1.787e-05 | 4.842e-05 | 7.1e-05 | 4.627e-05 | 7.681e-05 | 0.00010696 | 0.00021163 | 0.00019029 | 0 | 0.0001845
1567 | 66 | 3 | 0.00011416 | 0.00011135 | 0.0001267 | 0.0001076 | 0.00012537 | 0.00010073 | 9.282e-05 | 0.00028399 | 3.988e-05 | 6.006e-05 | 8.07e-05 | 0.00012285 | 0.00011716 | 0.00011223 | 0.00021182 | 0.00019029 | 0 | 0.0001845
1568 | 66 | 3 | 0.00011415 | 0.0001089 | 0.0001401 | 0.00016035 | 0.00018875 | 9.993e-05 | 9.479e-05 | 0.00026068 | 0.00010398 | 8.361e-05 | 9.077e-05 | 0.0002201 | 0.00017761 | 0.00013721 | 0.00021189 | 0.00019029 | 4.4712e-05 | 0.0001845
1569 | 66 | 3 | 0.00011416 | 0.00011529 | 0.00013326 | 0.00016656 | 0.00018829 | 0.00010456 | 0.00010039 | 0.00023313 | 0.0001928 | 0.00012354 | 0.00010464 | 0.00021041 | 0.00019258 | 0.00017637 | 0.00021217 | 0.00019029 | 0.00010997 | 0.0001845
1570 | 66 | 3 | 0.00011415 | 0.0001078 | 0.00012587 | 0.0001599 | 0.00019416 | 0.00011253 | 0.00010578 | 0.00022677 | 0.00020421 | 0.00015852 | 0.00012455 | 0.00016654 | 0.00017363 | 0.00018161 | 0.00021209 | 0.00019029 | 0.0001878 | 0.0001845
1571 | 66 | 3 | 0.00011416 | 0.00011303 | 0.00014649 | 0.00016318 | 0.000192 | 0.00011745 | 0.00010891 | 0.00021406 | 0.00017493 | 0.00017205 | 0.00014251 | 0.00016829 | 0.00017409 | 0.00018082 | 0.00021137 | 0.00019029 | 0.00044498 | 0.0001845
1572 | 66 | 3 | 0.00011415 | 0.00011479 | 0.00013088 | 0.00015959 | 0.00019273 | 0.00012163 | 0.00011058 | 0.00021617 | 0.00017117 | 0.00017505 | 0.00015689 | 0.0001713 | 0.00017298 | 0.00017568 | 0.00019246 | 0.00019029 | 0.00057443 | 0.0001845
1573 | 66 | 3 | 0.00011416 | 0.00011763 | 0.00013735 | 0.00016416 | 0.00019127 | 0.00012208 | 0.00011145 | 0.00020981 | 0.00017139 | 0.00017462 | 0.0001667 | 0.000161 | 0.00016347 | 0.00016685 | 0.00017055 | 0.00019029 | 0.00063243 | 0.0001845
1574 | 66 | 3 | 0.00011415 | 0.0001113 | 0.0001406 | 0.00015914 | 0.00018916 | 0.0001192 | 0.00011027 | 0.00020134 | 0.00016302 | 0.00017045 | 0.00017085 | 0.00017653 | 0.00016735 | 0.00015939 | 0.00016722 | 0.00019029 | 0.00058213 | 0.0001845
1575 | 66 | 3 | 0.00011416 | 0.00011241 | 0.00014479 | 0.00016293 | 0.00019316 | 0.00011505 | 0.00010979 | 0.00022041 | 0.00017378 | 0.00016812 | 0.00017003 | 0.00018369 | 0.00016758 | 0.00015285 | 0.00017365 | 0.00019029 | 0.00023202 | 0.0001845
1576 | 66 | 3 | 0.00011415 | 0.00010984 | 0.00014444 | 0.00015911 | 0.00018616 | 0.00011431 | 0.0001098 | 0.00022889 | 0.00018124 | 0.00016741 | 0.00016617 | 0.00019678 | 0.00015222 | 0.00010959 | 0.0001791 | 0.00019029 | 0.00035777 | 0.0001845
1577 | 66 | 3 | 0.00011416 | 0.00010736 | 0.00014156 | 0.00015894 | 0.00019679 | 0.00011207 | 0.00011219 | 0.00023101 | 0.00019309 | 0.0001619 | 0.00015233 | 0.00021319 | 0.00015894 | 0.00010691 | 0.00019034 | 0.00019029 | 0.00017743 | 0.0001845
1578 | 66 | 3 | 0.00011415 | 0.00011208 | 0.00013131 | 0.00016591 | 0.00019071 | 0.0001152 | 0.00011834 | 0.00023948 | 0.00020852 | 0.00015931 | 0.00013888 | 0.0002048 | 0.00016015 | 0.0001175 | 0.00020413 | 0.00019029 | 0 | 0.0001845
1579 | 66 | 3 | 0.00011416 | 0.00011241 | 0.00013893 | 0.00010931 | 0.00013359 | 0.00012181 | 0.00012245 | 0.00023736 | 0.00020524 | 0.00015909 | 0.0001298 | 0.00016273 | 0.00013371 | 0.00010613 | 0.00021007 | 0.00019029 | 0 | 0.0001845
1580 | 66 | 3 | 0.00011415 | 0.00011736 | 0.0001365 | 0.00010757 | 0.00013245 | 0.00012619 | 0.00012532 | 0.00023312 | 0.00017224 | 0.00015006 | 0.00012054 | 0.00012797 | 0.00011415 | 0.00010126 | 0.00021201 | 0.00019029 | 0 | 0.0001845
1581 | 66 | 3 | 0.00011416 | 0.00011492 | 0.00012846 | 5.787e-05 | 6.51e-05 | 0.00012274 | 0.00012161 | 0.00022465 | 0.00013873 | 0.0001346 | 0.00011277 | 8.537e-05 | 8.702e-05 | 8.904e-05 | 0.00021228 | 0.00019029 | 0 | 0.0001845
1582 | 66 | 3 | 0.00011415 | 0.00011382 | 0.00013914 | 6.068e-05 | 7.368e-05 | 0.00011692 | 0.00011549 | 0.000231 | 9.801e-05 | 0.0001135 | 0.0001054 | 8.749e-05 | 8.774e-05 | 8.839e-05 | 0.00021233 | 0.00019029 | 0 | 0.0001845
1583 | 66 | 3 | 0.00011416 | 0.0001106 | 0.00014559 | 5.846e-05 | 7.22e-05 | 0.0001172 | 0.00010931 | 0.00023737 | 9.07e-05 | 9.908e-05 | 9.969e-05 | 7.725e-05 | 7.162e-05 | 6.641e-05 | 0.00021228 | 0.00019029 | 0 | 0.0001845
1584 | 66 | 3 | 0.00011415 | 0.00011812 | 0.00013147 | 5.513e-05 | 7.452e-05 | 0.00011765 | 0.00010132 | 0.00023948 | 8.021e-05 | 8.602e-05 | 9.038e-05 | 6.316e-05 | 6.109e-05 | 5.926e-05 | 0.00021226 | 0.00019029 | 0 | 0.0001845
1585 | 67 | 3 | 0.00011416 | 0.00012132 | 0.00012762 | 5.688e-05 | 6.642e-05 | 0.00011165 | 9.579e-05 | 0.00023524 | 6.693e-05 | 7.402e-05 | 8.114e-05 | 5.468e-05 | 5.41e-05 | 5.367e-05 | 0.00021204 | 0.00019029 | 0 | 0.00018259
1586 | 67 | 3 | 0.00011415 | 0.00012013 | 0.0001176 | 5.578e-05 | 7.074e-05 | 0.00010609 | 9.346e-05 | 0.00023736 | 5.774e-05 | 6.401e-05 | 7.213e-05 | 1.877e-05 | 3.749e-05 | 5.579e-05 | 0.00021146 | 0.00019029 | 0 | 0.00018259
1587 | 67 | 3 | 0.00011416 | 0.00011503 | 0.00012899 | 5.519e-05 | 6.717e-05 | 0.00010233 | 9.252e-05 | 0.00023525 | 2.755e-05 | 5.219e-05 | 6.548e-05 | 1.339e-05 | 3.766e-05 | 6.138e-05 | 0.00021076 | 0.00019029 | 0 | 0.00018259
1588 | 67 | 3 | 0.00011415 | 0.00012191 | 0.00012288 | 5.575e-05 | 7.175e-05 | 0.00010031 | 9.255e-05 | 0.00023736 | 1.726e-05 | 4.412e-05 | 6.185e-05 | 1.339e-05 | 4.706e-05 | 8.004e-05 | 0.00021058 | 0.00019029 | 0 | 0.00018259
1589 | 67 | 3 | 0.00011416 | 0.00011423 | 0.00012689 | 5.842e-05 | 7.499e-05 | 0.00010207 | 9.346e-05 | 0.00024372 | 1.448e-05 | 4.337e-05 | 6.432e-05 | 1.901e-05 | 5.694e-05 | 9.416e-05 | 0.00021047 | 0.00019029 | 0 | 0.00018259
1590 | 67 | 3 | 0.00011415 | 0.00012298 | 0.0001135 | 0.00011361 | 0.00012627 | 0.00010842 | 9.761e-05 | 0.00024372 | 1.788e-05 | 4.842e-05 | 7.099e-05 | 4.662e-05 | 7.738e-05 | 0.00010775 | 0.00020982 | 0.00019029 | 0 | 0.00018259
1591 | 67 | 3 | 0.00011416 | 0.00011643 | 0.0001283 | 0.00011088 | 0.00013463 | 0.0001242 | 0.00011033 | 0.0002416 | 4.015e-05 | 6.027e-05 | 8.087e-05 | 0.00012219 | 0.00011653 | 0.00011163 | 0.00020804 | 0.00019027 | 0 | 0.00018259
1592 | 67 | 3 | 0.00011415 | 0.00011486 | 0.00013101 | 0.00015943 | 0.00019664 | 0.00013244 | 0.00012655 | 0.00022888 | 0.00010352 | 8.358e-05 | 9.08e-05 | 0.00021858 | 0.00017638 | 0.00013626 | 0.00020568 | 0.00019023 | 9.1792e-05 | 0.00018259
1593 | 67 | 3 | 0.00011416 | 0.00011616 | 0.00011747 | 0.00016246 | 0.00019766 | 0.00013704 | 0.00013607 | 0.00022253 | 0.00019153 | 0.000123 | 0.00010446 | 0.00021143 | 0.00019352 | 0.00017723 | 0.00020461 | 0.00019013 | 0.00029853 | 0.00018259
1594 | 67 | 3 | 0.00011415 | 0.00011753 | 0.00012043 | 0.00016235 | 0.00018904 | 0.00014246 | 0.00013929 | 0.00021193 | 0.00020475 | 0.00015838 | 0.00012456 | 0.0001658 | 0.00017285 | 0.0001808 | 0.00020189 | 0.00018976 | 0.00049374 | 0.00018259
1595 | 67 | 3 | 0.00011416 | 0.00011467 | 0.00011967 | 0.00016273 | 0.00020035 | 0.00014378 | 0.00013704 | 0.00018862 | 0.00017441 | 0.00017181 | 0.00014234 | 0.00016679 | 0.00017254 | 0.00017921 | 0.00018695 | 0.00018801 | 0.00062046 | 0.00018259
1596 | 67 | 3 | 0.00011415 | 0.0001234 | 0.00011516 | 0.0001588 | 0.00019764 | 0.00014496 | 0.00013494 | 0.00018226 | 0.00016991 | 0.0001743 | 0.00015635 | 0.0001695 | 0.00017116 | 0.00017383 | 0.00010938 | 0.00017779 | 0.00066994 | 0.00018259
1597 | 67 | 3 | 0.00011416 | 0.00011834 | 0.00012296 | 0.0001645 | 0.00019117 | 0.00014134 | 0.00013267 | 0.00019286 | 0.00016974 | 0.00017334 | 0.00016581 | 0.00016067 | 0.00016313 | 0.00016651 | 9.6775e-05 | 0.00017402 | 0.000659 | 0.00018259
1598 | 67 | 3 | 0.00011415 | 0.00012084 | 0.00012401 | 0.00016422 | 0.00020168 | 0.00014225 | 0.00013305 | 0.00019286 | 0.0001624 | 0.00016939 | 0.00016998 | 0.00017679 | 0.00016759 | 0.00015962 | 9.6744e-05 | 0.00017435 | 0.0006173 | 0.00018259
1599 | 67 | 3 | 0.00011416 | 0.00012037 | 0.00012224 | 0.00016639 | 0.00019237 | 0.00014022 | 0.00013233 | 0.00020981 | 0.0001738 | 0.00016761 | 0.00016932 | 0.00018306 | 0.000167 | 0.00015233 | 9.6146e-05 | 0.00018012 | 0.00052528 | 0.00018259
1600 | 67 | 3 | 0.00011415 | 0.00011663 | 0.00012787 | 0.00016348 | 0.0001974 | 0.00013667 | 0.00013233 | 0.00019921 | 0.00018073 | 0.00016702 | 0.00016551 | 0.0001982 | 0.00015332 | 0.00011038 | 9.813e-05 | 0.00018063 | 0.00035548 | 0.00018259
1601 | 67 | 3 | 0.00011416 | 0.00012178 | 0.00011529 | 0.00016294 | 0.00019637 | 0.00013463 | 0.00013411 | 0.00020558 | 0.00019411 | 0.00016206 | 0.00015205 | 0.00021284 | 0.00015868 | 0.00010674 | 9.3727e-05 | 0.00017823 | 0.00013672 | 0.00018259
1602 | 67 | 3 | 0.00011415 | 0.00011929 | 0.00012262 | 0.00016713 | 0.00019049 | 0.00013521 | 0.00013648 | 0.00020558 | 0.00020844 | 0.00015946 | 0.00013874 | 0.00020422 | 0.00015969 | 0.00011716 | 8.6678e-05 | 0.00017888 | 0 | 0.00018259
1603 | 67 | 3 | 0.00011416 | 0.00012202 | 0.00012567 | 0.00010705 | 0.00013883 | 0.00013894 | 0.00013636 | 0.00020769 | 0.00020479 | 0.00015901 | 0.00012969 | 0.00016514 | 0.00013569 | 0.0001077 | 0.00012267 | 0.00016821 | 0 | 0.00018259
1604 | 67 | 3 | 0.00011415 | 0.00011887 | 0.00012183 | 0.00011143 | 0.00013247 | 0.00014254 | 0.00014085 | 0.00020558 | 0.00017405 | 0.00015065 | 0.00012083 | 0.00012935 | 0.00011538 | 0.00010236 | 0.00015578 | 0.00015535 | 0 | 0.00018259
1605 | 67 | 3 | 0.00011416 | 0.00011673 | 0.00012919 | 6.027e-05 | 6.365e-05 | 0.00013619 | 0.00013515 | 0.00019709 | 0.00014013 | 0.00013562 | 0.00011331 | 8.483e-05 | 8.647e-05 | 8.848e-05 | 0.00016547 | 0.00014304 | 0 | 0.00018259
1606 | 67 | 3 | 0.00011415 | 0.00011767 | 0.00011185 | 5.75e-05 | 7.254e-05 | 0.00012905 | 0.00012696 | 0.00020346 | 9.791e-05 | 0.00011406 | 0.00010577 | 8.822e-05 | 8.847e-05 | 8.913e-05 | 0.00015708 | 0.00014552 | 0 | 0.00018259
1607 | 67 | 3 | 0.00011416 | 0.00011457 | 0.00011817 | 6.255e-05 | 7.162e-05 | 0.00013009 | 0.00011775 | 0.00020557 | 9.131e-05 | 9.954e-05 | 0.00010017 | 7.788e-05 | 7.221e-05 | 6.695e-05 | 0.0001425 | 0.00016483 | 0 | 0.00018259
1608 | 67 | 3 | 0.00011415 | 0.00012408 | 0.0001144 | 5.783e-05 | 6.686e-05 | 0.00012911 | 0.00010919 | 0.00021193 | 8.081e-05 | 8.652e-05 | 9.089e-05 | 6.265e-05 | 6.059e-05 | 5.878e-05 | 0.00010867 | 0.00016394 | 0 | 0.00018259
1609 | 68 | 3 | 0.00011416 | 0.00010704 | 0.00010375 | 5.351e-05 | 6.778e-05 | 0.00012238 | 0.00010202 | 0.00022677 | 6.665e-05 | 7.419e-05 | 8.141e-05 | 5.408e-05 | 5.351e-05 | 5.309e-05 | 9.3552e-05 | 0.00016615 | 0 | 0.00018111
1610 | 68 | 3 | 0.00011415 | 0.00010982 | 8.626e-05 | 5.912e-05 | 7.437e-05 | 0.00011715 | 9.768e-05 | 0.00022677 | 5.724e-05 | 6.38e-05 | 7.217e-05 | 1.877e-05 | 3.749e-05 | 5.579e-05 | 9.338e-05 | 0.00014503 | 0 | 0.00018111
1611 | 68 | 3 | 0.00011416 | 0.00011265 | 0.00010291 | 5.543e-05 | 7.508e-05 | 0.00011229 | 9.567e-05 | 0.00022677 | 2.744e-05 | 5.196e-05 | 6.545e-05 | 1.33e-05 | 3.741e-05 | 6.098e-05 | 7.4438e-05 | 0.00012101 | 0 | 0.00018111
1612 | 68 | 3 | 0.00011415 | 0.00011089 | 9.406e-05 | 5.372e-05 | 7.381e-05 | 0.0001105 | 9.553e-05 | 0.00022889 | 1.715e-05 | 4.39e-05 | 6.168e-05 | 1.357e-05 | 4.769e-05 | 8.111e-05 | 8.1e-05 | 0.00011859 | 0 | 0.00018111
1613 | 68 | 3 | 0.00011416 | 0.000112 | 9.867e-05 | 5.731e-05 | 6.983e-05 | 0.00011019 | 9.657e-05 | 0.00022677 | 1.46e-05 | 4.346e-05 | 6.437e-05 | 1.909e-05 | 5.718e-05 | 9.455e-05 | 0.00010546 | 9.2096e-05 | 0 | 0.00018111
1614 | 68 | 3 | 0.00011415 | 0.00010997 | 9.749e-05 | 0.00010997 | 0.00013193 | 0.00011533 | 0.00010014 | 0.00023737 | 1.796e-05 | 4.864e-05 | 7.114e-05 | 4.673e-05 | 7.757e-05 | 0.00010801 | 9.8514e-05 | 5.2877e-05 | 0 | 0.00018111
1615 | 68 | 3 | 0.00011416 | 0.00011156 | 8.687e-05 | 0.00010809 | 0.00013492 | 0.00012898 | 0.00011208 | 0.00022889 | 4.025e-05 | 6.051e-05 | 8.11e-05 | 0.00012379 | 0.00011806 | 0.00011309 | 8.6223e-05 | 2.379e-05 | 0 | 0.00018111
1616 | 68 | 3 | 0.00011415 | 0.00011095 | 8.486e-05 | 0.00015702 | 0.0001889 | 0.0001358 | 0.00012703 | 0.00021194 | 0.00010479 | 8.427e-05 | 9.135e-05 | 0.00021938 | 0.00017703 | 0.00013676 | 6.9373e-05 | 1.0231e-05 | 3.5278e-05 | 0.00018111
1617 | 68 | 3 | 0.00011416 | 0.00011555 | 9.452e-05 | 0.00016195 | 0.00019371 | 0.000138 | 0.00013606 | 0.0001971 | 0.0001924 | 0.00012381 | 0.00010508 | 0.00021261 | 0.00019459 | 0.00017821 | 4.9916e-05 | 3.6485e-06 | 8.0881e-05 | 0.00018111
1618 | 68 | 3 | 0.00011415 | 0.00010879 | 9.448e-05 | 0.00016685 | 0.00018999 | 0.00014151 | 0.00013849 | 0.00018014 | 0.00020587 | 0.0001593 | 0.00012529 | 0.00016654 | 0.00017362 | 0.00018161 | 1.8035e-05 | 2.9577e-06 | 8.6379e-05 | 0.00018111
1619 | 68 | 3 | 0.00011416 | 0.00010674 | 9.746e-05 | 0.00016145 | 0.00018854 | 0.00014158 | 0.00013599 | 0.00018015 | 0.00017523 | 0.0001727 | 0.00014313 | 0.00016759 | 0.00017337 | 0.00018007 | 2.5623e-06 | 9.2182e-06 | 9.4685e-05 | 0.00018111
1620 | 68 | 3 | 0.00011415 | 0.00010893 | 8.45e-05 | 0.0001659 | 0.00018979 | 0.00014254 | 0.00013554 | 0.00017802 | 0.00017072 | 0.00017516 | 0.00015719 | 0.00017003 | 0.0001717 | 0.00017437 | 7.7611e-07 | 3.2996e-05 | 0.0001143 | 0.00018111
1621 | 68 | 3 | 0.00011416 | 0.00011036 | 9.398e-05 | 0.00016579 | 0.00019778 | 0.00013728 | 0.00013507 | 0.00020558 | 0.00017034 | 0.00017407 | 0.00016658 | 0.00016302 | 0.00016551 | 0.00016894 | 3.7532e-06 | 6.2971e-05 | 6.4006e-05 | 0.00018111
1622 | 68 | 3 | 0.00011415 | 0.00011475 | 9.613e-05 | 0.00015904 | 0.00019648 | 0.00013702 | 0.00013636 | 0.00018226 | 0.00016437 | 0.00017068 | 0.00017112 | 0.000177 | 0.00016779 | 0.00015981 | 7.8048e-06 | 0.00010028 | 0.00040851 | 0.00018111
1623 | 68 | 3 | 0.00011416 | 0.0001147 | 0.00010097 | 0.00015656 | 0.0001961 | 0.00013675 | 0.00013645 | 0.00019286 | 0.00017437 | 0.00016867 | 0.0001703 | 0.0001834 | 0.00016731 | 0.00015261 | 1.5806e-05 | 0.00013395 | 0.00043317 | 0.00018111
1624 | 68 | 3 | 0.00011415 | 0.0001136 | 9.378e-05 | 0.00016676 | 0.0001918 | 0.00013578 | 0.00013729 | 0.00018651 | 0.00018116 | 0.00016773 | 0.00016635 | 0.00019555 | 0.00015127 | 0.00010891 | 3.3842e-05 | 0.00015235 | 0.00015126 | 0.00018111
1625 | 68 | 3 | 0.00011416 | 0.00010767 | 8.788e-05 | 0.00016149 | 0.00019539 | 0.00013415 | 0.0001386 | 0.00021193 | 0.00019215 | 0.00016168 | 0.00015236 | 0.00021373 | 0.00015935 | 0.00010718 | 4.5412e-05 | 0.0001697 | 0.00010937 | 0.00018111
1626 | 68 | 3 | 0.00011415 | 0.00011459 | 9.117e-05 | 0.00016243 | 0.00018753 | 0.00013567 | 0.00013909 | 0.00023948 | 0.00020876 | 0.00015918 | 0.00013897 | 0.0002071 | 0.00016195 | 0.00011882 | 5.8765e-05 | 0.00018128 | 0 | 0.00018111
1627 | 68 | 3 | 0.00011416 | 0.00010781 | 8.654e-05 | 0.00011185 | 0.00012868 | 0.00013976 | 0.00013874 | 0.00027975 | 0.00020704 | 0.0001597 | 0.00013011 | 0.00016439 | 0.00013508 | 0.00010721 | 7.4381e-05 | 0.00018758 | 0 | 0.00018111
1628 | 68 | 3 | 0.00011415 | 0.00011355 | 9.518e-05 | 0.00011164 | 0.00013017 | 0.00014148 | 0.00014116 | 0.00028187 | 0.00017389 | 0.00015115 | 0.00012104 | 0.0001292 | 0.00011525 | 0.00010223 | 0.00010207 | 0.00018951 | 0 | 0.00018111
1629 | 68 | 3 | 0.00011416 | 0.00011298 | 9.873e-05 | 5.286e-05 | 6.322e-05 | 0.00013501 | 0.00013534 | 0.00027763 | 0.00014006 | 0.00013579 | 0.00011344 | 8.496e-05 | 8.661e-05 | 8.861e-05 | 0.00013141 | 0.00019019 | 0 | 0.00018111
1630 | 68 | 3 | 0.00011415 | 0.00011152 | 9.837e-05 | 5.361e-05 | 6.583e-05 | 0.00012664 | 0.00012754 | 0.00027339 | 9.801e-05 | 0.00011412 | 0.00010592 | 8.819e-05 | 8.845e-05 | 8.91e-05 | 0.00014974 | 0.00019028 | 0 | 0.00018111
1631 | 68 | 3 | 0.00011416 | 0.00011185 | 8.863e-05 | 5.304e-05 | 6.559e-05 | 0.00012744 | 0.00011802 | 0.0002628 | 9.128e-05 | 9.958e-05 | 0.00010027 | 7.784e-05 | 7.217e-05 | 6.692e-05 | 0.00015981 | 0.00019029 | 0 | 0.00018111
1632 | 68 | 3 | 0.00011415 | 0.00010951 | 9.91e-05 | 5.797e-05 | 6.315e-05 | 0.00012598 | 0.00010933 | 0.00027339 | 8.078e-05 | 8.652e-05 | 9.093e-05 | 6.302e-05 | 6.095e-05 | 5.912e-05 | 0.00017786 | 0.00019029 | 0 | 0.00018111
1633 | 69 | 3 | 0.00011416 | 0.00012081 | 9.96e-05 | 5.389e-05 | 4.239e-05 | 0.00011914 | 0.00010193 | 0.00027339 | 6.694e-05 | 7.43e-05 | 8.15e-05 | 6.766e-05 | 6.024e-05 | 5.313e-05 | 0.00018215 | 0.00019029 | 0 | 0.00017851
1634 | 69 | 3 | 0.00011415 | 0.00011849 | 0.00011297 | 6.212e-05 | 4.279e-05 | 0.00011296 | 9.763e-05 | 0.00027763 | 6.788e-05 | 6.634e-05 | 7.225e-05 | 3.503e-05 | 4.553e-05 | 5.581e-05 | 0.00018551 | 0.00019029 | 0 | 0.00017851
1635 | 69 | 3 | 0.00011416 | 0.000119 | 0.00011234 | 5.461e-05 | 4.583e-05 | 0.00010802 | 9.56e-05 | 0.00028822 | 4.218e-05 | 5.714e-05 | 6.552e-05 | 2.193e-05 | 4.169e-05 | 6.099e-05 | 0.00018276 | 0.00019028 | 0 | 0.00017851
1636 | 69 | 3 | 0.00011415 | 0.00012278 | 0.00011214 | 6.319e-05 | 3.865e-05 | 0.00010489 | 9.492e-05 | 0.0003179 | 2.7e-05 | 4.941e-05 | 6.175e-05 | 2.17e-05 | 5.154e-05 | 8.073e-05 | 0.00016494 | 0.00018977 | 0 | 0.00017851
1637 | 69 | 3 | 0.00011416 | 0.00012068 | 0.00011163 | 5.212e-05 | 4.19e-05 | 0.00010579 | 9.542e-05 | 0.00033697 | 2.332e-05 | 4.833e-05 | 6.434e-05 | 2.332e-05 | 5.848e-05 | 9.294e-05 | 0.00014944 | 0.00018842 | 0 | 0.00017851
1638 | 69 | 3 | 0.00011415 | 0.00012103 | 0.00010969 | 0.00010646 | 8.491e-05 | 0.00011205 | 9.905e-05 | 0.00035181 | 2.324e-05 | 5.204e-05 | 7.074e-05 | 2.953e-05 | 6.815e-05 | 0.00010606 | 0.00012618 | 0.00018738 | 0 | 0.00017851
1639 | 69 | 3 | 0.00011416 | 0.00012321 | 0.00010105 | 0.00011001 | 8.318e-05 | 0.00012618 | 0.00011137 | 0.00033273 | 2.805e-05 | 5.893e-05 | 8.028e-05 | 4.616e-05 | 7.944e-05 | 0.00011221 | 0.00010987 | 0.00018633 | 0 | 0.00017851
1640 | 69 | 3 | 0.00011415 | 0.00012237 | 0.00010522 | 0.00016754 | 0.00011901 | 0.00013369 | 0.00012648 | 0.00031154 | 4.204e-05 | 6.803e-05 | 9.039e-05 | 6.759e-05 | 0.00010163 | 0.00013533 | 0.00010315 | 0.00018404 | 8.4088e-05 | 0.00017851
1641 | 69 | 3 | 0.00011416 | 0.00011733 | 0.00010399 | 0.00015801 | 0.00011907 | 0.00013672 | 0.00013668 | 0.00027127 | 6.159e-05 | 8.239e-05 | 0.00010391 | 0.00010065 | 0.0001396 | 0.00017836 | 0.00010193 | 0.00018041 | 0.00029924 | 0.00017851
1642 | 69 | 3 | 0.00011415 | 0.00011571 | 0.00011083 | 0.00016144 | 0.00011743 | 0.00013899 | 0.00014097 | 0.00022677 | 9.155e-05 | 0.00010661 | 0.00012433 | 0.0001297 | 0.00015661 | 0.00018375 | 9.9519e-05 | 0.00017532 | 0.00049422 | 0.00017851
1643 | 69 | 3 | 0.00011416 | 0.00012487 | 0.00010437 | 0.00015632 | 0.00012342 | 0.00013864 | 0.00013997 | 0.00021829 | 0.00012056 | 0.00013074 | 0.00014288 | 0.00013755 | 0.00015882 | 0.00018046 | 6.0053e-05 | 0.00017124 | 0.00060407 | 0.00017851
1644 | 69 | 3 | 0.00011415 | 0.00011905 | 0.00010375 | 0.00016649 | 0.00012168 | 0.00014051 | 0.00013728 | 0.00022041 | 0.00013313 | 0.00014657 | 0.00015726 | 0.0001382 | 0.00015596 | 0.00017415 | 4.4393e-05 | 0.00017042 | 0.00066191 | 0.00017851
1645 | 69 | 3 | 0.00011416 | 0.00011684 | 0.00010003 | 0.00015925 | 0.00012232 | 0.00013644 | 0.00013434 | 0.00021405 | 0.00013693 | 0.00015332 | 0.00016675 | 0.00013012 | 0.0001487 | 0.00016765 | 4.214e-05 | 0.00016519 | 0.00061821 | 0.00017851
1646 | 69 | 3 | 0.00011415 | 0.0001244 | 0.00011392 | 0.00016368 | 0.00011726 | 0.00013588 | 0.00013345 | 0.00021193 | 0.00013169 | 0.00015291 | 0.00017109 | 0.00011327 | 0.00013755 | 0.00016198 | 3.9512e-05 | 0.00016079 | 0.00044219 | 0.00017851
1647 | 69 | 3 | 0.00011416 | 0.00011571 | 0.00011519 | 0.00015991 | 0.00012138 | 0.00013634 | 0.00013267 | 0.00020982 | 0.00011753 | 0.00014702 | 0.00017074 | 0.00012624 | 0.00013866 | 0.00015153 | 4.7349e-05 | 0.00014724 | 0.0004117 | 0.00017851
1648 | 69 | 3 | 0.00011415 | 0.00012502 | 0.00010898 | 0.0001647 | 0.00012172 | 0.00013628 | 0.0001324 | 0.00019498 | 0.00012472 | 0.00014237 | 0.00016646 | 0.00013449 | 0.00012189 | 0.00011019 | 5.4972e-05 | 0.00013961 | 0.00024018 | 0.00017851
1649 | 69 | 3 | 0.00011416 | 0.00011859 | 0.00010329 | 0.00016376 | 0.00011705 | 0.00013447 | 0.00013415 | 0.00020134 | 0.0001321 | 0.00013394 | 0.00015269 | 0.00014067 | 0.00012363 | 0.00010759 | 5.2944e-05 | 0.00013779 | 0.0002024 | 0.00017851
1650 | 69 | 3 | 0.00011415 | 0.00012495 | 9.926e-05 | 0.00016634 | 0.00011967 | 0.00013437 | 0.00013655 | 0.00020981 | 0.00013847 | 0.0001281 | 0.00013934 | 0.00014078 | 0.0001288 | 0.00011776 | 6.3834e-05 | 0.00013077 | 8.111e-06 | 0.00017851
1651 | 69 | 3 | 0.00011416 | 0.00012115 | 0.00011784 | 0.0001059 | 8.512e-05 | 0.00013818 | 0.00013593 | 0.00023949 | 0.00014016 | 0.00012703 | 0.00013021 | 0.00014216 | 0.0001244 | 0.00010768 | 0.00010468 | 0.00012925 | 0 | 0.00017851
1652 | 69 | 3 | 0.00011415 | 0.00011785 | 0.00010511 | 0.00011384 | 8.183e-05 | 0.00014082 | 0.00013951 | 0.00027975 | 0.00014172 | 0.00012607 | 0.00012116 | 0.00014232 | 0.00012103 | 0.00010084 | 0.00013526 | 0.0001176 | 0 | 0.00017851
1653 | 69 | 3 | 0.00011416 | 0.00011907 | 0.00010388 | 5.523e-05 | 4.098e-05 | 0.0001341 | 0.00013378 | 0.00027975 | 0.00014218 | 0.00012403 | 0.00011324 | 8.533e-05 | 8.705e-05 | 8.907e-05 | 0.0001444 | 0.00010682 | 0 | 0.00017851
1654 | 69 | 3 | 0.00011415 | 0.00012007 | 0.00010442 | 5.592e-05 | 4.161e-05 | 0.00012635 | 0.0001265 | 0.00027339 | 9.783e-05 | 0.00011015 | 0.00010576 | 8.791e-05 | 8.823e-05 | 8.889e-05 | 0.00014258 | 9.6883e-05 | 0 | 0.00017851
1655 | 69 | 3 | 0.00011416 | 0.00011611 | 0.00011572 | 6.156e-05 | 4.528e-05 | 0.00012776 | 0.0001173 | 0.00026279 | 9.133e-05 | 9.854e-05 | 0.00010005 | 8.53e-05 | 7.614e-05 | 6.745e-05 | 0.00014278 | 7.6678e-05 | 0 | 0.00017851
1656 | 69 | 3 | 0.00011415 | 0.00012285 | 0.00010389 | 6.3e-05 | 4.308e-05 | 0.0001271 | 0.00010908 | 0.00026916 | 8.683e-05 | 8.777e-05 | 9.088e-05 | 7.951e-05 | 6.912e-05 | 5.916e-05 | 0.00012367 | 4.319e-05 | 0 | 0.00017851
1657 | 70 | 3 | 0.00011416 | 0.00011074 | 0.00012414 | 5.769e-05 | 1.426e-05 | 0.00012002 | 0.0001014 | 0.00027551 | 8.091e-05 | 7.861e-05 | 8.149e-05 | 6.757e-05 | 6.016e-05 | 5.305e-05 | 9.5393e-05 | 3.4907e-05 | 0 | 0.000174
1658 | 70 | 3 | 0.00011415 | 0.00011669 | 0.00013391 | 5.447e-05 | 1.391e-05 | 0.00011395 | 9.717e-05 | 0.00026067 | 7.065e-05 | 6.981e-05 | 7.228e-05 | 3.564e-05 | 4.632e-05 | 5.677e-05 | 7.3985e-05 | 2.5202e-05 | 0 | 0.000174
1659 | 70 | 3 | 0.00011416 | 0.0001197 | 0.00013678 | 6.348e-05 | 1.45e-05 | 0.00010854 | 9.559e-05 | 0.00024796 | 4.361e-05 | 5.927e-05 | 6.578e-05 | 2.214e-05 | 4.211e-05 | 6.159e-05 | 6.0836e-05 | 1.8849e-05 | 0 | 0.000174
1660 | 70 | 3 | 0.00011415 | 0.00011668 | 0.00013339 | 6.13e-05 | 1.533e-05 | 0.00010803 | 9.53e-05 | 0.00024372 | 2.759e-05 | 5.057e-05 | 6.213e-05 | 2.148e-05 | 5.101e-05 | 7.991e-05 | 5.3533e-05 | 1.881e-05 | 0 | 0.000174
1661 | 70 | 3 | 0.00011416 | 0.00011299 | 0.0001305 | 5.25e-05 | 1.506e-05 | 0.00010938 | 9.619e-05 | 0.00023737 | 2.321e-05 | 4.871e-05 | 6.449e-05 | 2.352e-05 | 5.898e-05 | 9.374e-05 | 5.3063e-05 | 2.0463e-05 | 0 | 0.000174
1662 | 70 | 3 | 0.00011415 | 0.0001095 | 0.00013372 | 0.00010811 | 2.746e-05 | 0.0001152 | 9.977e-05 | 0.00022677 | 2.338e-05 | 5.227e-05 | 7.102e-05 | 2.965e-05 | 6.844e-05 | 0.00010651 | 5.1507e-05 | 1.5241e-05 | 0 | 0.000174
1663 | 70 | 3 | 0.00011416 | 0.00011966 | 0.000139 | 0.00010535 | 2.664e-05 | 0.00012853 | 0.00011199 | 0.00020557 | 2.817e-05 | 5.915e-05 | 8.06e-05 | 4.616e-05 | 7.943e-05 | 0.0001122 | 4.8416e-05 | 8.46e-06 | 0 | 0.000174
1664 | 70 | 3 | 0.00011415 | 0.00011476 | 0.00013019 | 0.00016588 | 3.783e-05 | 0.00013442 | 0.00012718 | 0.00019709 | 4.206e-05 | 6.819e-05 | 9.063e-05 | 6.882e-05 | 0.00010348 | 0.0001378 | 4.0654e-05 | 5.0857e-06 | 7.3729e-05 | 0.000174
1665 | 70 | 3 | 0.00011416 | 0.00011816 | 0.0001283 | 0.00016758 | 4.003e-05 | 0.00013519 | 0.0001355 | 0.00018014 | 6.256e-05 | 8.314e-05 | 0.00010463 | 9.992e-05 | 0.00013858 | 0.00017706 | 3.0375e-05 | 5.0487e-06 | 0.00014643 | 0.000174
1666 | 70 | 3 | 0.00011415 | 0.00010887 | 0.00012922 | 0.00016228 | 3.874e-05 | 0.00013608 | 0.00013611 | 0.00016531 | 9.116e-05 | 0.00010689 | 0.00012471 | 0.00012827 | 0.00015488 | 0.00018172 | 2.3022e-05 | 7.2397e-06 | 0.00021714 | 0.000174
1667 | 70 | 3 | 0.00011416 | 0.00011682 | 0.00013931 | 0.00016508 | 3.801e-05 | 0.00013476 | 0.00013324 | 0.00016531 | 0.0001194 | 0.00013015 | 0.00014271 | 0.00013564 | 0.00015661 | 0.00017795 | 1.43e-05 | 1.0143e-05 | 0.00030814 | 0.000174
1668 | 70 | 3 | 0.00011415 | 0.00010885 | 0.0001245 | 0.00016345 | 3.915e-05 | 0.0001343 | 0.00013195 | 0.00016954 | 0.00013141 | 0.00014516 | 0.00015647 | 0.00013718 | 0.00015481 | 0.00017288 | 5.0655e-06 | 1.8392e-05 | 0.00058947 | 0.000174
1669 | 70 | 3 | 0.00011416 | 0.00011768 | 0.0001359 | 0.00016195 | 4.021e-05 | 0.0001308 | 0.00012995 | 0.0001865 | 0.00013576 | 0.00015182 | 0.00016566 | 0.00012894 | 0.00014735 | 0.00016613 | 1.1905e-06 | 2.7309e-05 | 0.00067264 | 0.000174
1670 | 70 | 3 | 0.00011415 | 0.00011622 | 0.00013465 | 0.00015697 | 3.871e-05 | 0.00013059 | 0.00012966 | 0.00018226 | 0.0001305 | 0.00015147 | 0.00016969 | 0.00011205 | 0.00013608 | 0.00016025 | 1.1433e-06 | 3.3614e-05 | 0.00063185 | 0.000174
1671 | 70 | 3 | 0.00011416 | 0.00011758 | 0.00013391 | 0.00015739 | 3.808e-05 | 0.0001284 | 0.00012948 | 0.00017591 | 0.00011632 | 0.00014559 | 0.00016915 | 0.00012715 | 0.00013967 | 0.00015263 | 2.9381e-06 | 3.6791e-05 | 0.00054095 | 0.000174
1672 | 70 | 3 | 0.00011415 | 0.00011842 | 0.00012956 | 0.0001593 | 4.039e-05 | 0.00012779 | 0.00013011 | 0.00019074 | 0.00012518 | 0.00014182 | 0.0001654 | 0.00013511 | 0.00012245 | 0.00011069 | 3.7931e-06 | 4.4584e-05 | 0.00039738 | 0.000174
1673 | 70 | 3 | 0.00011416 | 0.00011197 | 0.00012862 | 0.00016198 | 3.898e-05 | 0.00012747 | 0.00013228 | 0.0002416 | 0.00013264 | 0.00013403 | 0.00015208 | 0.00013985 | 0.00012291 | 0.00010697 | 2.6781e-06 | 5.7556e-05 | 0.00020269 | 0.000174
1674 | 70 | 3 | 0.00011415 | 0.00011978 | 0.00012197 | 0.00016249 | 3.919e-05 | 0.0001294 | 0.0001349 | 0.00026492 | 0.00013795 | 0.00012805 | 0.00013888 | 0.00014085 | 0.00012887 | 0.00011782 | 2.1257e-06 | 7.7287e-05 | 1.5085e-05 | 0.000174
1675 | 70 | 3 | 0.00011416 | 0.00011431 | 0.00012003 | 0.00011034 | 2.607e-05 | 0.00013414 | 0.0001357 | 0.00026067 | 0.00014014 | 0.00012695 | 0.00013 | 0.00014094 | 0.00012334 | 0.00010676 | 4.9029e-06 | 9.0573e-05 | 0 | 0.000174
1676 | 70 | 3 | 0.00011415 | 0.00011278 | 0.00013798 | 0.00011551 | 2.733e-05 | 0.00013872 | 0.00014087 | 0.00025644 | 0.00014076 | 0.00012563 | 0.0001209 | 0.00014281 | 0.00012146 | 0.0001012 | 1.4939e-05 | 0.00010339 | 0 | 0.000174
1677 | 70 | 3 | 0.00011416 | 0.00010965 | 0.00013379 | 5.748e-05 | 1.276e-05 | 0.00013308 | 0.00013579 | 0.00025856 | 0.00014238 | 0.00012381 | 0.00011309 | 8.484e-05 | 8.655e-05 | 8.856e-05 | 2.9159e-05 | 0.00012268 | 0 | 0.000174
1678 | 70 | 3 | 0.00011415 | 0.00011557 | 0.00012346 | 6.074e-05 | 1.481e-05 | 0.00012618 | 0.00012711 | 0.00026068 | 9.746e-05 | 0.0001099 | 0.00010553 | 8.782e-05 | 8.814e-05 | 8.879e-05 | 4.2697e-05 | 0.00013467 | 0 | 0.000174
1679 | 70 | 3 | 0.00011416 | 0.00011091 | 0.00012385 | 6.246e-05 | 1.516e-05 | 0.00012725 | 0.00011743 | 0.00025855 | 9.118e-05 | 9.833e-05 | 9.984e-05 | 8.456e-05 | 7.548e-05 | 6.687e-05 | 5.8546e-05 | 0.00012658 | 0 | 0.000174
1680 | 70 | 3 | 0.00011415 | 0.00011234 | 0.00013497 | 5.374e-05 | 1.304e-05 | 0.00012657 | 0.00010909 | 0.00025431 | 8.623e-05 | 8.741e-05 | 9.057e-05 | 7.957e-05 | 6.917e-05 | 5.921e-05 | 7.579e-05 | 0.00012307 | 0 | 0.000174
1681 | 71 | 3 | 0.00011416 | 0.00011326 | 9.728e-05 | 6.132e-05 | 6.506e-05 | 0.00011995 | 9.586e-05 | 0.00024584 | 8.084e-05 | 7.836e-05 | 8.126e-05 | 5.476e-05 | 5.418e-05 | 5.375e-05 | 7.675e-05 | 0.00011632 | 0 | 0.00016948
1682 | 71 | 3 | 0.00011415 | 0.00011366 | 0.00011816 | 5.755e-05 | 7.15e-05 | 0.00011374 | 9.114e-05 | 0.00024796 | 6.063e-05 | 6.753e-05 | 7.225e-05 | 1.906e-05 | 3.806e-05 | 5.664e-05 | 8.5332e-05 | 0.00010808 | 0 | 0.00016948
1683 | 71 | 3 | 0.00011416 | 0.00010316 | 0.00010179 | 5.972e-05 | 6.774e-05 | 0.00010931 | 9.062e-05 | 0.00025856 | 2.875e-05 | 5.427e-05 | 6.577e-05 | 1.355e-05 | 3.811e-05 | 6.211e-05 | 7.9329e-05 | 9.3316e-05 | 0 | 0.00016948
1684 | 71 | 3 | 0.00011415 | 0.0001137 | 0.00010934 | 6.353e-05 | 6.959e-05 | 0.00010799 | 9.484e-05 | 0.00028822 | 1.776e-05 | 4.525e-05 | 6.227e-05 | 1.34e-05 | 4.712e-05 | 8.013e-05 | 6.9449e-05 | 7.9655e-05 | 0 | 0.00016948
1685 | 71 | 3 | 0.00011416 | 0.00011095 | 0.0001051 | 5.441e-05 | 6.399e-05 | 0.0001091 | 9.264e-05 | 0.00028398 | 1.454e-05 | 4.393e-05 | 6.47e-05 | 1.875e-05 | 5.616e-05 | 9.286e-05 | 7.1129e-05 | 5.7729e-05 | 0 | 0.00016948
1686 | 71 | 3 | 0.00011415 | 0.00010487 | 0.00011636 | 0.00010629 | 0.0001386 | 0.00011456 | 9.363e-05 | 0.00028399 | 1.769e-05 | 4.837e-05 | 7.102e-05 | 4.668e-05 | 7.75e-05 | 0.00010791 | 7.8935e-05 | 5.0347e-05 | 0 | 0.00016948
1687 | 71 | 3 | 0.00011416 | 0.00011305 | 0.00011546 | 0.00010584 | 0.00012742 | 0.00012711 | 0.00010468 | 0.00028611 | 4.017e-05 | 6.012e-05 | 8.087e-05 | 0.00012307 | 0.00011737 | 0.00011243 | 7.9754e-05 | 5.6863e-05 | 0 | 0.00016948
1688 | 71 | 3 | 0.00011415 | 0.00010735 | 9.994e-05 | 0.00015743 | 0.00019374 | 0.00013403 | 0.0001213 | 0.00025432 | 0.0001042 | 8.379e-05 | 9.092e-05 | 0.00021971 | 0.0001773 | 0.00013696 | 8.1868e-05 | 7.2833e-05 | 0.00014523 | 0.00016948
1689 | 71 | 3 | 0.00011416 | 0.00010406 | 0.00010084 | 0.00016373 | 0.00020106 | 0.00013531 | 0.00013213 | 0.00022889 | 0.00019254 | 0.00012357 | 0.00010468 | 0.00021265 | 0.00019463 | 0.00017825 | 9.2412e-05 | 9.5985e-05 | 0.00036243 | 0.00016948
1690 | 71 | 3 | 0.00011415 | 0.00011347 | 0.00010027 | 0.00015739 | 0.00019991 | 0.0001364 | 0.00013489 | 0.00023524 | 0.00020591 | 0.00015923 | 0.00012499 | 0.00016726 | 0.00017437 | 0.00018239 | 9.9146e-05 | 0.00012011 | 0.0005215 | 0.00016948
1691 | 71 | 3 | 0.00011416 | 0.00011345 | 0.00010362 | 0.00016068 | 0.0001901 | 0.00013572 | 0.00013393 | 0.00023524 | 0.0001758 | 0.00017297 | 0.00014312 | 0.00016855 | 0.00017436 | 0.0001811 | 9.0549e-05 | 0.00014013 | 0.00063679 | 0.00016948
1692 | 71 | 3 | 0.00011415 | 0.00011169 | 0.00010836 | 0.0001632 | 0.00019151 | 0.00013418 | 0.00013325 | 0.00022041 | 0.00017158 | 0.00017577 | 0.00015748 | 0.00016917 | 0.00017083 | 0.0001735 | 3.9198e-05 | 0.00015061 | 0.00068506 | 0.00016948
1693 | 71 | 3 | 0.00011416 | 0.00010943 | 0.0001193 | 0.00016087 | 0.00019601 | 0.00013012 | 0.00013127 | 0.00021617 | 0.00016985 | 0.00017423 | 0.00016672 | 0.00016231 | 0.00016479 | 0.00016821 | 1.4186e-05 | 0.0001378 | 0.00070297 | 0.00016948
1694 | 71 | 3 | 0.00011415 | 0.00010885 | 0.00010566 | 0.00015667 | 0.00019922 | 0.00012885 | 0.00012984 | 0.00022253 | 0.00016375 | 0.00017039 | 0.00017109 | 0.00017719 | 0.00016797 | 0.00015998 | 2.0214e-05 | 0.00012051 | 0.00065371 | 0.00016948
1695 | 71 | 3 | 0.00011416 | 0.00010878 | 0.00011203 | 0.00015993 | 0.00018947 | 0.00012821 | 0.00012798 | 0.00022677 | 0.00017438 | 0.00016844 | 0.00017028 | 0.0001828 | 0.00016677 | 0.00015211 | 3.9043e-05 | 0.00010853 | 0.00055388 | 0.00016948
1696 | 71 | 3 | 0.00011415 | 0.00011171 | 0.00011738 | 0.00016554 | 0.00019384 | 0.00012685 | 0.00012569 | 0.00022889 | 0.00018066 | 0.00016742 | 0.00016617 | 0.0001958 | 0.00015145 | 0.00010904 | 5.2821e-05 | 0.00011168 | 0.00040362 | 0.00016948
1697 | 71 | 3 | 0.00011416 | 0.00011012 | 9.859e-05 | 0.00015695 | 0.00019382 | 0.00012632 | 0.00012642 | 0.00022041 | 0.00019225 | 0.00016152 | 0.00015218 | 0.00021274 | 0.00015861 | 0.00010668 | 7.1004e-05 | 0.00013382 | 0.00020528 | 0.00016948
1698 | 71 | 3 | 0.00011415 | 0.00010918 | 0.000118 | 0.00015743 | 0.0001926 | 0.00012753 | 0.0001287 | 0.00022888 | 0.00020799 | 0.00015885 | 0.00013872 | 0.00020718 | 0.00016201 | 0.00011886 | 0.00010264 | 0.00016575 | 1.5111e-05 | 0.00016948
1699 | 71 | 3 | 0.00011416 | 0.00010927 | 0.00010399 | 0.00010793 | 0.00013823 | 0.00013024 | 0.00012935 | 0.00022888 | 0.00020695 | 0.00015947 | 0.00012992 | 0.00016555 | 0.00013603 | 0.00010797 | 0.00014645 | 0.00018125 | 0 | 0.00016948
1700 | 71 | 3 | 0.00011415 | 0.00010655 | 9.889e-05 | 0.00011115 | 0.00012933 | 0.00013316 | 0.00013234 | 0.00023948 | 0.00017476 | 0.00015137 | 0.00012106 | 0.00012953 | 0.00011555 | 0.0001025 | 0.00018359 | 0.00018734 | 0 | 0.00016948
1701 | 71 | 3 | 0.00011416 | 0.00011324 | 0.0001054 | 5.738e-05 | 6.709e-05 | 0.0001282 | 0.00012588 | 0.00023525 | 0.00014048 | 0.00013617 | 0.00011357 | 8.386e-05 | 8.548e-05 | 8.746e-05 | 0.00020282 | 0.00018943 | 0 | 0.00016948
1702 | 71 | 3 | 0.00011415 | 0.00011235 | 0.00010321 | 5.573e-05 | 7.432e-05 | 0.00012217 | 0.00011752 | 0.00023524 | 9.726e-05 | 0.00011398 | 0.00010581 | 8.745e-05 | 8.77e-05 | 8.835e-05 | 0.00020802 | 0.00018993 | 0 | 0.00016948
1703 | 71 | 3 | 0.00011416 | 0.00010766 | 9.855e-05 | 5.619e-05 | 7.049e-05 | 0.00012432 | 0.00010907 | 0.00023312 | 9.057e-05 | 9.906e-05 | 0.00010001 | 7.832e-05 | 7.262e-05 | 6.734e-05 | 0.0002094 | 0.00019013 | 0 | 0.00016948
1704 | 71 | 3 | 0.00011415 | 0.00011322 | 0.00011439 | 5.493e-05 | 7.282e-05 | 0.00012463 | 0.00010248 | 0.00023525 | 8.099e-05 | 8.627e-05 | 9.076e-05 | 6.264e-05 | 6.058e-05 | 5.877e-05 | 0.00020688 | 0.00019003 | 0 | 0.00016948
1705 | 72 | 3 | 0.00011416 | 0.00012269 | 0.00010638 | 5.24e-05 | 6.803e-05 | 0.00011801 | 9.53e-05 | 0.00022889 | 6.666e-05 | 7.41e-05 | 8.126e-05 | 5.486e-05 | 5.427e-05 | 5.384e-05 | 0.00020587 | 0.00018968 | 0 | 0.00016497
1706 | 72 | 3 | 0.00011415 | 0.00012397 | 0.00011973 | 5.516e-05 | 7.023e-05 | 0.0001124 | 9.054e-05 | 0.00022888 | 5.785e-05 | 6.406e-05 | 7.219e-05 | 1.9e-05 | 3.795e-05 | 5.648e-05 | 0.00020389 | 0.00018867 | 0 | 0.00016497
1707 | 72 | 3 | 0.00011416 | 0.00012197 | 0.00012276 | 5.32e-05 | 7.063e-05 | 0.0001066 | 8.81e-05 | 0.00023525 | 2.775e-05 | 5.238e-05 | 6.568e-05 | 1.338e-05 | 3.762e-05 | 6.132e-05 | 0.00019697 | 0.0001869 | 0 | 0.00016497
1708 | 72 | 3 | 0.00011415 | 0.00012006 | 0.00011326 | 5.38e-05 | 6.909e-05 | 0.00010436 | 8.716e-05 | 0.00023524 | 1.728e-05 | 4.428e-05 | 6.201e-05 | 1.332e-05 | 4.683e-05 | 7.965e-05 | 0.00019175 | 0.00018431 | 0 | 0.00016497
1709 | 72 | 3 | 0.00011416 | 0.00012029 | 0.00012271 | 5.594e-05 | 6.411e-05 | 0.00010249 | 8.712e-05 | 0.00023948 | 1.444e-05 | 4.337e-05 | 6.436e-05 | 1.898e-05 | 5.685e-05 | 9.401e-05 | 0.00019085 | 0.0001789 | 0 | 0.00016497
1710 | 72 | 3 | 0.00011415 | 0.00011786 | 0.00011965 | 0.0001133 | 0.00012747 | 0.00010388 | 8.789e-05 | 0.00024796 | 1.785e-05 | 4.834e-05 | 7.098e-05 | 4.669e-05 | 7.751e-05 | 0.00010793 | 0.00018946 | 0.00017271 | 0 | 0.00016497
1711 | 72 | 3 | 0.00011416 | 0.00012116 | 0.00012169 | 0.00010945 | 0.00013855 | 0.00010649 | 9.181e-05 | 0.00023736 | 4.02e-05 | 6.025e-05 | 8.087e-05 | 0.00012269 | 0.00011701 | 0.00011209 | 0.00017841 | 0.00016084 | 0 | 0.00016497
1712 | 72 | 3 | 0.00011415 | 0.00011742 | 0.00010557 | 0.0001585 | 0.00019673 | 0.00010868 | 9.902e-05 | 0.00023525 | 0.00010392 | 8.376e-05 | 9.088e-05 | 0.00021954 | 0.00017716 | 0.00013686 | 0.00016599 | 0.00014762 | 0.0001473 | 0.00016497
1713 | 72 | 3 | 0.00011416 | 0.00011795 | 0.00010158 | 0.00015734 | 0.00019943 | 0.0001146 | 0.00010645 | 0.00021617 | 0.00019236 | 0.00012345 | 0.00010467 | 0.00021167 | 0.00019373 | 0.00017743 | 0.00015942 | 0.0001425 | 0.00036219 | 0.00016497
1714 | 72 | 3 | 0.00011415 | 0.00011627 | 0.00012308 | 0.00016208 | 0.00019555 | 0.00012036 | 0.00011052 | 0.00019498 | 0.0002051 | 0.00015881 | 0.0001248 | 0.00016846 | 0.00017563 | 0.00018371 | 0.00013003 | 0.00014079 | 0.00053594 | 0.00016497
1715 | 72 | 3 | 0.00011416 | 0.00012353 | 0.00010076 | 0.00016584 | 0.00019907 | 0.00012135 | 0.00011031 | 0.00019286 | 0.00017658 | 0.00017308 | 0.00014321 | 0.00016693 | 0.00017269 | 0.00017936 | 8.8673e-05 | 0.0001446 | 0.00065546 | 0.00016497
1716 | 72 | 3 | 0.00011415 | 0.00012018 | 0.00012095 | 0.00016154 | 0.00018797 | 0.00012108 | 0.00010831 | 0.0001971 | 0.00017045 | 0.0001754 | 0.00015719 | 0.0001693 | 0.00017096 | 0.00017363 | 6.5217e-05 | 0.00015087 | 0.00069508 | 0.00016497
1717 | 72 | 3 | 0.00011416 | 0.00012334 | 0.00010623 | 0.00016084 | 0.00019189 | 0.00011834 | 0.00010609 | 0.0001759 | 0.00016975 | 0.00017389 | 0.00016648 | 0.0001624 | 0.00016488 | 0.0001683 | 7.1562e-05 | 0.00014707 | 0.00063479 | 0.00016497
1718 | 72 | 3 | 0.00011415 | 0.00012018 | 0.00010511 | 0.00016045 | 0.00019804 | 0.00011401 | 0.0001036 | 0.00016531 | 0.00016378 | 0.00017022 | 0.0001709 | 0.00017741 | 0.00016818 | 0.00016018 | 8.1234e-05 | 0.00014791 | 0.00055629 | 0.00016497
1719 | 72 | 3 | 0.00011416 | 0.00011952 | 0.00011097 | 0.00016329 | 0.00019427 | 0.00011135 | 0.00010176 | 0.00016742 | 0.00017454 | 0.00016846 | 0.00017019 | 0.00018463 | 0.00016843 | 0.00015363 | 8.8651e-05 | 0.00014776 | 0.00043161 | 0.00016497
1720 | 72 | 3 | 0.00011415 | 0.00012299 | 0.00012057 | 0.00016262 | 0.00019129 | 0.00011053 | 0.00010137 | 0.00019286 | 0.00018213 | 0.00016808 | 0.00016643 | 0.00019612 | 0.0001517 | 0.00010922 | 9.2622e-05 | 0.00014794 | 0.00035897 | 0.00016497
1721 | 72 | 3 | 0.00011416 | 0.00011779 | 0.00011233 | 0.00015759 | 0.00019897 | 0.00010913 | 0.00010407 | 0.00021829 | 0.00019278 | 0.0001622 | 0.00015254 | 0.00021501 | 0.0001603 | 0.00010782 | 9.9229e-05 | 0.0001476 | 0.00020562 | 0.00016497
1722 | 72 | 3 | 0.00011415 | 0.00011997 | 0.0001144 | 0.0001615 | 0.00020144 | 0.00011226 | 0.00011026 | 0.00022889 | 0.0002099 | 0.00015988 | 0.00013931 | 0.00020697 | 0.00016184 | 0.00011874 | 0.00011186 | 0.00015073 | 1.3159e-05 | 0.00016497
1723 | 72 | 3 | 0.00011416 | 0.00012109 | 0.00011851 | 0.00010592 | 0.00012591 | 0.00011807 | 0.00011284 | 0.00023948 | 0.00020718 | 0.00016015 | 0.00013042 | 0.00016286 | 0.00013382 | 0.00010622 | 0.00012254 | 0.00015313 | 0 | 0.00016497
1724 | 72 | 3 | 0.00011415 | 0.00012059 | 0.00011108 | 0.0001143 | 0.00012876 | 0.00012383 | 0.00011831 | 0.00023948 | 0.00017275 | 0.00015091 | 0.0001211 | 0.00012828 | 0.00011443 | 0.00010151 | 0.00015115 | 0.00015917 | 0 | 0.00016497
1725 | 72 | 3 | 0.00011416 | 0.00011378 | 0.00010174 | 6.271e-05 | 6.913e-05 | 0.00011872 | 0.00011439 | 0.0002522 | 0.00013913 | 0.00013516 | 0.00011326 | 8.533e-05 | 8.699e-05 | 8.9e-05 | 0.0001642 | 0.00016234 | 0 | 0.00016497
1726 | 72 | 3 | 0.00011415 | 0.00011278 | 0.00011356 | 5.659e-05 | 7.105e-05 | 0.00011361 | 0.0001084 | 0.00026068 | 9.808e-05 | 0.00011378 | 0.00010578 | 8.721e-05 | 8.746e-05 | 8.811e-05 | 0.0001633 | 0.00016134 | 0 | 0.00016497
1727 | 72 | 3 | 0.00011416 | 0.00012009 | 0.00010717 | 5.284e-05 | 7.133e-05 | 0.000116 | 0.00010266 | 0.00026279 | 9.05e-05 | 9.91e-05 | 9.989e-05 | 7.829e-05 | 7.258e-05 | 6.73e-05 | 0.00016441 | 0.00015055 | 0 | 0.00016497
1728 | 72 | 3 | 0.00011415 | 0.00011336 | 0.00011979 | 5.629e-05 | 6.824e-05 | 0.00011578 | 9.597e-05 | 0.00025432 | 8.098e-05 | 8.631e-05 | 9.066e-05 | 6.232e-05 | 6.028e-05 | 5.847e-05 | 0.00018325 | 0.00014162 | 0 | 0.00016497
1729 | 73 | 3 | 0.00011416 | 0.00011186 | 0.00012216 | 5.872e-05 | 7.277e-05 | 0.00011038 | 8.992e-05 | 0.00024584 | 6.642e-05 | 7.4e-05 | 8.117e-05 | 5.492e-05 | 5.433e-05 | 5.39e-05 | 0.00018148 | 0.00013968 | 0 | 0.00016011
1730 | 73 | 3 | 0.00011415 | 0.00011542 | 0.0001052 | 5.607e-05 | 6.614e-05 | 0.00010385 | 8.75e-05 | 0.00024584 | 5.784e-05 | 6.399e-05 | 7.217e-05 | 1.896e-05 | 3.787e-05 | 5.635e-05 | 0.00018122 | 0.00014361 | 0 | 0.00016011
1731 | 73 | 3 | 0.00011416 | 0.00011781 | 0.00011224 | 5.599e-05 | 7.198e-05 | 9.954e-05 | 9.008e-05 | 0.00024584 | 2.771e-05 | 5.231e-05 | 6.562e-05 | 1.35e-05 | 3.797e-05 | 6.189e-05 | 0.00018463 | 0.00015647 | 0 | 0.00016011
1732 | 73 | 3 | 0.00011415 | 0.00011538 | 0.00012544 | 5.281e-05 | 6.252e-05 | 9.794e-05 | 8.949e-05 | 0.00025008 | 1.737e-05 | 4.436e-05 | 6.209e-05 | 1.356e-05 | 4.767e-05 | 8.108e-05 | 0.00018578 | 0.00016918 | 0 | 0.00016011
1733 | 73 | 3 | 0.00011416 | 0.00011472 | 0.00011946 | 5.699e-05 | 6.577e-05 | 9.678e-05 | 8.908e-05 | 0.0002522 | 1.465e-05 | 4.377e-05 | 6.475e-05 | 1.875e-05 | 5.617e-05 | 9.288e-05 | 0.00019006 | 0.0001687 | 0 | 0.00016011
1734 | 73 | 3 | 0.00011415 | 0.00011637 | 0.00012069 | 0.00010716 | 0.00013503 | 9.728e-05 | 8.952e-05 | 0.0002522 | 1.771e-05 | 4.843e-05 | 7.111e-05 | 4.6e-05 | 7.636e-05 | 0.00010633 | 0.00019432 | 0.00016784 | 0 | 0.00016011
1735 | 73 | 3 | 0.00011416 | 0.00011813 | 0.00011159 | 0.00010747 | 0.0001305 | 0.00010017 | 9.132e-05 | 0.00024372 | 3.964e-05 | 5.98e-05 | 8.063e-05 | 0.00012211 | 0.00011645 | 0.00011156 | 0.00018664 | 0.000168 | 0 | 0.00016011
1736 | 73 | 3 | 0.00011415 | 0.00011899 | 0.00012511 | 0.0001617 | 0.000195 | 9.903e-05 | 9.455e-05 | 0.00022677 | 0.00010336 | 8.313e-05 | 9.05e-05 | 0.00022113 | 0.00017844 | 0.00013785 | 0.00017794 | 0.00015661 | 0.00012303 | 0.00016011
1737 | 73 | 3 | 0.00011416 | 0.00011971 | 0.00011298 | 0.00016338 | 0.00019287 | 0.0001036 | 9.951e-05 | 0.00021618 | 0.00019347 | 0.00012348 | 0.00010449 | 0.00021021 | 0.00019239 | 0.0001762 | 0.00017108 | 0.00014617 | 0.00026016 | 0.00016011
1738 | 73 | 3 | 0.00011415 | 0.00011905 | 0.00011217 | 0.0001671 | 0.00019537 | 0.00010829 | 0.00010276 | 0.00019286 | 0.00020416 | 0.00015854 | 0.00012435 | 0.00016854 | 0.00017571 | 0.00018379 | 0.00012493 | 0.00014541 | 0.00047818 | 0.00016011
1739 | 73 | 3 | 0.00011416 | 0.00011248 | 0.0001254 | 0.00016436 | 0.00019234 | 0.00011056 | 0.00010262 | 0.00018015 | 0.00017649 | 0.00017282 | 0.00014286 | 0.00016579 | 0.0001715 | 0.00017813 | 0.00010077 | 0.00014897 | 0.0003532 | 0.00016011
1740 | 73 | 3 | 0.00011415 | 0.00012054 | 0.00012586 | 0.00016542 | 0.00019155 | 0.00011232 | 0.00010268 | 0.00018015 | 0.00016953 | 0.00017481 | 0.00015668 | 0.00016991 | 0.00017158 | 0.00017425 | 8.6959e-05 | 0.00017007 | 0.00029897 | 0.00016011
1741 | 73 | 3 | 0.00011416 | 0.00011533 | 0.00011359 | 0.00015989 | 0.00019392 | 0.00011281 | 0.00010333 | 0.00017167 | 0.00017003 | 0.00017366 | 0.00016621 | 0.00016145 | 0.00016392 | 0.00016731 | 7.1324e-05 | 0.00016012 | 0.00024386 | 0.00016011
1742 | 73 | 3 | 0.00011415 | 0.00011332 | 0.00010502 | 0.00016113 | 0.00019885 | 0.00010792 | 0.00010675 | 0.00017378 | 0.00016308 | 0.00016983 | 0.00017048 | 0.00017822 | 0.00016895 | 0.00016092 | 6.9139e-05 | 0.00015102 | 0.00012929 | 0.00016011
1743 | 73 | 3 | 0.00011416 | 0.00011421 | 0.00011866 | 0.00015906 | 0.00019782 | 0.00010466 | 0.00010472 | 0.00018438 | 0.00017504 | 0.00016843 | 0.00017002 | 0.00018318 | 0.00016711 | 0.00015242 | 7.8367e-05 | 0.00015751 | 0.00011192 | 0.00016011
1744 | 73 | 3 | 0.00011415 | 0.00011606 | 0.00012385 | 0.00015776 | 0.00019735 | 0.00010295 | 0.00010496 | 0.00020558 | 0.00018108 | 0.00016768 | 0.00016606 | 0.00019648 | 0.00015198 | 0.00010942 | 9.2764e-05 | 0.00016961 | 8.0804e-05 | 0.00016011
1745 | 73 | 3 | 0.00011416 | 0.00011934 | 0.00011536 | 0.00015885 | 0.00019291 | 0.0001019 | 0.00010466 | 0.00020981 | 0.00019287 | 0.00016194 | 0.0001523 | 0.0002124 | 0.00015835 | 0.00010651 | 0.00012159 | 0.00017815 | 2.8719e-05 | 0.00016011
1746 | 73 | 3 | 0.00011415 | 0.0001123 | 0.00012107 | 0.00016162 | 0.00019428 | 0.00010555 | 0.00011081 | 0.00021405 | 0.00020786 | 0.00015906 | 0.00013883 | 0.00020376 | 0.00015934 | 0.0001169 | 0.00015598 | 0.00018402 | 0 | 0.00016011
1747 | 73 | 3 | 0.00011416 | 0.00012036 | 0.00012363 | 0.00010626 | 0.00012532 | 0.00011309 | 0.00011188 | 0.00022888 | 0.00020428 | 0.00015857 | 0.00012962 | 0.00016471 | 0.00013534 | 0.00010742 | 0.00016873 | 0.00018774 | 0 | 0.00016011
1748 | 73 | 3 | 0.00011415 | 0.0001179 | 0.00010986 | 0.00010492 | 0.00013375 | 0.00012341 | 0.00011754 | 0.00024372 | 0.00017359 | 0.00015025 | 0.00012063 | 0.00012772 | 0.00011393 | 0.00010107 | 0.00017397 | 0.0001885 | 0 | 0.00016011
1749 | 73 | 3 | 0.00011416 | 0.00011475 | 0.00011984 | 5.853e-05 | 6.398e-05 | 0.00012099 | 0.00011455 | 0.00027763 | 0.00013877 | 0.00013485 | 0.00011282 | 8.494e-05 | 8.659e-05 | 8.859e-05 | 0.0001775 | 0.00018776 | 0 | 0.00016011
1750 | 73 | 3 | 0.00011415 | 0.00011123 | 0.00011638 | 5.775e-05 | 6.812e-05 | 0.00011564 | 0.0001087 | 0.00029247 | 9.772e-05 | 0.0001135 | 0.00010536 | 8.824e-05 | 8.85e-05 | 8.915e-05 | 0.00018024 | 0.00018799 | 0 | 0.00016011
1751 | 73 | 3 | 0.00011416 | 0.00011803 | 0.00012732 | 5.475e-05 | 7.19e-05 | 0.00011637 | 0.00010221 | 0.00031366 | 9.125e-05 | 9.927e-05 | 9.983e-05 | 7.819e-05 | 7.25e-05 | 6.722e-05 | 0.00018106 | 0.00018718 | 0 | 0.00016011
1752 | 73 | 3 | 0.00011415 | 0.00011875 | 0.00011743 | 5.206e-05 | 7.489e-05 | 0.00011447 | 9.466e-05 | 0.00033486 | 8.103e-05 | 8.652e-05 | 9.071e-05 | 6.284e-05 | 6.078e-05 | 5.896e-05 | 0.00017633 | 0.00018689 | 0 | 0.00016011
1753 | 74 | 3 | 0.00011416 | 0.00010804 | 0.00012633 | 6e-05 | 6.32e-05 | 0.0001098 | 8.949e-05 | 0.00030519 | 6.686e-05 | 7.432e-05 | 8.135e-05 | 5.475e-05 | 5.416e-05 | 5.374e-05 | 0.00018651 | 0.00018225 | 0 | 0.00015612
1754 | 74 | 3 | 0.00011415 | 0.00010537 | 0.00011476 | 5.915e-05 | 6.924e-05 | 0.00010415 | 9.088e-05 | 0.00029882 | 5.781e-05 | 6.415e-05 | 7.233e-05 | 1.899e-05 | 3.793e-05 | 5.645e-05 | 0.00018809 | 0.00018019 | 0 | 0.00015612
1755 | 74 | 3 | 0.00011416 | 0.00010597 | 0.00012691 | 6.152e-05 | 6.399e-05 | 0.00010067 | 9.098e-05 | 0.00027763 | 2.773e-05 | 5.24e-05 | 6.578e-05 | 1.336e-05 | 3.757e-05 | 6.124e-05 | 0.00018315 | 0.00017565 | 0 | 0.00015612
1756 | 74 | 3 | 0.00011415 | 0.00011488 | 0.00010915 | 5.941e-05 | 7.498e-05 | 9.976e-05 | 9.184e-05 | 0.00027763 | 1.726e-05 | 4.426e-05 | 6.206e-05 | 1.334e-05 | 4.689e-05 | 7.974e-05 | 0.00017938 | 0.0001683 | 0 | 0.00015612
1757 | 74 | 3 | 0.00011416 | 0.00011473 | 0.00010904 | 5.939e-05 | 7.545e-05 | 0.00010168 | 9.314e-05 | 0.00026067 | 1.445e-05 | 4.337e-05 | 6.44e-05 | 1.875e-05 | 5.617e-05 | 9.288e-05 | 0.00017523 | 0.0001637 | 0 | 0.00015612
1758 | 74 | 3 | 0.00011415 | 0.0001043 | 0.00012213 | 0.00010586 | 0.00013012 | 0.00010856 | 9.642e-05 | 0.00023949 | 1.767e-05 | 4.81e-05 | 7.074e-05 | 4.617e-05 | 7.665e-05 | 0.00010673 | 0.00018324 | 0.00017291 | 0 | 0.00015612
1759 | 74 | 3 | 0.00011416 | 0.00010431 | 0.00011103 | 0.0001101 | 0.00013505 | 0.00012372 | 0.00010415 | 0.00021829 | 3.976e-05 | 5.972e-05 | 8.037e-05 | 0.00012374 | 0.00011801 | 0.00011304 | 0.00018105 | 0.0001819 | 0 | 0.00015612
1760 | 74 | 3 | 0.00011415 | 0.0001069 | 0.00011823 | 0.00016092 | 0.0001903 | 0.00013078 | 0.00012066 | 0.00020558 | 0.00010465 | 8.37e-05 | 9.063e-05 | 0.0002177 | 0.00017568 | 0.00013571 | 0.00017813 | 0.00018237 | 4.6248e-05 | 0.00015612
1761 | 74 | 3 | 0.00011416 | 0.0001148 | 0.00011964 | 0.00016155 | 0.00019532 | 0.00013397 | 0.00012937 | 0.00016531 | 0.00019105 | 0.00012303 | 0.00010421 | 0.00021212 | 0.00019415 | 0.0001778 | 0.00017623 | 0.00017955 | 9.8409e-05 | 0.00015612
1762 | 74 | 3 | 0.00011415 | 0.00010522 | 0.00011865 | 0.00016698 | 0.00019179 | 0.00013714 | 0.00012996 | 0.00011445 | 0.00020522 | 0.00015857 | 0.0001245 | 0.0001662 | 0.00017327 | 0.00018124 | 0.00016965 | 0.00017438 | 4.9828e-05 | 0.00015612
1763 | 74 | 3 | 0.00011416 | 0.00011494 | 0.00012155 | 0.00015917 | 0.00019444 | 0.00013653 | 0.00012704 | 8.477e-05 | 0.00017481 | 0.00017213 | 0.00014247 | 0.00016541 | 0.00017111 | 0.00017772 | 0.0001971 | 0.00017418 | 6.6491e-05 | 0.00015612
1764 | 74 | 3 | 0.00011415 | 0.00011066 | 0.00012921 | 0.00016661 | 0.00019267 | 0.00013626 | 0.00012526 | 7.418e-05 | 0.00016891 | 0.00017403 | 0.00015621 | 0.00017125 | 0.00017293 | 0.00017562 | 0.00015738 | 0.00016749 | 0.00021178 | 0.00015612
1765 | 74 | 3 | 0.00011416 | 0.00010719 | 0.00012793 | 0.00016432 | 0.000187 | 0.00013175 | 0.00012443 | 6.147e-05 | 0.00017094 | 0.00017362 | 0.00016604 | 0.00015995 | 0.0001624 | 0.00016576 | 0.00015664 | 0.00016813 | 5.6573e-05 | 0.00015612
1766 | 74 | 3 | 0.00011415 | 0.00011158 | 0.00011679 | 0.00015799 | 0.00019762 | 0.00013085 | 0.00012766 | 6.57e-05 | 0.00016204 | 0.00016948 | 0.00017005 | 0.00017848 | 0.00016919 | 0.00016115 | 0.00015544 | 0.00017 | 5.721e-05 | 0.00015612
1767 | 74 | 3 | 0.00011416 | 0.00011412 | 0.00013061 | 0.00015988 | 0.00019616 | 0.00012862 | 0.00012647 | 7.206e-05 | 0.00017508 | 0.00016819 | 0.00016969 | 0.00018255 | 0.00016653 | 0.0001519 | 0.0001574 | 0.00016837 | 0.00015928 | 0.00015612
1768 | 74 | 3 | 0.00011415 | 0.00010646 | 0.00011402 | 0.00016761 | 0.00018738 | 0.0001287 | 0.00012474 | 7.63e-05 | 0.00018058 | 0.00016734 | 0.00016575 | 0.00019571 | 0.00015139 | 0.000109 | 0.00015532 | 0.00016502 | 0.00014452 | 0.00015612
1769 | 74 | 3 | 0.00011416 | 0.00011018 | 0.00011081 | 0.00016531 | 0.00019137 | 0.00012769 | 0.0001242 | 8.054e-05 | 0.00019216 | 0.00016149 | 0.00015197 | 0.00021414 | 0.00015965 | 0.00010739 | 0.00016019 | 0.00016902 | 4.2099e-05 | 0.00015612
1770 | 74 | 3 | 0.00011415 | 0.00010491 | 0.00012027 | 0.00016585 | 0.00019662 | 0.00012929 | 0.00012776 | 8.689e-05 | 0.00020908 | 0.00015921 | 0.00013873 | 0.0002073 | 0.0001621 | 0.00011893 | 0.00015819 | 0.0001782 | 8.6794e-06 | 0.00015612
1771 | 74 | 3 | 0.00011416 | 0.00011417 | 0.00012178 | 0.00011225 | 0.00013312 | 0.00013367 | 0.00012781 | 8.902e-05 | 0.00020725 | 0.00015983 | 0.00013006 | 0.00016397 | 0.00013473 | 0.00010694 | 0.00017095 | 0.00018526 | 0 | 0.00015612
1772 | 74 | 3 | 0.00011415 | 0.00010727 | 0.00012073 | 0.00010725 | 0.00012911 | 0.00013926 | 0.00013423 | 9.326e-05 | 0.00017361 | 0.00015113 | 0.00012097 | 0.00012867 | 0.00011478 | 0.00010182 | 0.00017929 | 0.0001867 | 0 | 0.00015612
1773 | 74 | 3 | 0.00011416 | 0.00010501 | 0.00012104 | 6.013e-05 | 6.892e-05 | 0.00013329 | 0.00012756 | 8.69e-05 | 0.00013961 | 0.00013556 | 0.00011332 | 8.484e-05 | 8.649e-05 | 8.849e-05 | 0.00017982 | 0.00018658 | 0 | 0.00015612
1774 | 74 | 3 | 0.00011415 | 0.00011033 | 0.0001217 | 6.075e-05 | 6.444e-05 | 0.00012576 | 0.00011943 | 8.69e-05 | 9.782e-05 | 0.00011388 | 0.00010579 | 8.722e-05 | 8.748e-05 | 8.812e-05 | 0.00017916 | 0.00018461 | 0 | 0.00015612
1775 | 74 | 3 | 0.00011416 | 0.00010506 | 0.00013111 | 6.345e-05 | 7.053e-05 | 0.00012715 | 0.00011015 | 8.477e-05 | 9.047e-05 | 9.908e-05 | 9.993e-05 | 7.814e-05 | 7.245e-05 | 6.718e-05 | 0.0001758 | 0.00018284 | 0 | 0.00015612
1776 | 74 | 3 | 0.00011415 | 0.00011122 | 0.00012507 | 6.115e-05 | 6.649e-05 | 0.00012436 | 0.00010179 | 8.266e-05 | 8.085e-05 | 8.623e-05 | 9.067e-05 | 6.319e-05 | 6.111e-05 | 5.928e-05 | 0.00015589 | 0.00018341 | 0 | 0.00015612
1777 | 75 | 3 | 0.00011416 | 0.00011539 | 0.00011538 | 5.587e-05 | 6.549e-05 | 0.00011853 | 9.413e-05 | 7.842e-05 | 6.706e-05 | 7.424e-05 | 8.133e-05 | 5.444e-05 | 5.386e-05 | 5.343e-05 | 0.00015793 | 0.00017666 | 0 | 0.0001523
1778 | 75 | 3 | 0.00011415 | 0.00010989 | 0.00011503 | 6.109e-05 | 6.972e-05 | 0.00011252 | 9.018e-05 | 7.63e-05 | 5.759e-05 | 6.406e-05 | 7.219e-05 | 1.877e-05 | 3.749e-05 | 5.579e-05 | 0.00016485 | 0.00017307 | 0 | 0.0001523
1779 | 75 | 3 | 0.00011416 | 0.00011135 | 0.00012444 | 5.563e-05 | 6.242e-05 | 0.00010903 | 8.883e-05 | 7.418e-05 | 2.753e-05 | 5.216e-05 | 6.551e-05 | 1.339e-05 | 3.766e-05 | 6.138e-05 | 0.00015686 | 0.00017308 | 0 | 0.0001523
1780 | 75 | 3 | 0.00011415 | 0.00011588 | 0.00010537 | 5.45e-05 | 7.466e-05 | 0.00010815 | 9.034e-05 | 7.206e-05 | 1.725e-05 | 4.41e-05 | 6.188e-05 | 1.342e-05 | 4.719e-05 | 8.026e-05 | 0.00014513 | 0.00017283 | 0 | 0.0001523
1781 | 75 | 3 | 0.00011416 | 0.00010621 | 0.0001148 | 6.143e-05 | 6.474e-05 | 0.00011003 | 9.11e-05 | 9.537e-05 | 1.451e-05 | 4.34e-05 | 6.437e-05 | 1.885e-05 | 5.648e-05 | 9.339e-05 | 0.00013967 | 0.00016706 | 0 | 0.0001523
1782 | 75 | 3 | 0.00011415 | 0.00010736 | 0.00011438 | 0.00011141 | 0.00013827 | 0.00011586 | 9.301e-05 | 0.00010597 | 1.776e-05 | 4.829e-05 | 7.086e-05 | 4.621e-05 | 7.671e-05 | 0.00010682 | 0.00014329 | 0.00016131 | 0 | 0.0001523
1783 | 75 | 3 | 0.00011416 | 0.00011369 | 0.00011552 | 0.00011144 | 0.00013409 | 0.00012834 | 0.00010458 | 9.325e-05 | 3.981e-05 | 5.99e-05 | 8.053e-05 | 0.00012222 | 0.00011655 | 0.00011165 | 0.0001508 | 0.00015476 | 0 | 0.0001523
1784 | 75 | 3 | 0.00011415 | 0.00010662 | 0.00012582 | 0.00015937 | 0.00019033 | 0.00013466 | 0.00012133 | 8.054e-05 | 0.00010347 | 8.329e-05 | 9.049e-05 | 0.00021731 | 0.00017536 | 0.00013547 | 0.0001629 | 0.00015039 | 0.0001547 | 0.0001523
1785 | 75 | 3 | 0.00011416 | 0.00010676 | 0.00011947 | 0.00016442 | 0.00019228 | 0.00013693 | 0.00013148 | 6.994e-05 | 0.00019052 | 0.00012248 | 0.00010401 | 0.00020901 | 0.0001913 | 0.0001752 | 0.00016396 | 0.00014727 | 0.00035042 | 0.0001523
1786 | 75 | 3 | 0.00011415 | 0.0001138 | 0.00012355 | 0.00016043 | 0.00019532 | 0.00013777 | 0.00013545 | 6.146e-05 | 0.00020266 | 0.00015718 | 0.00012372 | 0.00016584 | 0.0001729 | 0.00018085 | 0.00012765 | 0.00014746 | 0.0005233 | 0.0001523
1787 | 75 | 3 | 0.00011416 | 0.00010867 | 0.00011895 | 0.00015911 | 0.00019048 | 0.00013585 | 0.00013568 | 2.756e-05 | 0.00017401 | 0.00017088 | 0.00014162 | 0.00016689 | 0.00017264 | 0.00017931 | 6.6239e-05 | 0.00014335 | 0.00047545 | 0.0001523
1788 | 75 | 3 | 0.00011415 | 0.00011414 | 0.0001063 | 0.00016613 | 0.00018996 | 0.00013714 | 0.0001361 | 0 | 0.00016985 | 0.00017385 | 0.0001558 | 0.00016965 | 0.00017132 | 0.00017399 | 5.1844e-05 | 0.00012836 | 0.0003932 | 0.0001523
1789 | 75 | 3 | 0.00011416 | 0.00010954 | 0.00011301 | 0.00015982 | 0.00019379 | 0.00013362 | 0.00013424 | 0 | 0.00016983 | 0.00017323 | 0.00016542 | 0.00016059 | 0.00016305 | 0.00016642 | 4.2925e-05 | 0.00012197 | 0.00070244 | 0.0001523
1790 | 75 | 3 | 0.00011415 | 0.00010724 | 0.00011676 | 0.0001601 | 0.00019652 | 0.0001318 | 0.00013426 | 0 | 0.00016237 | 0.00016936 | 0.00016972 | 0.00017878 | 0.00016947 | 0.00016142 | 4.6278e-05 | 0.00011965 | 0.00062319 | 0.0001523
1791 | 75 | 3 | 0.00011416 | 0.00011134 | 0.0001122 | 0.00015812 | 0.00020068 | 0.00013162 | 0.00013372 | 0 | 0.00017535 | 0.00016828 | 0.0001696 | 0.00018377 | 0.00016765 | 0.00015292 | 5.9918e-05 | 0.00012327 | 0.00043931 | 0.0001523
1792 | 75 | 3 | 0.00011415 | 0.00010974 | 0.00011006 | 0.00016428 | 0.00019672 | 0.00013087 | 0.00013278 | 0 | 0.00018158 | 0.00016787 | 0.00016598 | 0.00019545 | 0.00015118 | 0.00010885 | 7.4208e-05 | 0.00012767 | 0.00035229 | 0.0001523
1793 | 75 | 3 | 0.00011416 | 0.00011231 | 0.00010519 | 0.00016651 | 0.00019237 | 0.00013097 | 0.00013319 | 0 | 0.00019216 | 0.00016186 | 0.00015217 | 0.00021526 | 0.00016049 | 0.00010795 | 7.2769e-05 | 0.00013012 | 0.00019877 | 0.0001523
1794 | 75 | 3 | 0.00011415 | 0.0001157 | 0.0001194 | 0.00015656 | 0.00020048 | 0.00013408 | 0.00013385 | 0 | 0.00020998 | 0.00015968 | 0.00013909 | 0.00020497 | 0.00016028 | 0.0001176 | 7.1576e-05 | 0.00012949 | 1.724e-05 | 0.0001523
1795 | 75 | 3 | 0.00011416 | 0.00011294 | 0.00011585 | 0.000114 | 0.0001264 | 0.00013718 | 0.00013216 | 0 | 0.00020561 | 0.00015951 | 0.00013006 | 0.00016389 | 0.00013467 | 0.00010689 | 7.6828e-05 | 0.0001312 | 0 | 0.0001523
1796 | 75 | 3 | 0.00011415 | 0.0001114 | 0.00012499 | 0.00011116 | 0.00013227 | 0.00013988 | 0.00013553 | 0 | 0.00017325 | 0.00015069 | 0.0001209 | 0.00012739 | 0.00011363 | 0.0001008 | 8.2968e-05 | 0.00014177 | 0 | 0.0001523
1797 | 75 | 3 | 0.00011416 | 0.00010768 | 0.00011642 | 5.976e-05 | 7.44e-05 | 0.00013365 | 0.00012817 | 1.484e-05 | 0.0001385 | 0.00013485 | 0.00011298 | 8.39e-05 | 8.553e-05 | 8.751e-05 | 8.6295e-05 | 0.00014972 | 0 | 0.0001523
1798 | 75 | 3 | 0.00011415 | 0.00011177 | 0.00012604 | 6.102e-05 | 7.483e-05 | 0.00012684 | 0.00011939 | 3.603e-05 | 9.685e-05 | 0.00011303 | 0.00010523 | 8.782e-05 | 8.807e-05 | 8.872e-05 | 9.3462e-05 | 0.00015009 | 0 | 0.0001523
1799 | 75 | 3 | 0.00011416 | 0.00011045 | 0.00011096 | 5.268e-05 | 6.94e-05 | 0.00012634 | 0.00011005 | 5.298e-05 | 9.073e-05 | 9.871e-05 | 9.953e-05 | 7.86e-05 | 7.287e-05 | 6.757e-05 | 0.00010047 | 0.00014439 | 0 | 0.0001523
1800 | 75 | 3 | 0.00011415 | 0.00011128 | 0.00011801 | 6.136e-05 | 6.846e-05 | 0.00012504 | 0.00010254 | 4.451e-05 | 8.122e-05 | 8.628e-05 | 9.046e-05 | 6.317e-05 | 6.109e-05 | 5.926e-05 | 9.2271e-05 | 0.0001447 | 0 | 0.0001523
1801 | 76 | 3 | 0.00011416 | 0.00010581 | 0.00011143 | 5.697e-05 | 4.208e-05 | 0.00011866 | 9.477e-05 | 5.511e-05 | 6.713e-05 | 7.437e-05 | 8.12e-05 | 6.801e-05 | 6.055e-05 | 5.34e-05 | 7.1303e-05 | 0.00013102 | 0 | 0.00015178
1802 | 76 | 3 | 0.00011415 | 0.00011137 | 0.00012682 | 5.452e-05 | 4.145e-05 | 0.00011193 | 9.027e-05 | 6.57e-05 | 6.821e-05 | 6.655e-05 | 7.216e-05 | 3.51e-05 | 4.562e-05 | 5.591e-05 | 5.6826e-05 | 0.0001229 | 0 | 0.00015178
1803 | 76 | 3 | 0.00011416 | 0.0001042 | 0.00012203 | 6.07e-05 | 4.523e-05 | 0.00010733 | 8.934e-05 | 7.63e-05 | 4.231e-05 | 5.734e-05 | 6.558e-05 | 2.234e-05 | 4.249e-05 | 6.215e-05 | 4.311e-05 | 0.00011889 | 0 | 0.00015178
1804 | 76 | 3 | 0.00011415 | 0.00010354 | 0.00010994 | 5.642e-05 | 4.24e-05 | 0.00010517 | 9.374e-05 | 8.69e-05 | 2.736e-05 | 4.981e-05 | 6.211e-05 | 2.158e-05 | 5.124e-05 | 8.027e-05 | 2.6102e-05 | 0.00011284 | 0 | 0.00015178
1805 | 76 | 3 | 0.00011416 | 0.00011385 | 0.00011129 | 6.127e-05 | 4.268e-05 | 0.00010631 | 9.507e-05 | 9.537e-05 | 2.33e-05 | 4.854e-05 | 6.458e-05 | 2.354e-05 | 5.904e-05 | 9.383e-05 | 1.4288e-05 | 9.7069e-05 | 0 | 0.00015178
1806 | 76 | 3 | 0.00011415 | 0.00011283 | 0.00011803 | 0.00010608 | 7.681e-05 | 0.00011254 | 9.791e-05 | 9.538e-05 | 2.342e-05 | 5.232e-05 | 7.113e-05 | 2.986e-05 | 6.891e-05 | 0.00010725 | 1.0674e-05 | 7.5659e-05 | 0 | 0.00015178
1807 | 76 | 3 | 0.00011416 | 0.00011193 | 0.0001243 | 0.0001099 | 8.384e-05 | 0.00012473 | 0.00010455 | 9.325e-05 | 2.835e-05 | 5.94e-05 | 8.086e-05 | 4.631e-05 | 7.969e-05 | 0.00011257 | 1.422e-05 | 5.8058e-05 | 0 | 0.00015178
1808 | 76 | 3 | 0.00011415 | 0.00010752 | 0.00012728 | 0.00016508 | 0.00011988 | 0.00013142 | 0.00012098 | 9.114e-05 | 4.221e-05 | 6.848e-05 | 9.097e-05 | 6.869e-05 | 0.00010329 | 0.00013754 | 2.5884e-05 | 4.741e-05 | 0.00016344 | 0.00015178
1809 | 76 | 3 | 0.00011416 | 0.00011247 | 0.00012129 | 0.000166 | 0.00012135 | 0.00013404 | 0.00012983 | 8.69e-05 | 6.249e-05 | 8.326e-05 | 0.00010486 | 9.916e-05 | 0.00013753 | 0.00017572 | 3.8672e-05 | 3.9579e-05 | 0.00032664 | 0.00015178
1810 | 76 | 3 | 0.00011415 | 0.00011086 | 0.0001158 | 0.00016027 | 0.0001187 | 0.00013618 | 0.0001298 | 7.63e-05 | 9.056e-05 | 0.00010654 | 0.00012459 | 0.00012826 | 0.00015487 | 0.00018171 | 4.4101e-05 | 3.2268e-05 | 0.00041656 | 0.00015178
1811 | 76 | 3 | 0.00011416 | 0.00010652 | 0.00011511 | 0.00016252 | 0.00011892 | 0.00013539 | 0.0001273 | 5.723e-05 | 0.00011928 | 0.0001298 | 0.00014255 | 0.00013639 | 0.00015747 | 0.00017893 | 3.6417e-05 | 2.8293e-05 | 0.00060927 | 0.00015178
1812 | 76 | 3 | 0.00011415 | 0.00010694 | 0.00011955 | 0.00016641 | 0.00011738 | 0.00013768 | 0.00012751 | 5.298e-05 | 0.00013195 | 0.00014527 | 0.00015648 | 0.00013782 | 0.00015552 | 0.00017367 | 2.2348e-05 | 2.8314e-05 | 0.00068214 | 0.00015178
1813 | 76 | 3 | 0.00011416 | 0.00010353 | 0.0001263 | 0.0001567 | 0.00012225 | 0.00013613 | 0.00012587 | 5.298e-05 | 0.00013635 | 0.00015228 | 0.00016584 | 0.00012985 | 0.00014839 | 0.0001673 | 1.0124e-05 | 2.8572e-05 | 0.00072409 | 0.00015178
1814 | 76 | 3 | 0.00011415 | 0.00010787 | 0.00011648 | 0.00016519 | 0.00011924 | 0.00013392 | 0.00012616 | 5.086e-05 | 0.00013134 | 0.00015221 | 0.00017014 | 0.00011257 | 0.0001367 | 0.00016098 | 1.2027e-05 | 2.1504e-05 | 0.00066079 | 0.00015178
1815 | 76 | 3 | 0.00011416 | 0.00011006 | 0.00011952 | 0.00016256 | 0.00012266 | 0.00013423 | 0.00012554 | 6.146e-05 | 0.0001169 | 0.00014635 | 0.00016978 | 0.00012694 | 0.00013944 | 0.00015238 | 1.1335e-05 | 2.1437e-05 | 0.00055549 | 0.00015178
1816 | 76 | 3 | 0.00011415 | 0.00010355 | 0.00013178 | 0.00016476 | 0.00011815 | 0.00013336 | 0.00012577 | 7.206e-05 | 0.00012515 | 0.00014222 | 0.00016593 | 0.00013379 | 0.00012126 | 0.00010961 | 1.2668e-05 | 1.9126e-05 | 0.00040966 | 0.00015178
1817 | 76 | 3 | 0.00011416 | 0.00010785 | 0.00011612 | 0.00016374 | 0.0001196 | 0.00013218 | 0.00012632 | 7.418e-05 | 0.00013162 | 0.00013375 | 0.00015225 | 0.00014104 | 0.00012395 | 0.00010787 | 2.0229e-05 | 1.7004e-05 | 0.00021549 | 0.00015178
1818 | 76 | 3 | 0.00011415 | 0.00010769 | 0.00012109 | 0.0001667 | 0.00011979 | 0.0001326 | 0.00012956 | 7.842e-05 | 0.00013868 | 0.00012807 | 0.00013914 | 0.00014197 | 0.00012989 | 0.00011875 | 3.7442e-05 | 1.8957e-05 | 2.1991e-05 | 0.00015178
1819 | 76 | 3 | 0.00011416 | 0.00010977 | 0.00012271 | 0.00011367 | 7.741e-05 | 0.00013457 | 0.00012791 | 8.053e-05 | 0.00014112 | 0.00012744 | 0.00013034 | 0.00014174 | 0.00012403 | 0.00010736 | 6.8101e-05 | 2.9597e-05 | 0 | 0.00015178
1820 | 76 | 3 | 0.00011415 | 0.00010713 | 0.000112 | 0.00010547 | 8.403e-05 | 0.00013958 | 0.0001338 | 9.75e-05 | 0.00014158 | 0.00012632 | 0.00012129 | 0.00014448 | 0.00012288 | 0.00010238 | 9.7643e-05 | 4.2143e-05 | 0 | 0.00015178
1821 | 76 | 3 | 0.00011416 | 0.00011046 | 0.00012534 | 5.726e-05 | 4.45e-05 | 0.00013449 | 0.00012774 | 0.00010597 | 0.00014388 | 0.00012479 | 0.00011369 | 8.387e-05 | 8.556e-05 | 8.754e-05 | 0.00010943 | 4.6228e-05 | 0 | 0.00015178
1822 | 76 | 3 | 0.00011415 | 0.00011217 | 0.00012249 | 6.232e-05 | 4.558e-05 | 0.00012744 | 0.00011978 | 0.00011445 | 9.702e-05 | 0.00011024 | 0.00010586 | 8.819e-05 | 8.852e-05 | 8.917e-05 | 9.891e-05 | 3.9397e-05 | 0 | 0.00015178
1823 | 76 | 3 | 0.00011416 | 0.00010524 | 0.0001109 | 5.227e-05 | 4.021e-05 | 0.00012738 | 0.00010985 | 0.00012504 | 9.143e-05 | 9.851e-05 | 0.00010017 | 8.416e-05 | 7.513e-05 | 6.655e-05 | 7.2192e-05 | 2.665e-05 | 0 | 0.00015178
1824 | 76 | 3 | 0.00011415 | 0.00010707 | 0.00011557 | 5.277e-05 | 4.429e-05 | 0.00012615 | 0.00010184 | 0.00013352 | 8.596e-05 | 8.736e-05 | 9.072e-05 | 7.905e-05 | 6.872e-05 | 5.882e-05 | 4.8017e-05 | 1.6314e-05 | 0 | 0.00015178
1825 | 77 | 3 | 0.00011416 | 0.00011509 | 0.00010981 | 6.052e-05 | 1.349e-05 | 0.00011966 | 9.458e-05 | 0.0001314 | 8.037e-05 | 7.812e-05 | 8.123e-05 | 6.781e-05 | 6.038e-05 | 5.325e-05 | 1.9052e-05 | 1.1954e-05 | 0 | 0.00015508
1826 | 77 | 3 | 0.00011415 | 0.00011421 | 0.00011668 | 5.211e-05 | 1.379e-05 | 0.00011278 | 9.03e-05 | 0.00013564 | 7.072e-05 | 6.956e-05 | 7.204e-05 | 3.563e-05 | 4.631e-05 | 5.675e-05 | 5.7754e-06 | 1.2324e-05 | 0 | 0.00015508
1827 | 77 | 3 | 0.00011416 | 0.00011436 | 0.00011295 | 5.403e-05 | 1.429e-05 | 0.0001069 | 8.857e-05 | 0.00013775 | 4.36e-05 | 5.917e-05 | 6.559e-05 | 2.192e-05 | 4.168e-05 | 6.097e-05 | 4.249e-06 | 2.0292e-05 | 0 | 0.00015508
1828 | 77 | 3 | 0.00011415 | 0.00011251 | 0.00011716 | 5.891e-05 | 1.456e-05 | 0.00010609 | 8.841e-05 | 0.00013988 | 2.741e-05 | 5.04e-05 | 6.185e-05 | 2.152e-05 | 5.111e-05 | 8.006e-05 | 1.3636e-05 | 3.5417e-05 | 0 | 0.00015508
1829 | 77 | 3 | 0.00011416 | 0.00011103 | 0.0001216 | 6.189e-05 | 1.418e-05 | 0.00010701 | 8.879e-05 | 0.00015683 | 2.321e-05 | 4.86e-05 | 6.432e-05 | 2.367e-05 | 5.936e-05 | 9.434e-05 | 2.9325e-05 | 4.9786e-05 | 0 | 0.00015508
1830 | 77 | 3 | 0.00011415 | 0.00011278 | 0.00012719 | 0.00011238 | 2.659e-05 | 0.00011346 | 9.244e-05 | 0.00016531 | 2.35e-05 | 5.236e-05 | 7.104e-05 | 2.955e-05 | 6.821e-05 | 0.00010616 | 4.9089e-05 | 5.7282e-05 | 0 | 0.00015508
1831 | 77 | 3 | 0.00011416 | 0.00011543 | 0.00010967 | 0.00011521 | 2.927e-05 | 0.00012652 | 0.00010359 | 0.00016107 | 2.812e-05 | 5.918e-05 | 8.057e-05 | 4.637e-05 | 7.979e-05 | 0.00011271 | 6.8406e-05 | 5.2926e-05 | 4.8785e-06 | 0.00015508
1832 | 77 | 3 | 0.00011415 | 0.00011136 | 0.00011951 | 0.00016139 | 4.228e-05 | 0.00013204 | 0.00011968 | 0.00016743 | 4.221e-05 | 6.832e-05 | 9.073e-05 | 6.784e-05 | 0.00010201 | 0.00013583 | 7.2312e-05 | 4.6416e-05 | 0.00015524 | 0.00015508
1833 | 77 | 3 | 0.00011416 | 0.00011391 | 0.0001138 | 0.00016557 | 4.113e-05 | 0.00013384 | 0.00012768 | 0.00015683 | 6.182e-05 | 8.271e-05 | 0.00010432 | 0.00010021 | 0.00013898 | 0.00017757 | 6.7912e-05 | 5.2872e-05 | 0.00031489 | 0.00015508
1834 | 77 | 3 | 0.00011415 | 0.00010621 | 0.00012499 | 0.00015652 | 4.086e-05 | 0.00013393 | 0.00012788 | 0.00013564 | 9.125e-05 | 0.0001066 | 0.00012451 | 0.00012848 | 0.00015513 | 0.00018202 | 5.5486e-05 | 6.9594e-05 | 0.00043467 | 0.00015508
1835 | 77 | 3 | 0.00011416 | 0.00010833 | 0.00012369 | 0.00016031 | 4.194e-05 | 0.0001334 | 0.00012561 | 0.00012928 | 0.00011956 | 0.00013011 | 0.00014259 | 0.00013736 | 0.00015859 | 0.00018021 | 3.441e-05 | 8.928e-05 | 0.00041589 | 0.00015508
1836 | 77 | 3 | 0.00011415 | 0.00010859 | 0.00012861 | 0.00015879 | 3.997e-05 | 0.00013316 | 0.00012448 | 0.0001102 | 0.00013278 | 0.00014593 | 0.00015687 | 0.00013693 | 0.00015453 | 0.00017256 | 3.1035e-05 | 7.0987e-05 | 0.00041715 | 0.00015508
1837 | 77 | 3 | 0.00011416 | 0.00010672 | 0.0001126 | 0.00015982 | 4.014e-05 | 0.00012906 | 0.00012193 | 8.689e-05 | 0.00013584 | 0.00015242 | 0.00016599 | 0.00012976 | 0.00014829 | 0.00016718 | 3.7309e-05 | 5.8338e-05 | 0.00048069 | 0.00015508
1838 | 77 | 3 | 0.00011415 | 0.00011442 | 0.00010852 | 0.00016674 | 4.051e-05 | 0.00012894 | 0.0001217 | 8.902e-05 | 0.00013119 | 0.00015211 | 0.00017028 | 0.00011272 | 0.00013689 | 0.0001612 | 4.1968e-05 | 5.2505e-05 | 0.00030723 | 0.00015508
1839 | 77 | 3 | 0.00011416 | 0.00011261 | 0.00010735 | 0.00016439 | 4.143e-05 | 0.00012795 | 0.00012219 | 8.266e-05 | 0.00011698 | 0.0001463 | 0.00016989 | 0.00012666 | 0.00013913 | 0.00015204 | 5.8124e-05 | 5.8837e-05 | 0.00016884 | 0.00015508
1840 | 77 | 3 | 0.00011415 | 0.00011279 | 0.00012943 | 0.00015857 | 4.182e-05 | 0.00012672 | 0.00012147 | 8.477e-05 | 0.00012493 | 0.0001421 | 0.00016591 | 0.000134 | 0.00012145 | 0.00010978 | 8.8295e-05 | 7.8544e-05 | 0.00011376 | 0.00015508
1841 | 77 | 3 | 0.00011416 | 0.00010867 | 0.0001174 | 0.00016088 | 3.991e-05 | 0.00012495 | 0.00012187 | 8.901e-05 | 0.00013175 | 0.00013373 | 0.00015221 | 0.00013874 | 0.00012193 | 0.00010612 | 0.000112 | 0.00010595 | 6.6127e-05 | 0.00015508
1842 | 77 | 3 | 0.00011415 | 0.0001142 | 0.0001269 | 0.00016469 | 4.243e-05 | 0.00012653 | 0.00012544 | 8.901e-05 | 0.00013691 | 0.00012735 | 0.00013872 | 0.00014014 | 0.00012821 | 0.00011721 | 0.00012429 | 0.00013403 | 1.2175e-05 | 0.00015508
1843 | 77 | 3 | 0.00011416 | 0.0001156 | 0.00012528 | 0.00010408 | 2.794e-05 | 0.00013041 | 0.00012515 | 9.114e-05 | 0.00013935 | 0.00012619 | 0.00012961 | 0.00014092 | 0.00012332 | 0.00010674 | 0.00013466 | 0.00015082 | 0 | 0.00015508
1844 | 77 | 3 | 0.00011415 | 0.00011236 | 0.00011882 | 0.00011444 | 2.881e-05 | 0.00013702 | 0.00013208 | 9.114e-05 | 0.00014056 | 0.00012513 | 0.00012048 | 0.00014265 | 0.00012132 | 0.00010108 | 0.0001412 | 0.00016015 | 0 | 0.00015508
1845 | 77 | 3 | 0.00011416 | 0.00011539 | 0.00012464 | 5.633e-05 | 1.488e-05 | 0.00013302 | 0.00012831 | 9.749e-05 | 0.00014219 | 0.00012352 | 0.00011271 | 8.494e-05 | 8.665e-05 | 8.866e-05 | 0.00014876 | 0.00015627 | 0 | 0.00015508
1846 | 77 | 3 | 0.00011415 | 0.0001074 | 0.00011036 | 5.38e-05 | 1.407e-05 | 0.00012629 | 0.00011997 | 0.00010173 | 9.75e-05 | 0.00010979 | 0.00010526 | 8.805e-05 | 8.837e-05 | 8.903e-05 | 0.00013695 | 0.00015213 | 0 | 0.00015508
1847 | 77 | 3 | 0.00011416 | 0.00010763 | 0.00012163 | 6.216e-05 | 1.562e-05 | 0.0001262 | 0.00011039 | 0.00010597 | 9.137e-05 | 9.839e-05 | 9.973e-05 | 8.476e-05 | 7.567e-05 | 6.703e-05 | 0.00011574 | 0.00015765 | 0 | 0.00015508
1848 | 77 | 3 | 0.00011415 | 0.00011252 | 0.00010743 | 6.036e-05 | 1.515e-05 | 0.00012478 | 0.00010211 | 0.00011233 | 8.642e-05 | 8.755e-05 | 9.058e-05 | 7.896e-05 | 6.864e-05 | 5.876e-05 | 7.5551e-05 | 0.00014264 | 0 | 0.00015508
1849 | 78 | 3 | 0.00011416 | 0.00010586 | 0.00012099 | 5.871e-05 | 7.206e-05 | 0.00011849 | 9.472e-05 | 0.00011445 | 8.041e-05 | 7.828e-05 | 8.121e-05 | 5.467e-05 | 5.409e-05 | 5.366e-05 | 7.8887e-05 | 0.00014947 | 0 | 0.00015595
1850 | 78 | 3 | 0.00011415 | 0.00011234 | 0.00013718 | 5.508e-05 | 6.44e-05 | 0.00011203 | 8.987e-05 | 0.00011869 | 6.049e-05 | 6.738e-05 | 7.22e-05 | 1.883e-05 | 3.76e-05 | 5.596e-05 | 7.996e-05 | 0.00015862 | 0 | 0.00015595
1851 | 78 | 3 | 0.00011416 | 0.00011265 | 0.00012746 | 6.014e-05 | 7.425e-05 | 0.00010829 | 8.852e-05 | 0.00012504 | 2.853e-05 | 5.4e-05 | 6.557e-05 | 1.348e-05 | 3.791e-05 | 6.179e-05 | 7.5323e-05 | 0.00016509 | 0 | 0.00015595
1852 | 78 | 3 | 0.00011415 | 0.00011107 | 0.00012113 | 5.217e-05 | 7.365e-05 | 0.00010658 | 8.804e-05 | 0.00012716 | 1.765e-05 | 4.498e-05 | 6.2e-05 | 1.35e-05 | 4.747e-05 | 8.074e-05 | 7.8461e-05 | 0.00017081 | 0 | 0.00015595
1853 | 78 | 3 | 0.00011416 | 0.00010928 | 0.0001285 | 5.952e-05 | 6.427e-05 | 0.00010663 | 8.881e-05 | 0.00012928 | 1.459e-05 | 4.389e-05 | 6.459e-05 | 1.894e-05 | 5.673e-05 | 9.381e-05 | 8.1232e-05 | 0.00017493 | 0 | 0.00015595
1854 | 78 | 3 | 0.00011415 | 0.00011199 | 0.00012111 | 0.00010969 | 0.00012845 | 0.00011312 | 9.271e-05 | 0.00013775 | 1.785e-05 | 4.861e-05 | 7.115e-05 | 4.594e-05 | 7.627e-05 | 0.0001062 | 7.4621e-05 | 0.00017969 | 0 | 0.00015595
1855 | 78 | 3 | 0.00011416 | 0.00011468 | 0.00012589 | 0.00011378 | 0.00013527 | 0.00012632 | 0.00010312 | 0.00014624 | 3.962e-05 | 5.99e-05 | 8.066e-05 | 0.00012276 | 0.00011707 | 0.00011215 | 6.7718e-05 | 0.00018131 | 5.9645e-06 | 0.00015595
1856 | 78 | 3 | 0.00011415 | 0.00010779 | 0.00013801 | 0.00015867 | 0.00020071 | 0.00013418 | 0.00011869 | 0.00015048 | 0.00010386 | 8.34e-05 | 9.069e-05 | 0.00021869 | 0.00017648 | 0.00013633 | 6.6015e-05 | 0.00018617 | 4.8878e-05 | 0.00015595
1857 | 78 | 3 | 0.00011416 | 0.00011047 | 0.00012613 | 0.0001561 | 0.00020069 | 0.00013711 | 0.00013018 | 0.00013987 | 0.00019167 | 0.000123 | 0.00010434 | 0.00021011 | 0.0001923 | 0.00017611 | 7.0294e-05 | 0.00018707 | 0.00023212 | 0.00015595
1858 | 78 | 3 | 0.00011415 | 0.00010591 | 0.00013509 | 0.00015931 | 0.00018989 | 0.00014041 | 0.00013584 | 0.00012928 | 0.00020374 | 0.00015799 | 0.00012419 | 0.00016785 | 0.000175 | 0.00018304 | 6.8566e-05 | 0.0001837 | 0.00010446 | 0.00015595
1859 | 78 | 3 | 0.00011416 | 0.00011343 | 0.0001302 | 0.00016159 | 0.00019301 | 0.00014034 | 0.00013689 | 0.00010808 | 0.00017583 | 0.00017221 | 0.00014251 | 0.00016835 | 0.00017416 | 0.00018089 | 3.895e-05 | 0.00017684 | 0.00015729 | 0.00015595
1860 | 78 | 3 | 0.00011415 | 0.00010826 | 0.00013529 | 0.00015831 | 0.00019591 | 0.00014087 | 0.00013653 | 0.00010385 | 0.00017137 | 0.00017538 | 0.00015696 | 0.00016973 | 0.0001714 | 0.00017407 | 6.6981e-06 | 0.00017785 | 0.00020205 | 0.00015595
1861 | 78 | 3 | 0.00011416 | 0.0001075 | 0.0001284 | 0.00015705 | 0.00019611 | 0.00013664 | 0.00013411 | 9.325e-05 | 0.00017024 | 0.00017427 | 0.00016645 | 0.00016078 | 0.00016324 | 0.00016662 | 5.6314e-06 | 0.00017446 | 0.00017819 | 0.00015595
1862 | 78 | 3 | 0.00011415 | 0.00010695 | 0.00012586 | 0.00016432 | 0.00020185 | 0.00013549 | 0.00013396 | 8.265e-05 | 0.00016264 | 0.00016995 | 0.00017061 | 0.00017811 | 0.00016885 | 0.00016082 | 8.6882e-06 | 0.00016917 | 0.00045195 | 0.00015595
1863 | 78 | 3 | 0.00011416 | 0.00010471 | 0.00012796 | 0.00015775 | 0.00019762 | 0.00013329 | 0.00013314 | 6.994e-05 | 0.0001749 | 0.00016832 | 0.00017013 | 0.00018271 | 0.00016668 | 0.00015203 | 9.2021e-06 | 0.0001651 | 0.00051204 | 0.00015595
1864 | 78 | 3 | 0.00011415 | 0.0001104 | 0.00012429 | 0.00016363 | 0.00019944 | 0.00013208 | 0.00013121 | 8.477e-05 | 0.00018066 | 0.00016742 | 0.00016606 | 0.00019745 | 0.00015273 | 0.00010996 | 1.0161e-05 | 0.00016518 | 0.00031933 | 0.00015595
1865 | 78 | 3 | 0.00011416 | 0.00010728 | 0.00013404 | 0.00016399 | 0.00018837 | 0.00013175 | 0.00013044 | 8.266e-05 | 0.00019354 | 0.00016201 | 0.00015233 | 0.00021241 | 0.00015836 | 0.00010652 | 1.8626e-05 | 0.00016132 | 0.00017504 | 0.00015595
1866 | 78 | 3 | 0.00011415 | 0.00010917 | 0.00014236 | 0.00015686 | 0.00019096 | 0.00013394 | 0.00013158 | 8.054e-05 | 0.00020799 | 0.0001592 | 0.00013884 | 0.00020415 | 0.00015964 | 0.00011712 | 3.4197e-05 | 0.00015029 | 2.1067e-05 | 0.00015595
1867 | 78 | 3 | 0.00011416 | 0.00010904 | 0.0001298 | 0.0001081 | 0.00012542 | 0.00013501 | 0.00012914 | 9.113e-05 | 0.00020462 | 0.00015878 | 0.00012968 | 0.00016399 | 0.00013475 | 0.00010695 | 5.1705e-05 | 0.00013735 | 0 | 0.00015595
1868 | 78 | 3 | 0.00011415 | 0.00010638 | 0.00013624 | 0.00011137 | 0.00012883 | 0.00013503 | 0.00012957 | 9.962e-05 | 0.00017311 | 0.00015019 | 0.00012059 | 0.00012767 | 0.00011388 | 0.00010103 | 6.3275e-05 | 0.00012986 | 0 | 0.00015595
1869 | 78 | 3 | 0.00011416 | 0.00011462 | 0.00014143 | 5.353e-05 | 7.646e-05 | 0.00012911 | 0.00012383 | 0.00012293 | 0.00013864 | 0.00013471 | 0.00011279 | 8.388e-05 | 8.551e-05 | 8.749e-05 | 6.5863e-05 | 0.00011795 | 0 | 0.00015595
1870 | 78 | 3 | 0.00011415 | 0.00010528 | 0.00013552 | 5.505e-05 | 6.547e-05 | 0.00012263 | 0.00011542 | 0.000142 | 9.686e-05 | 0.00011302 | 0.00010507 | 8.671e-05 | 8.696e-05 | 8.761e-05 | 5.8964e-05 | 0.00010203 | 0 | 0.00015595
1871 | 78 | 3 | 0.00011416 | 0.00011108 | 0.00012678 | 6.038e-05 | 7.132e-05 | 0.00012379 | 0.00010699 | 0.00015895 | 8.988e-05 | 9.832e-05 | 9.922e-05 | 7.748e-05 | 7.184e-05 | 6.661e-05 | 4.9997e-05 | 8.6137e-05 | 0 | 0.00015595
1872 | 78 | 3 | 0.00011415 | 0.00010698 | 0.00013746 | 6.191e-05 | 6.752e-05 | 0.00012326 | 0.00010029 | 0.00016955 | 8.019e-05 | 8.556e-05 | 9e-05 | 6.336e-05 | 6.128e-05 | 5.944e-05 | 4.1305e-05 | 5.6074e-05 | 0 | 0.00015595
1873 | 79 | 3 | 0.00011416 | 0.00011584 | 0.00010286 | 5.317e-05 | 7.517e-05 | 0.00011565 | 9.322e-05 | 0.00017803 | 6.705e-05 | 7.389e-05 | 8.083e-05 | 5.454e-05 | 5.396e-05 | 5.353e-05 | 2.9895e-05 | 5.061e-05 | 0 | 0.00015438
1874 | 79 | 3 | 0.00011415 | 0.00011407 | 0.00011058 | 6.005e-05 | 6.997e-05 | 0.00010988 | 8.789e-05 | 0.0001971 | 5.765e-05 | 6.396e-05 | 7.187e-05 | 1.888e-05 | 3.77e-05 | 5.611e-05 | 2.7277e-05 | 4.8319e-05 | 0 | 0.00015438
1875 | 79 | 3 | 0.00011416 | 0.00012474 | 0.00010725 | 5.854e-05 | 6.34e-05 | 0.00010424 | 8.519e-05 | 0.00020557 | 2.762e-05 | 5.223e-05 | 6.54e-05 | 1.353e-05 | 3.804e-05 | 6.201e-05 | 2.8771e-05 | 4.101e-05 | 0 | 0.00015438
1876 | 79 | 3 | 0.00011415 | 0.00011667 | 0.00011022 | 6.14e-05 | 7.017e-05 | 0.00010136 | 8.399e-05 | 0.00021618 | 1.738e-05 | 4.432e-05 | 6.199e-05 | 1.337e-05 | 4.698e-05 | 7.991e-05 | 3.6924e-05 | 3.0635e-05 | 0 | 0.00015438
1877 | 79 | 3 | 0.00011416 | 0.00012183 | 0.00011646 | 5.844e-05 | 6.579e-05 | 0.00010098 | 8.408e-05 | 0.00022253 | 1.449e-05 | 4.351e-05 | 6.446e-05 | 1.906e-05 | 5.71e-05 | 9.442e-05 | 5.4051e-05 | 2.1542e-05 | 0 | 0.00015438
1878 | 79 | 3 | 0.00011415 | 0.00011465 | 0.00012015 | 0.00011265 | 0.0001271 | 0.00010079 | 8.527e-05 | 0.00022465 | 1.793e-05 | 4.854e-05 | 7.118e-05 | 4.59e-05 | 7.619e-05 | 0.00010609 | 7.2529e-05 | 1.5822e-05 | 0 | 0.00015438
1879 | 79 | 3 | 0.00011416 | 0.00012063 | 0.00012009 | 0.00011204 | 0.00012638 | 0.00010426 | 8.897e-05 | 0.00023524 | 3.96e-05 | 5.991e-05 | 8.067e-05 | 0.00012238 | 0.00011671 | 0.0001118 | 7.2168e-05 | 1.3786e-05 | 3.784e-06 | 0.00015438
1880 | 79 | 3 | 0.00011415 | 0.00011601 | 0.00010043 | 0.00016175 | 0.00019526 | 0.00010702 | 9.52e-05 | 0.00019286 | 0.00010356 | 8.328e-05 | 9.061e-05 | 0.00021744 | 0.00017547 | 0.00013555 | 5.2581e-05 | 1.2786e-05 | 6.0026e-05 | 0.00015438
1881 | 79 | 3 | 0.00011416 | 0.00011597 | 0.00011963 | 0.00016581 | 0.00019054 | 0.00011526 | 0.0001044 | 0.00016531 | 0.00019064 | 0.00012252 | 0.00010409 | 0.00020919 | 0.00019146 | 0.00017534 | 2.297e-05 | 1.0508e-05 | 8.4733e-05 | 0.00015438
1882 | 79 | 3 | 0.00011415 | 0.00011544 | 0.0001029 | 0.00015761 | 0.00019785 | 0.00012208 | 0.00011214 | 0.00013564 | 0.00020282 | 0.00015728 | 0.0001238 | 0.00016608 | 0.00017315 | 0.00018111 | 6.4523e-06 | 9.1296e-06 | 0.00040796 | 0.00015438
1883 | 79 | 3 | 0.00011416 | 0.0001161 | 0.00010996 | 0.0001603 | 0.00020095 | 0.00012505 | 0.0001152 | 0.00010809 | 0.00017424 | 0.00017105 | 0.00014172 | 0.00016774 | 0.00017352 | 0.00018023 | 4.2642e-06 | 1.1924e-05 | 0.00038811 | 0.00015438
1884 | 79 | 3 | 0.00011415 | 0.00012021 | 0.00011228 | 0.00016276 | 0.00019879 | 0.00012749 | 0.00011489 | 8.265e-05 | 0.00017056 | 0.00017428 | 0.0001561 | 0.00017131 | 0.00017299 | 0.00017569 | 1.0657e-06 | 2.9874e-05 | 0.0001255 | 0.00015438
1885 | 79 | 3 | 0.00011416 | 0.00011975 | 0.0001198 | 0.00016123 | 0.00019185 | 0.00012795 | 0.00011329 | 6.994e-05 | 0.00017127 | 0.00017419 | 0.00016607 | 0.00016055 | 0.00016301 | 0.00016639 | 1.0379e-06 | 4.4101e-05 | 0.00016566 | 0.00015438
1886 | 79 | 3 | 0.00011415 | 0.00011556 | 0.00011313 | 0.00016594 | 0.00019728 | 0.00012525 | 0.00011091 | 6.782e-05 | 0.00016264 | 0.00017009 | 0.00017031 | 0.00017663 | 0.00016744 | 0.00015948 | 1.239e-06 | 5.7389e-05 | 0.00036175 | 0.00015438
1887 | 79 | 3 | 0.00011416 | 0.00012503 | 0.00010661 | 0.00016575 | 0.00018946 | 0.00012305 | 0.00010832 | 6.57e-05 | 0.00017378 | 0.00016793 | 0.00016968 | 0.00018202 | 0.00016605 | 0.00015146 | 1.3001e-06 | 6.8348e-05 | 0.0005495 | 0.00015438
1888 | 79 | 3 | 0.00011415 | 0.0001195 | 0.00010876 | 0.00016314 | 0.0001974 | 0.0001212 | 0.00010765 | 7.206e-05 | 0.00017992 | 0.00016678 | 0.00016565 | 0.0001957 | 0.00015138 | 0.00010899 | 9.9416e-07 | 7.6907e-05 | 0.00040859 | 0.00015438
1889 | 79 | 3 | 0.00011416 | 0.00012492 | 0.00011135 | 0.0001574 | 0.00018973 | 0.00011913 | 0.00010994 | 9.114e-05 | 0.00019199 | 0.00016107 | 0.00015179 | 0.00021236 | 0.00015832 | 0.00010649 | 2.8865e-06 | 8.3799e-05 | 0.00017035 | 0.00015438
1890 | 79 | 3 | 0.00011415 | 0.00012216 | 0.00012088 | 0.00015648 | 0.00019077 | 0.00012026 | 0.00011364 | 0.00011232 | 0.00020763 | 0.00015852 | 0.00013834 | 0.0002043 | 0.00015976 | 0.00011721 | 5.3796e-06 | 9.4959e-05 | 2.1873e-05 | 0.00015438
1891 | 79 | 3 | 0.00011416 | 0.00012483 | 0.00010239 | 0.00010721 | 0.00013411 | 0.00012265 | 0.00011475 | 0.00013564 | 0.00020464 | 0.00015846 | 0.00012929 | 0.00016473 | 0.00013535 | 0.00010743 | 7.4954e-06 | 0.00010404 | 0 | 0.00015438
1892 | 79 | 3 | 0.00011415 | 0.00011878 | 0.00010116 | 0.00010601 | 0.00012557 | 0.0001263 | 0.00011718 | 0.00014623 | 0.00017367 | 0.0001503 | 0.00012041 | 0.00012803 | 0.00011421 | 0.00010131 | 8.6603e-06 | 0.00011553 | 0 | 0.00015438
1893 | 79 | 3 | 0.00011416 | 0.00011727 | 0.00011459 | 5.837e-05 | 6.936e-05 | 0.00012091 | 0.00011275 | 0.00017166 | 0.00013904 | 0.000135 | 0.00011277 | 8.487e-05 | 8.651e-05 | 8.852e-05 | 9.9948e-06 | 0.00013028 | 0 | 0.00015438
1894 | 79 | 3 | 0.00011415 | 0.00012352 | 0.00012022 | 5.622e-05 | 6.399e-05 | 0.00011565 | 0.0001063 | 0.00018438 | 9.772e-05 | 0.00011359 | 0.00010537 | 8.795e-05 | 8.82e-05 | 8.885e-05 | 1.824e-05 | 0.00014197 | 0 | 0.00015438
1895 | 79 | 3 | 0.00011416 | 0.00011603 | 0.00010805 | 6.205e-05 | 6.574e-05 | 0.0001158 | 0.00010045 | 0.00019285 | 9.102e-05 | 9.92e-05 | 9.981e-05 | 7.798e-05 | 7.23e-05 | 6.704e-05 | 2.9551e-05 | 0.00014472 | 0 | 0.00015438
1896 | 79 | 3 | 0.00011415 | 0.000114 | 0.00011097 | 6.002e-05 | 7.336e-05 | 0.00011626 | 9.458e-05 | 0.00020557 | 8.082e-05 | 8.637e-05 | 9.065e-05 | 6.254e-05 | 6.048e-05 | 5.867e-05 | 4.8411e-05 | 0.00015769 | 0 | 0.00015438
1897 | 80 | 3 | 0.00011416 | 0.00011479 | 0.0001194 | 5.261e-05 | 7.414e-05 | 0.00011081 | 8.846e-05 | 0.00021829 | 6.657e-05 | 7.409e-05 | 8.122e-05 | 5.46e-05 | 5.402e-05 | 5.36e-05 | 6.2028e-05 | 0.00015516 | 0 | 0.00015213
1898 | 80 | 3 | 0.00011415 | 0.00011401 | 0.00011986 | 5.65e-05 | 7.404e-05 | 0.00010507 | 8.455e-05 | 0.00023101 | 5.763e-05 | 6.394e-05 | 7.216e-05 | 1.905e-05 | 3.804e-05 | 5.661e-05 | 7.5497e-05 | 0.00014656 | 0 | 0.00015213
1899 | 80 | 3 | 0.00011416 | 0.00011947 | 0.00011241 | 5.379e-05 | 6.399e-05 | 0.00010112 | 8.293e-05 | 0.00024372 | 2.773e-05 | 5.231e-05 | 6.567e-05 | 1.342e-05 | 3.774e-05 | 6.152e-05 | 9.0557e-05 | 0.00014415 | 0 | 0.00015213
1900 | 80 | 3 | 0.00011415 | 0.00011682 | 0.00011885 | 5.385e-05 | 7.506e-05 | 9.779e-05 | 8.22e-05 | 0.00023948 | 1.731e-05 | 4.429e-05 | 6.204e-05 | 1.352e-05 | 4.753e-05 | 8.084e-05 | 0.00010252 | 0.00015853 | 0 | 0.00015213
1901 | 80 | 3 | 0.00011416 | 0.00011917 | 0.00011994 | 5.251e-05 | 6.714e-05 | 9.718e-05 | 8.365e-05 | 0.00025432 | 1.46e-05 | 4.365e-05 | 6.465e-05 | 1.887e-05 | 5.652e-05 | 9.346e-05 | 0.00011166 | 0.00017538 | 0 | 0.00015213
1902 | 80 | 3 | 0.00011415 | 0.00011958 | 0.00012093 | 0.00010708 | 0.0001308 | 9.894e-05 | 8.426e-05 | 0.0002628 | 1.78e-05 | 4.847e-05 | 7.113e-05 | 4.614e-05 | 7.659e-05 | 0.00010665 | 0.00012835 | 0.00018067 | 0 | 0.00015213
1903 | 80 | 3 | 0.00011416 | 0.00012169 | 0.00012117 | 0.00011529 | 0.00013483 | 0.00010069 | 8.468e-05 | 0.0002183 | 3.976e-05 | 5.996e-05 | 8.073e-05 | 0.00012196 | 0.00011631 | 0.00011141 | 0.00013842 | 0.00018095 | 1.0792e-05 | 0.00015213
1904 | 80 | 3 | 0.00011415 | 0.00011681 | 0.00012306 | 0.00016753 | 0.00019848 | 9.965e-05 | 9.215e-05 | 0.00015683 | 0.00010326 | 8.32e-05 | 9.057e-05 | 0.0002169 | 0.00017503 | 0.00013521 | 0.00013893 | 0.00018109 | 0.00011554 | 0.00015213
1905 | 80 | 3 | 0.00011416 | 0.00011789 | 0.00012071 | 0.00015746 | 0.00019698 | 0.00010573 | 9.496e-05 | 0.00011657 | 0.00019016 | 0.00012227 | 0.00010399 | 0.00021055 | 0.00019271 | 0.00017649 | 0.00013058 | 0.00018262 | 0.00014634 | 0.00015213
1906 | 80 | 3 | 0.00011415 | 0.00011219 | 0.0001253 | 0.00015925 | 0.00018985 | 0.00011243 | 9.798e-05 | 8.053e-05 | 0.00020379 | 0.00015753 | 0.00012393 | 0.00016645 | 0.00017354 | 0.00018152 | 0.00012887 | 0.00018457 | 0.00011731 | 0.00015213
1907 | 80 | 3 | 0.00011416 | 0.00011134 | 0.00010972 | 0.00016269 | 0.00019713 | 0.00011693 | 9.949e-05 | 5.087e-05 | 0.0001747 | 0.00017149 | 0.00014196 | 0.00016788 | 0.00017367 | 0.00018039 | 0.0001214 | 0.00018401 | 0.00021078 | 0.00015213
1908 | 80 | 3 | 0.00011415 | 0.00012019 | 0.00011104 | 0.00016488 | 0.00019058 | 0.00011994 | 0.00010111 | 1.484e-05 | 0.00017078 | 0.00017466 | 0.00015635 | 0.00016963 | 0.00017129 | 0.00017396 | 0.00011564 | 0.00018336 | 0.0003757 | 0.00015213
1909 | 80 | 3 | 0.00011416 | 0.00011196 | 0.00011149 | 0.00016339 | 0.0001962 | 0.00012213 | 0.00010348 | 0 | 0.00017002 | 0.00017378 | 0.00016592 | 0.00016068 | 0.00016313 | 0.00016652 | 0.0001281 | 0.00018679 | 0.00034373 | 0.00015213
1910 | 80 | 3 | 0.00011415 | 0.00011128 | 0.00012596 | 0.00016607 | 0.00020106 | 0.00011918 | 0.00010387 | 0 | 0.0001625 | 0.00016967 | 0.00017018 | 0.00017737 | 0.00016814 | 0.00016015 | 0.00013057 | 0.00018867 | 0.00045348 | 0.00015213
1911 | 80 | 3 | 0.00011416 | 0.00012135 | 0.00010883 | 0.00015879 | 0.0001961 | 0.00011397 | 0.00010319 | 0 | 0.00017429 | 0.00016794 | 0.00016966 | 0.00018347 | 0.00016737 | 0.00015267 | 0.0001435 | 0.00018912 | 0.00027485 | 0.00015213
1912 | 80 | 3 | 0.00011415 | 0.00011186 | 0.0001209 | 0.00016165 | 0.00020031 | 0.00011034 | 0.00010223 | 0 | 0.00018114 | 0.00016739 | 0.00016587 | 0.0001954 | 0.00015115 | 0.00010882 | 0.00016353 | 0.00018991 | 8.2527e-05 | 0.00015213
1913 | 80 | 3 | 0.00011416 | 0.00011701 | 0.00010884 | 0.00016246 | 0.00019229 | 0.00010999 | 0.00010412 | 1.484e-05 | 0.00019201 | 0.00016152 | 0.00015198 | 0.00021359 | 0.00015924 | 0.00010711 | 0.00017894 | 0.00019002 | 4.892e-05 | 0.00015213
1914 | 80 | 3 | 0.00011415 | 0.00011707 | 0.00012658 | 0.0001669 | 0.00019962 | 0.00011387 | 0.00011375 | 4.239e-05 | 0.00020863 | 0.00015906 | 0.00013869 | 0.00020385 | 0.00015941 | 0.00011695 | 0.0001963 | 0.00018976 | 1.595e-05 | 0.00015213
1915 | 80 | 3 | 0.00011416 | 0.00011957 | 0.0001207 | 0.00010812 | 0.00013613 | 0.00011866 | 0.000113 | 6.358e-05 | 0.00020448 | 0.00015872 | 0.00012956 | 0.00016315 | 0.00013406 | 0.0001064 | 0.00020644 | 0.00018846 | 0 | 0.00015213
1916 | 80 | 3 | 0.00011415 | 0.0001147 | 0.00011869 | 0.00011317 | 0.00012528 | 0.00012585 | 0.00011617 | 7.63e-05 | 0.00017242 | 0.00014991 | 0.00012039 | 0.0001284 | 0.00011453 | 0.0001016 | 0.00020624 | 0.0001857 | 0 | 0.00015213
1917 | 80 | 3 | 0.00011416 | 0.00011571 | 0.00010846 | 5.471e-05 | 7.357e-05 | 0.00012291 | 0.00011303 | 8.054e-05 | 0.00013909 | 0.00013471 | 0.00011274 | 8.53e-05 | 8.696e-05 | 8.897e-05 | 0.00020443 | 0.00018149 | 0 | 0.00015213
1918 | 80 | 3 | 0.00011415 | 0.0001131 | 0.00011166 | 5.579e-05 | 6.82e-05 | 0.00011795 | 0.00010704 | 5.935e-05 | 9.803e-05 | 0.00011361 | 0.0001054 | 8.797e-05 | 8.823e-05 | 8.888e-05 | 0.00020515 | 0.00017534 | 0 | 0.00015213
1919 | 80 | 3 | 0.00011416 | 0.00011957 | 0.00011458 | 5.254e-05 | 6.371e-05 | 0.00011723 | 0.0001001 | 7.206e-05 | 9.11e-05 | 9.932e-05 | 9.982e-05 | 7.711e-05 | 7.15e-05 | 6.63e-05 | 0.00020494 | 0.00016802 | 0 | 0.00015213
1920 | 80 | 3 | 0.00011415 | 0.00011979 | 0.0001047 | 6.193e-05 | 6.845e-05 | 0.00011613 | 9.252e-05 | 8.689e-05 | 8.018e-05 | 8.615e-05 | 9.05e-05 | 6.231e-05 | 6.026e-05 | 5.846e-05 | 0.00019025 | 0.00014806 | 0 | 0.00015213
1921 | 81 | 3 | 0.00011416 | 0.00011658 | 0.00011351 | 6.078e-05 | 6.75e-05 | 0.00010916 | 8.643e-05 | 9.961e-05 | 6.627e-05 | 7.379e-05 | 8.106e-05 | 5.411e-05 | 5.353e-05 | 5.311e-05 | 0.00019437 | 0.00013167 | 0 | 0.00015057
1922 | 81 | 3 | 0.00011415 | 0.00012237 | 0.0001122 | 5.941e-05 | 7.31e-05 | 0.00010432 | 8.33e-05 | 0.00010809 | 5.717e-05 | 6.356e-05 | 7.191e-05 | 1.88e-05 | 3.755e-05 | 5.588e-05 | 0.00018982 | 0.00011139 | 0 | 0.00015057
1923 | 81 | 3 | 0.00011416 | 0.00012237 | 0.00011033 | 5.493e-05 | 6.775e-05 | 9.959e-05 | 8.296e-05 | 0.00011868 | 2.744e-05 | 5.187e-05 | 6.528e-05 | 1.337e-05 | 3.76e-05 | 6.128e-05 | 0.00019685 | 9.6947e-05 | 0 | 0.00015057
1924 | 81 | 3 | 0.00011415 | 0.00011571 | 0.00012617 | 6.255e-05 | 6.31e-05 | 9.801e-05 | 8.327e-05 | 0.00011656 | 1.72e-05 | 4.395e-05 | 6.164e-05 | 1.335e-05 | 4.693e-05 | 7.981e-05 | 0.00019364 | 7.2301e-05 | 0 | 0.00015057
1925 | 81 | 3 | 0.00011416 | 0.0001251 | 0.0001147 | 5.916e-05 | 7.008e-05 | 9.939e-05 | 8.446e-05 | 0.00012716 | 1.444e-05 | 4.324e-05 | 6.409e-05 | 1.906e-05 | 5.709e-05 | 9.44e-05 | 0.00017558 | 5.7052e-05 | 0 | 0.00015057
1926 | 81 | 3 | 0.00011415 | 0.00011848 | 0.00012301 | 0.00010616 | 0.00013227 | 0.00010628 | 8.884e-05 | 0.00012504 | 1.791e-05 | 4.839e-05 | 7.087e-05 | 4.65e-05 | 7.72e-05 | 0.00010749 | 0.00017659 | 5.6748e-05 | 0 | 0.00015057
1927 | 81 | 3 | 0.00011416 | 0.00011347 | 0.00010799 | 0.00011027 | 0.0001354 | 0.00012113 | 9.968e-05 | 0.00012292 | 4.007e-05 | 6.022e-05 | 8.075e-05 | 0.00012268 | 0.000117 | 0.00011208 | 0.00017918 | 4.7218e-05 | 7.1183e-06 | 0.00015057
1928 | 81 | 3 | 0.00011415 | 0.00011615 | 0.00012888 | 0.00016674 | 0.00019421 | 0.00012891 | 0.00011538 | 0.00011233 | 0.00010389 | 8.37e-05 | 9.082e-05 | 0.00021983 | 0.00017739 | 0.00013704 | 0.00016245 | 3.8242e-05 | 6.9156e-05 | 0.00015057
1929 | 81 | 3 | 0.00011416 | 0.00011803 | 0.00011193 | 0.00016643 | 0.00020131 | 0.00013335 | 0.00012674 | 8.901e-05 | 0.00019257 | 0.00012349 | 0.00010467 | 0.00021258 | 0.00019456 | 0.00017818 | 0.00013503 | 3.6972e-05 | 0.0001191 | 0.00015057
1930 | 81 | 3 | 0.00011415 | 0.00011769 | 0.00012618 | 0.0001674 | 0.00019325 | 0.00013594 | 0.00013166 | 5.087e-05 | 0.00020585 | 0.00015917 | 0.00012499 | 0.00016535 | 0.00017238 | 0.00018031 | 0.00011319 | 3.5207e-05 | 0.00012329 | 0.00015057
1931 | 81 | 3 | 0.00011416 | 0.00011496 | 0.00010877 | 0.0001636 | 0.00019161 | 0.00013732 | 0.00013229 | 1.06e-05 | 0.0001743 | 0.00017221 | 0.00014263 | 0.00016733 | 0.0001731 | 0.00017979 | 8.6529e-05 | 3.4255e-05 | 0.00045259 | 0.00015057
1932 | 81 | 3 | 0.00011415 | 0.0001225 | 0.0001269 | 0.00016758 | 0.0001918 | 0.00013927 | 0.00013623 | 0 | 0.00017035 | 0.00017464 | 0.00015673 | 0.00017059 | 0.00017227 | 0.00017495 | 5.6657e-05 | 5.4017e-05 | 0.00054128 | 0.00015057
1933 | 81 | 3 | 0.00011416 | 0.00012202 | 0.00011981 | 0.00016322 | 0.00019771 | 0.00013809 | 0.00013137 | 0 | 0.00017068 | 0.00017395 | 0.00016635 | 0.00016187 | 0.00016435 | 0.00016775 | 3.9575e-05 | 4.8308e-05 | 0.0007017 | 0.00015057
1934 | 81 | 3 | 0.00011415 | 0.00011501 | 0.0001127 | 0.00015736 | 0.00019226 | 0.00013771 | 0.00013182 | 0 | 0.00016352 | 0.0001703 | 0.0001707 | 0.00017922 | 0.00016989 | 0.00016182 | 3.086e-05 | 3.4182e-05 | 0.00068557 | 0.00015057
1935 | 81 | 3 | 0.00011416 | 0.00011748 | 0.00011809 | 0.00016387 | 0.0001946 | 0.00013508 | 0.00013064 | 0 | 0.00017595 | 0.00016909 | 0.00017039 | 0.00018241 | 0.0001664 | 0.00015178 | 2.1273e-05 | 2.2893e-05 | 0.00057692 | 0.00015057
1936 | 81 | 3 | 0.00011415 | 0.00012343 | 0.0001175 | 0.0001647 | 0.00019623 | 0.00013409 | 0.00013024 | 0 | 0.00018066 | 0.00016789 | 0.00016635 | 0.00019612 | 0.0001517 | 0.00010922 | 1.6351e-05 | 1.8132e-05 | 0.00045041 | 0.00015057
1937 | 81 | 3 | 0.00011416 | 0.00011717 | 0.0001117 | 0.0001587 | 0.00019407 | 0.00013246 | 0.0001315 | 0 | 0.00019253 | 0.00016185 | 0.00015246 | 0.00021498 | 0.00016028 | 0.00010781 | 1.3727e-05 | 1.7119e-05 | 0.00024911 | 0.00015057
1938 | 81 | 3 | 0.00011415 | 0.00011679 | 0.00012038 | 0.00015857 | 0.0001965 | 0.0001348 | 0.00013262 | 5.935e-05 | 0.0002098 | 0.00015962 | 0.00013921 | 0.00020678 | 0.0001617 | 0.00011864 | 1.1973e-05 | 1.7373e-05 | 3.7891e-05 | 0.00015057
1939 | 81 | 3 | 0.00011416 | 0.00011403 | 0.00012885 | 0.00010625 | 0.00012775 | 0.00013714 | 0.00013019 | 6.571e-05 | 0.00020699 | 0.00015998 | 0.00013031 | 0.00016561 | 0.00013608 | 0.00010801 | 1.2618e-05 | 1.7121e-05 | 0 | 0.00015057
1940 | 81 | 3 | 0.00011415 | 0.00011871 | 0.00012024 | 0.00010941 | 0.00013083 | 0.00013831 | 0.00013206 | 8.054e-05 | 0.00017486 | 0.00015163 | 0.00012134 | 0.00012896 | 0.00011503 | 0.00010204 | 1.885e-05 | 1.8369e-05 | 0 | 0.00015057
1941 | 81 | 3 | 0.00011416 | 0.00011812 | 0.00012277 | 5.599e-05 | 6.863e-05 | 0.00013184 | 0.00012654 | 8.901e-05 | 0.00014007 | 0.00013608 | 0.00011367 | 8.422e-05 | 8.585e-05 | 8.784e-05 | 2.7383e-05 | 2.195e-05 | 0 | 0.00015057
1942 | 81 | 3 | 0.00011415 | 0.00011513 | 0.00012836 | 5.937e-05 | 7.27e-05 | 0.00012593 | 0.00011838 | 9.113e-05 | 9.745e-05 | 0.00011398 | 0.00010592 | 8.712e-05 | 8.737e-05 | 8.802e-05 | 3.699e-05 | 3.0477e-05 | 0 | 0.00015057
1943 | 81 | 3 | 0.00011416 | 0.00012458 | 0.00012825 | 6.112e-05 | 6.992e-05 | 0.00012602 | 0.00010851 | 8.478e-05 | 9.035e-05 | 9.898e-05 | 9.998e-05 | 7.849e-05 | 7.278e-05 | 6.748e-05 | 4.501e-05 | 4.6186e-05 | 0 | 0.00015057
1944 | 81 | 3 | 0.00011415 | 0.00011857 | 0.00011337 | 5.296e-05 | 6.983e-05 | 0.00012385 | 0.00010088 | 7.63e-05 | 8.108e-05 | 8.625e-05 | 9.075e-05 | 6.283e-05 | 6.076e-05 | 5.895e-05 | 4.9107e-05 | 6.6488e-05 | 0 | 0.00015057
1945 | 82 | 3 | 0.00011416 | 0.00012138 | 8.972e-05 | 6.276e-05 | 6.64e-05 | 0.00011598 | 9.32e-05 | 8.69e-05 | 6.682e-05 | 7.417e-05 | 8.128e-05 | 5.438e-05 | 5.379e-05 | 5.337e-05 | 5.3195e-05 | 8.4954e-05 | 0 | 0.00014779
1946 | 82 | 3 | 0.00011415 | 0.00011508 | 8.421e-05 | 5.653e-05 | 6.493e-05 | 0.00011026 | 8.911e-05 | 0.00011232 | 5.75e-05 | 6.396e-05 | 7.211e-05 | 1.901e-05 | 3.796e-05 | 5.649e-05 | 4.8284e-05 | 9.9675e-05 | 0 | 0.00014779
1947 | 82 | 3 | 0.00011416 | 0.0001171 | 0.0001032 | 5.886e-05 | 6.583e-05 | 0.00010545 | 8.719e-05 | 0.00010809 | 2.769e-05 | 5.226e-05 | 6.561e-05 | 1.336e-05 | 3.758e-05 | 6.126e-05 | 4.8819e-05 | 0.00011384 | 0 | 0.00014779
1948 | 82 | 3 | 0.00011415 | 0.00012128 | 9.258e-05 | 5.332e-05 | 7.401e-05 | 0.00010388 | 8.726e-05 | 0.00011868 | 1.725e-05 | 4.42e-05 | 6.195e-05 | 1.33e-05 | 4.677e-05 | 7.954e-05 | 4.6901e-05 | 0.00012294 | 0 | 0.00014779
1949 | 82 | 3 | 0.00011416 | 0.00011386 | 0.00010036 | 5.408e-05 | 7.363e-05 | 0.00010599 | 8.727e-05 | 0.00012292 | 1.442e-05 | 4.331e-05 | 6.428e-05 | 1.878e-05 | 5.626e-05 | 9.303e-05 | 4.4484e-05 | 0.00013185 | 0 | 0.00014779
1950 | 82 | 3 | 0.00011415 | 0.00011929 | 8.403e-05 | 0.00010888 | 0.00013777 | 0.00011211 | 9.076e-05 | 0.00013776 | 1.769e-05 | 4.809e-05 | 7.069e-05 | 4.645e-05 | 7.711e-05 | 0.00010738 | 4.2237e-05 | 0.00013349 | 0 | 0.00014779
1951 | 82 | 3 | 0.00011416 | 0.00011442 | 8.687e-05 | 0.00010471 | 0.00013107 | 0.00012452 | 0.00010187 | 0.00011232 | 3.998e-05 | 5.99e-05 | 8.05e-05 | 0.00012236 | 0.0001167 | 0.00011179 | 4.7043e-05 | 0.00013424 | 1.573e-05 | 0.00014779
1952 | 82 | 3 | 0.00011415 | 0.00011722 | 9.419e-05 | 0.00016047 | 0.00019237 | 0.00013065 | 0.00011659 | 8.69e-05 | 0.00010362 | 8.34e-05 | 9.048e-05 | 0.00022102 | 0.00017835 | 0.00013778 | 4.6482e-05 | 0.0001325 | 0.00020506 | 0.00014779
1953 | 82 | 3 | 0.00011416 | 0.00011604 | 8.72e-05 | 0.00015962 | 0.00019408 | 0.00013365 | 0.00012579 | 6.147e-05 | 0.00019344 | 0.00012365 | 0.00010452 | 0.00021225 | 0.00019426 | 0.00017791 | 4.3386e-05 | 0.0001326 | 0.00040143 | 0.00014779
1954 | 82 | 3 | 0.00011415 | 0.00011653 | 9.197e-05 | 0.00015791 | 0.00019416 | 0.00013525 | 0.00012754 | 3.18e-05 | 0.00020575 | 0.00015929 | 0.00012483 | 0.00016658 | 0.00017367 | 0.00018165 | 2.4796e-05 | 0.00013223 | 0.00056227 | 0.00014779
1955 | 82 | 3 | 0.00011416 | 0.00012086 | 8.169e-05 | 0.00016464 | 0.00019621 | 0.00013483 | 0.00012702 | 6.36e-06 | 0.00017527 | 0.00017272 | 0.00014285 | 0.00016553 | 0.00017124 | 0.00017785 | 2.3004e-05 | 0.0001326 | 0.00065763 | 0.00014779
1956 | 82 | 3 | 0.00011415 | 0.00012136 | 0.00010199 | 0.00016744 | 0.00019483 | 0.00013525 | 0.00012851 | 0 | 0.00016913 | 0.0001744 | 0.00015657 | 0.00016925 | 0.00017091 | 0.00017357 | 1.51e-05 | 0.00012822 | 0.00050265 | 0.00014779
1957 | 82 | 3 | 0.00011416 | 0.00011522 | 8.226e-05 | 0.00016124 | 0.0001979 | 0.00013059 | 0.00012775 | 0 | 0.00016942 | 0.00017309 | 0.00016591 | 0.00016269 | 0.00016518 | 0.00016861 | 2.1325e-05 | 0.00012879 | 0.00043308 | 0.00014779
1958 | 82 | 3 | 0.00011415 | 0.00011985 | 9.842e-05 | 0.00015749 | 0.00019758 | 0.00013371 | 0.00012751 | 0 | 0.0001639 | 0.0001699 | 0.00017044 | 0.00017861 | 0.00016931 | 0.00016126 | 2.8672e-05 | 0.00012226 | 0.00043903 | 0.00014779
1959 | 82 | 3 | 0.00011416 | 0.00012212 | 0.00010093 | 0.00015648 | 0.00019224 | 0.0001329 | 0.00012696 | 0 | 0.00017549 | 0.00016879 | 0.00017004 | 0.00018497 | 0.00016875 | 0.00015392 | 3.392e-05 | 0.00011681 | 0.00053113 | 0.00014779
1960 | 82 | 3 | 0.00011415 | 0.00011361 | 9.005e-05 | 0.00015735 | 0.00019612 | 0.00012948 | 0.00012716 | 0 | 0.00018259 | 0.00016855 | 0.00016649 | 0.00019654 | 0.00015203 | 0.00010945 | 3.8345e-05 | 0.00011557 | 0.00032506 | 0.00014779
1961 | 82 | 3 | 0.00011416 | 0.00011552 | 9.908e-05 | 0.00016679 | 0.00020026 | 0.00012852 | 0.00012828 | 0 | 0.00019323 | 0.00016264 | 0.00015275 | 0.00021252 | 0.00015844 | 0.00010657 | 4.0627e-05 | 0.00011265 | 0.00016854 | 0.00014779
1962 | 82 | 3 | 0.00011415 | 0.00012219 | 0.00010231 | 0.0001602 | 0.00020217 | 0.00012811 | 0.00012916 | 3.391e-05 | 0.00020806 | 0.00015948 | 0.00013928 | 0.0002054 | 0.00016062 | 0.00011784 | 4.1365e-05 | 0.00010171 | 1.853e-05 | 0.00014779
1963 | 82 | 3 | 0.00011416 | 0.00012311 | 8.613e-05 | 0.00010671 | 0.00013441 | 0.00012864 | 0.00012594 | 8.689e-05 | 0.00020562 | 0.00015923 | 0.00013018 | 0.00016577 | 0.00013621 | 0.00010811 | 3.7885e-05 | 7.7129e-05 | 0 | 0.00014779
1964 | 82 | 3 | 0.00011415 | 0.00011432 | 9.737e-05 | 0.0001085 | 0.00012698 | 0.00013251 | 0.00013022 | 8.689e-05 | 0.00017466 | 0.00015106 | 0.00012123 | 0.00012759 | 0.00011381 | 0.00010096 | 4.0449e-05 | 5.5575e-05 | 0 | 0.00014779
1965 | 82 | 3 | 0.00011416 | 0.0001156 | 8.284e-05 | 5.307e-05 | 6.317e-05 | 0.00013039 | 0.00012608 | 9.961e-05 | 0.0001389 | 0.00013536 | 0.00011325 | 8.497e-05 | 8.662e-05 | 8.862e-05 | 3.8996e-05 | 4.4104e-05 | 0 | 0.00014779
1966 | 82 | 3 | 0.00011415 | 0.00012225 | 9.087e-05 | 6.101e-05 | 6.819e-05 | 0.000125 | 0.00011864 | 9.749e-05 | 9.781e-05 | 0.00011374 | 0.00010568 | 8.68e-05 | 8.705e-05 | 8.769e-05 | 3.1725e-05 | 3.8084e-05 | 0 | 0.00014779
1967 | 82 | 3 | 0.00011416 | 0.00011837 | 9.284e-05 | 5.37e-05 | 7.352e-05 | 0.00012518 | 0.00010929 | 0.0001102 | 9.014e-05 | 9.884e-05 | 9.974e-05 | 7.86e-05 | 7.287e-05 | 6.757e-05 | 2.5989e-05 | 3.3725e-05 | 0 | 0.00014779
1968 | 82 | 3 | 0.00011415 | 0.00012259 | 9.472e-05 | 6.177e-05 | 6.755e-05 | 0.00012338 | 0.00010102 | 0.00011232 | 8.113e-05 | 8.621e-05 | 9.061e-05 | 6.315e-05 | 6.108e-05 | 5.925e-05 | 1.652e-05 | 2.525e-05 | 0 | 0.00014779
1969 | 83 | 3 | 0.00011416 | 0.00011418 | 0.00011964 | 5.478e-05 | 4.632e-05 | 0.00011523 | 9.326e-05 | 0.00012292 | 6.709e-05 | 7.428e-05 | 8.127e-05 | 6.842e-05 | 6.092e-05 | 5.372e-05 | 1.3301e-05 | 2.5191e-05 | 0 | 0.00014484
1970 | 83 | 3 | 0.00011415 | 0.00010687 | 0.00011882 | 5.241e-05 | 4.554e-05 | 0.00010986 | 8.9e-05 | 0.00011657 | 6.85e-05 | 6.663e-05 | 7.224e-05 | 3.529e-05 | 4.587e-05 | 5.621e-05 | 1.1962e-05 | 2.1119e-05 | 0 | 0.00014484
1971 | 83 | 3 | 0.00011416 | 0.00011558 | 0.00012378 | 6.244e-05 | 4.525e-05 | 0.00010517 | 8.838e-05 | 0.00012928 | 4.252e-05 | 5.753e-05 | 6.567e-05 | 2.205e-05 | 4.192e-05 | 6.132e-05 | 1.0749e-05 | 1.2798e-05 | 0 | 0.00014484
1972 | 83 | 3 | 0.00011415 | 0.00011447 | 0.00012416 | 5.512e-05 | 4.377e-05 | 0.000103 | 8.694e-05 | 0.00013776 | 2.717e-05 | 4.974e-05 | 6.202e-05 | 2.163e-05 | 5.137e-05 | 8.047e-05 | 1.0487e-05 | 7.3565e-06 | 0 | 0.00014484
1973 | 83 | 3 | 0.00011416 | 0.00011459 | 0.00010569 | 5.644e-05 | 3.985e-05 | 0.00010546 | 9.239e-05 | 0.00015259 | 2.331e-05 | 4.848e-05 | 6.454e-05 | 2.339e-05 | 5.867e-05 | 9.323e-05 | 1.475e-05 | 4.7813e-06 | 0 | 0.00014484
1974 | 83 | 3 | 0.00011415 | 0.00011384 | 0.00011599 | 0.00010475 | 8.15e-05 | 0.00011144 | 9.468e-05 | 0.00013564 | 2.33e-05 | 5.214e-05 | 7.096e-05 | 3e-05 | 6.924e-05 | 0.00010775 | 2.1346e-05 | 3.6488e-06 | 0 | 0.00014484
1975 | 83 | 3 | 0.00011416 | 0.00010601 | 0.00012555 | 0.00011036 | 8.333e-05 | 0.00012275 | 0.00010182 | 7.842e-05 | 2.843e-05 | 5.938e-05 | 8.081e-05 | 4.643e-05 | 7.99e-05 | 0.00011286 | 2.6227e-05 | 4.0238e-06 | 1.8487e-05 | 0.00014484
1976 | 83 | 3 | 0.00011415 | 0.00011192 | 0.00011039 | 0.00015784 | 0.00011644 | 0.00013019 | 0.0001171 | 4.451e-05 | 4.232e-05 | 6.858e-05 | 9.098e-05 | 6.883e-05 | 0.0001035 | 0.00013781 | 2.6378e-05 | 4.5239e-06 | 0.00020999 | 0.00014484
1977 | 83 | 3 | 0.00011416 | 0.00011103 | 0.00012383 | 0.00016315 | 0.00011742 | 0.0001346 | 0.00012761 | 1.696e-05 | 6.262e-05 | 8.343e-05 | 0.00010497 | 0.00010016 | 0.00013891 | 0.00017749 | 2.5775e-05 | 5.0688e-06 | 0.0003949 | 0.00014484
1978 | 83 | 3 | 0.00011415 | 0.00010911 | 0.00012485 | 0.00016003 | 0.00011982 | 0.00013715 | 0.00013106 | 0 | 9.137e-05 | 0.00010716 | 0.00012509 | 0.0001275 | 0.00015395 | 0.00018063 | 1.947e-05 | 5.4463e-06 | 0.00056667 | 0.00014484
1979 | 83 | 3 | 0.00011416 | 0.00010979 | 0.00010822 | 0.00016458 | 0.00011547 | 0.00013941 | 0.00013097 | 0 | 0.00011884 | 0.00012998 | 0.0001428 | 0.0001369 | 0.00015806 | 0.00017961 | 1.4112e-05 | 5.2403e-06 | 0.00066434 | 0.00014484
1980 | 83 | 3 | 0.00011415 | 0.00010597 | 0.00012539 | 0.0001632 | 0.00012205 | 0.00014015 | 0.00013162 | 0 | 0.00013229 | 0.00014547 | 0.00015683 | 0.00013743 | 0.00015509 | 0.00017319 | 7.1225e-06 | 4.0143e-06 | 0.00072923 | 0.00014484
1981 | 83 | 3 | 0.00011416 | 0.00010993 | 0.00010577 | 0.00016105 | 0.00012295 | 0.00013813 | 0.00012897 | 0 | 0.00013611 | 0.00015226 | 0.00016601 | 0.0001301 | 0.00014867 | 0.00016762 | 6.1307e-06 | 3.971e-06 | 0.00070824 | 0.00014484
1982 | 83 | 3 | 0.00011415 | 0.00011042 | 0.00012245 | 0.0001574 | 0.00012118 | 0.00013826 | 0.00012908 | 0 | 0.00013148 | 0.00015225 | 0.0001703 | 0.00011191 | 0.0001359 | 0.00016003 | 5.3219e-06 | 5.0685e-06 | 0.00035686 | 0.00014484
1983 | 83 | 3 | 0.00011416 | 0.00010579 | 0.00012481 | 0.00016183 | 0.00011777 | 0.00013687 | 0.00012817 | 0 | 0.00011641 | 0.0001461 | 0.00016964 | 0.00012729 | 0.00013983 | 0.0001528 | 3.8902e-06 | 6.2989e-06 | 0.00025819 | 0.00014484
1984 | 83 | 3 | 0.00011415 | 0.00011141 | 0.00011472 | 0.00016548 | 0.00011679 | 0.0001356 | 0.00012766 | 0 | 0.00012533 | 0.00014212 | 0.00016587 | 0.00013289 | 0.00012044 | 0.00010887 | 2.7134e-06 | 6.1001e-06 | 0.00024537 | 0.00014484
1985 | 83 | 3 | 0.00011416 | 0.00010516 | 0.00011847 | 0.00016454 | 0.00011893 | 0.00013297 | 0.00012857 | 2.968e-05 | 0.00013095 | 0.00013345 | 0.00015202 | 0.00014101 | 0.00012393 | 0.00010786 | 1.3604e-06 | 5.0169e-06 | 0.00016518 | 0.00014484
1986 | 83 | 3 | 0.00011415 | 0.00011435 | 0.00011734 | 0.00016416 | 0.00012104 | 0.00013291 | 0.00013107 | 5.934e-05 | 0.00013853 | 0.00012781 | 0.00013893 | 0.00014094 | 0.00012894 | 0.00011788 | 8.2972e-07 | 4.9592e-06 | 1.7605e-05 | 0.00014484
1987 | 83 | 3 | 0.00011416 | 0.00011286 | 0.00011015 | 0.00010769 | 8.227e-05 | 0.00013305 | 0.00012795 | 7.418e-05 | 0.00014027 | 0.00012695 | 0.00012997 | 0.00014176 | 0.00012406 | 0.00010738 | 1.0672e-06 | 7.3312e-06 | 0 | 0.00014484
1988 | 83 | 3 | 0.00011415 | 0.00011514 | 0.00010621 | 0.00010635 | 8.165e-05 | 0.00013555 | 0.00013145 | 8.477e-05 | 0.00014142 | 0.00012595 | 0.00012099 | 0.00014225 | 0.00012098 | 0.0001008 | 2.2745e-06 | 1.0431e-05 | 0 | 0.00014484
1989 | 83 | 3 | 0.00011416 | 0.00010627 | 0.00010725 | 6.2e-05 | 4.13e-05 | 0.00013175 | 0.00012755 | 8.69e-05 | 0.00014209 | 0.00012392 | 0.00011309 | 8.412e-05 | 8.582e-05 | 8.781e-05 | 4.817e-06 | 1.4797e-05 | 0 | 0.00014484
1990 | 83 | 3 | 0.00011415 | 0.00010624 | 0.00011188 | 6.144e-05 | 4.263e-05 | 0.00012594 | 0.0001195 | 9.325e-05 | 9.686e-05 | 0.00010963 | 0.00010541 | 8.805e-05 | 8.838e-05 | 8.903e-05 | 8.6222e-06 | 1.8823e-05 | 0 | 0.00014484
1991 | 83 | 3 | 0.00011416 | 0.00011263 | 0.0001198 | 5.763e-05 | 4.536e-05 | 0.00012623 | 0.00010968 | 9.749e-05 | 9.125e-05 | 9.815e-05 | 9.977e-05 | 8.436e-05 | 7.531e-05 | 6.671e-05 | 1.0627e-05 | 2.17e-05 | 0 | 0.00014484
1992 | 83 | 3 | 0.00011415 | 0.00011308 | 0.00012499 | 6.058e-05 | 4.408e-05 | 0.00012423 | 0.00010164 | 8.689e-05 | 8.606e-05 | 8.727e-05 | 9.047e-05 | 7.928e-05 | 6.892e-05 | 5.899e-05 | 7.7203e-06 | 2.0841e-05 | 0 | 0.00014484
1993 | 84 | 3 | 0.00011416 | 0.00011106 | 0.00011757 | 6.32e-05 | 1.544e-05 | 0.00011486 | 9.369e-05 | 8.69e-05 | 8.058e-05 | 7.819e-05 | 8.111e-05 | 6.785e-05 | 6.042e-05 | 5.328e-05 | 1.0793e-05 | 2.1945e-05 | 0 | 0.00014267
1994 | 84 | 3 | 0.00011415 | 0.00011627 | 0.00012192 | 6.015e-05 | 1.404e-05 | 0.00010787 | 8.939e-05 | 8.901e-05 | 7.08e-05 | 6.966e-05 | 7.202e-05 | 3.539e-05 | 4.6e-05 | 5.638e-05 | 1.3556e-05 | 2.4754e-05 | 0 | 0.00014267
1995 | 84 | 3 | 0.00011416 | 0.00010957 | 0.00011571 | 6.142e-05 | 1.468e-05 | 0.00010382 | 9.198e-05 | 9.749e-05 | 4.344e-05 | 5.913e-05 | 6.552e-05 | 2.199e-05 | 4.182e-05 | 6.117e-05 | 1.6338e-05 | 2.9926e-05 | 0 | 0.00014267
1996 | 84 | 3 | 0.00011415 | 0.00011504 | 0.00013221 | 6.114e-05 | 1.446e-05 | 0.00010123 | 9.235e-05 | 0.00010597 | 2.744e-05 | 5.037e-05 | 6.185e-05 | 2.171e-05 | 5.156e-05 | 8.077e-05 | 2.1355e-05 | 3.4481e-05 | 0 | 0.00014267
1997 | 84 | 3 | 0.00011416 | 0.00010898 | 0.00012969 | 6.036e-05 | 1.431e-05 | 0.00010324 | 9.239e-05 | 0.00010808 | 2.336e-05 | 4.875e-05 | 6.448e-05 | 2.353e-05 | 5.902e-05 | 9.38e-05 | 2.8717e-05 | 3.8992e-05 | 0 | 0.00014267
1998 | 84 | 3 | 0.00011415 | 0.00011581 | 0.00011381 | 0.00011346 | 2.765e-05 | 0.00010932 | 9.193e-05 | 0.00011233 | 2.342e-05 | 5.239e-05 | 7.106e-05 | 2.96e-05 | 6.832e-05 | 0.00010633 | 3.73e-05 | 4.4441e-05 | 0 | 0.00014267
1999 | 84 | 3 | 0.00011416 | 0.00011029 | 0.0001311 | 0.00010898 | 2.736e-05 | 0.00012057 | 0.00010184 | 0.00011869 | 2.814e-05 | 5.92e-05 | 8.062e-05 | 4.662e-05 | 8.022e-05 | 0.00011332 | 4.3134e-05 | 5.2699e-05 | 1.7291e-05 | 0.00014267
2000 | 84 | 3 | 0.00011415 | 0.00011029 | 0.00011258 | 0.00016742 | 3.95e-05 | 0.0001284 | 0.00011768 | 8.901e-05 | 4.241e-05 | 6.848e-05 | 9.092e-05 | 6.826e-05 | 0.00010265 | 0.00013669 | 4.4067e-05 | 6.6627e-05 | 2.6573e-05 | 0.00014267
2001 | 84 | 3 | 0.00011416 | 0.00010827 | 0.00012974 | 0.00015972 | 3.904e-05 | 0.00013177 | 0.00012847 | 7.206e-05 | 6.219e-05 | 8.31e-05 | 0.00010467 | 0.00010039 | 0.00013923 | 0.00017789 | 4.3356e-05 | 8.5197e-05 | 5.9865e-05 | 0.00014267
2002 | 84 | 3 | 0.00011415 | 0.00011315 | 0.00011859 | 0.0001656 | 3.936e-05 | 0.00013484 | 0.00013317 | 5.935e-05 | 9.146e-05 | 0.00010699 | 0.00012488 | 0.0001282 | 0.0001548 | 0.00018163 | 4.0399e-05 | 9.7205e-05 | 8.956e-05 | 0.00014267
2003 | 84 | 3 | 0.00011416 | 0.00010814 | 0.0001225 | 0.00015993 | 3.888e-05 | 0.00013675 | 0.00013383 | 5.51e-05 | 0.0001194 | 0.00013024 | 0.00014284 | 0.00013727 | 0.00015849 | 0.00018009 | 3.2071e-05 | 9.768e-05 | 8.6234e-05 | 0.00014267
2004 | 84 | 3 | 0.00011415 | 0.00010662 | 0.00012215 | 0.00016367 | 3.944e-05 | 0.00013927 | 0.00013398 | 5.935e-05 | 0.00013269 | 0.0001459 | 0.00015703 | 0.00013792 | 0.00015565 | 0.00017381 | 2.6764e-05 | 8.4205e-05 | 0.00013009 | 0.00014267
2005 | 84 | 3 | 0.00011416 | 0.00010739 | 0.00011351 | 0.00016541 | 3.85e-05 | 0.000137 | 0.00013156 | 7.418e-05 | 0.00013659 | 0.00015277 | 0.00016636 | 0.00013033 | 0.00014894 | 0.00016792 | 3.1876e-05 | 7.0406e-05 | 0.00013958 | 0.00014267
2006 | 84 | 3 | 0.00011415 | 0.00011593 | 0.000125 | 0.00015991 | 4.029e-05 | 0.00013503 | 0.00013095 | 8.902e-05 | 0.00013177 | 0.00015268 | 0.00017073 | 0.0001118 | 0.00013577 | 0.00015988 | 3.1553e-05 | 6.0955e-05 | 0.00017059 | 0.00014267
2007 | 84 | 3 | 0.00011416 | 0.00011637 | 0.00012511 | 0.00015647 | 3.979e-05 | 0.0001333 | 0.00012975 | 7.418e-05 | 0.00011639 | 0.00014632 | 0.00016998 | 0.00012651 | 0.00013897 | 0.00015186 | 3.6448e-05 | 5.2644e-05 | 9.9733e-05 | 0.00014267
2008 | 84 | 3 | 0.00011415 | 0.00011626 | 0.00012782 | 0.00016314 | 3.933e-05 | 0.00013311 | 0.0001298 | 7.418e-05 | 0.00012472 | 0.00014188 | 0.00016591 | 0.00013371 | 0.00012119 | 0.00010955 | 4.013e-05 | 4.9391e-05 | 0.0001355 | 0.00014267
2009 | 84 | 3 | 0.00011416 | 0.00011692 | 0.00011666 | 0.0001632 | 3.933e-05 | 0.00013024 | 0.00013122 | 9.113e-05 | 0.00013147 | 0.00013345 | 0.00015213 | 0.00013909 | 0.00012224 | 0.00010639 | 4.0896e-05 | 4.5979e-05 | 7.1192e-05 | 0.00014267
2010 | 84 | 3 | 0.00011415 | 0.00011096 | 0.00012841 | 0.00016663 | 4.111e-05 | 0.00013083 | 0.00013182 | 9.749e-05 | 0.00013711 | 0.00012729 | 0.00013864 | 0.0001398 | 0.00012791 | 0.00011694 | 4.6284e-05 | 4.0233e-05 | 7.1607e-06 | 0.00014267
2011 | 84 | 3 | 0.00011416 | 0.000116 | 0.00012611 | 0.00011105 | 2.74e-05 | 0.00013186 | 0.00012962 | 0.00011656 | 0.00013913 | 0.00012609 | 0.00012946 | 0.00014148 | 0.00012381 | 0.00010716 | 5.352e-05 | 3.4471e-05 | 0 | 0.00014267
2012 | 84 | 3 | 0.00011415 | 0.0001098 | 0.00012579 | 0.00011438 | 2.631e-05 | 0.0001347 | 0.00013205 | 0.0001314 | 0.00014096 | 0.00012523 | 0.00012047 | 0.00014261 | 0.00012129 | 0.00010105 | 5.9855e-05 | 3.2074e-05 | 0 | 0.00014267
2013 | 84 | 3 | 0.00011416 | 0.00011093 | 0.00011286 | 5.716e-05 | 1.532e-05 | 0.00012936 | 0.00012766 | 0.00012716 | 0.00014223 | 0.00012363 | 0.00011271 | 8.513e-05 | 8.685e-05 | 8.886e-05 | 6.1747e-05 | 3.488e-05 | 0 | 0.00014267
2014 | 84 | 3 | 0.00011415 | 0.00010652 | 0.00011697 | 5.741e-05 | 1.538e-05 | 0.00012413 | 0.00011932 | 0.00012717 | 9.767e-05 | 0.00010993 | 0.00010534 | 8.676e-05 | 8.707e-05 | 8.772e-05 | 6.5001e-05 | 3.3386e-05 | 0 | 0.00014267
2015 | 84 | 3 | 0.00011416 | 0.00011624 | 0.00013443 | 5.591e-05 | 1.412e-05 | 0.00012418 | 0.00011003 | 0.00013352 | 9.04e-05 | 9.802e-05 | 9.953e-05 | 8.449e-05 | 7.543e-05 | 6.682e-05 | 6.5735e-05 | 3.0398e-05 | 0 | 0.00014267
2016 | 84 | 3 | 0.00011415 | 0.00011342 | 0.00011203 | 5.497e-05 | 1.556e-05 | 0.00012276 | 0.00010186 | 0.00014411 | 8.603e-05 | 8.709e-05 | 9.034e-05 | 7.862e-05 | 6.834e-05 | 5.85e-05 | 5.6184e-05 | 2.9043e-05 | 0 | 0.00014267
2017 | 85 | 3 | 0.00011416 | 0.00011643 | 9.355e-05 | 6.052e-05 | 7.25e-05 | 0.00011543 | 9.457e-05 | 0.00015259 | 8.004e-05 | 7.786e-05 | 8.091e-05 | 5.401e-05 | 5.344e-05 | 5.302e-05 | 4.9646e-05 | 3.2114e-05 | 0 | 0.00014076
2018 | 85 | 3 | 0.00011415 | 0.00011475 | 9.521e-05 | 5.411e-05 | 7.386e-05 | 0.0001086 | 9.285e-05 | 0.00016107 | 5.988e-05 | 6.691e-05 | 7.179e-05 | 1.899e-05 | 3.793e-05 | 5.644e-05 | 4.155e-05 | 3.7848e-05 | 0 | 0.00014076
2019 | 85 | 3 | 0.00011416 | 0.0001204 | 0.00010478 | 6.312e-05 | 7.474e-05 | 0.00010485 | 8.921e-05 | 0.00015683 | 2.854e-05 | 5.379e-05 | 6.532e-05 | 1.344e-05 | 3.778e-05 | 6.159e-05 | 4.0747e-05 | 3.3413e-05 | 0 | 0.00014076
2020 | 85 | 3 | 0.00011415 | 0.00011819 | 0.00010183 | 5.257e-05 | 7.056e-05 | 0.00010323 | 8.918e-05 | 0.00015683 | 1.76e-05 | 4.487e-05 | 6.179e-05 | 1.347e-05 | 4.735e-05 | 8.054e-05 | 3.3768e-05 | 3.0969e-05 | 0 | 0.00014076
2021 | 85 | 3 | 0.00011416 | 0.00011365 | 0.00010914 | 5.62e-05 | 6.541e-05 | 0.00010448 | 9.223e-05 | 0.00015683 | 1.455e-05 | 4.38e-05 | 6.441e-05 | 1.908e-05 | 5.717e-05 | 9.453e-05 | 3.6773e-05 | 3.4108e-05 | 0 | 0.00014076
2022 | 85 | 3 | 0.00011415 | 0.00011701 | 9.48e-05 | 0.00010896 | 0.0001311 | 0.00011003 | 9.451e-05 | 0.00015259 | 1.796e-05 | 4.871e-05 | 7.12e-05 | 4.675e-05 | 7.76e-05 | 0.00010806 | 3.4717e-05 | 3.7658e-05 | 0 | 0.00014076
2023 | 85 | 3 | 0.00011416 | 0.00011175 | 9.688e-05 | 0.00011344 | 0.00013939 | 0.00012071 | 0.00010013 | 0.00013987 | 4.027e-05 | 6.049e-05 | 8.116e-05 | 0.00012333 | 0.00011762 | 0.00011267 | 3.3585e-05 | 4.5731e-05 | 2.5224e-05 | 0.00014076
2024 | 85 | 3 | 0.00011415 | 0.00011138 | 9.113e-05 | 0.00016761 | 0.00019978 | 0.00012866 | 0.00011253 | 0.00012929 | 0.00010444 | 8.411e-05 | 9.128e-05 | 0.00021986 | 0.00017742 | 0.00013706 | 4.1355e-05 | 5.9742e-05 | 0.00020774 | 0.00014076
2025 | 85 | 3 | 0.00011416 | 0.0001197 | 0.00010146 | 0.00015977 | 0.00018912 | 0.0001332 | 0.00012486 | 0.00011021 | 0.00019271 | 0.0001238 | 0.00010505 | 0.00020964 | 0.00019187 | 0.00017572 | 5.751e-05 | 7.876e-05 | 0.00022215 | 0.00014076
2026 | 85 | 3 | 0.00011415 | 0.00011567 | 9.129e-05 | 0.00015927 | 0.00020064 | 0.00013789 | 0.00013192 | 9.113e-05 | 0.0002036 | 0.00015837 | 0.00012473 | 0.00016536 | 0.0001724 | 0.00018033 | 7.666e-05 | 0.00010414 | 0.00035683 | 0.00014076
2027 | 85 | 3 | 0.00011416 | 0.00010997 | 0.00010309 | 0.00016168 | 0.00019126 | 0.00013908 | 0.00013334 | 5.934e-05 | 0.00017389 | 0.0001714 | 0.00014231 | 0.00016844 | 0.00017425 | 0.00018099 | 8.7884e-05 | 0.00013657 | 9.3522e-05 | 0.00014076
2028 | 85 | 3 | 0.00011415 | 0.00011607 | 9.612e-05 | 0.00015956 | 0.00019568 | 0.00014059 | 0.00013171 | 2.332e-05 | 0.00017107 | 0.00017458 | 0.00015665 | 0.00016812 | 0.00016977 | 0.00017241 | 0.00010492 | 0.00016548 | 0.00018844 | 0.00014076
2029 | 85 | 3 | 0.00011416 | 0.00011892 | 9.604e-05 | 0.00016624 | 0.00020195 | 0.00013863 | 0.00012918 | 8.48e-06 | 0.00016886 | 0.00017322 | 0.00016571 | 0.00016218 | 0.00016466 | 0.00016808 | 0.00014398 | 0.00018336 | 7.2897e-05 | 0.00014076
2030 | 85 | 3 | 0.00011415 | 0.00011922 | 9.355e-05 | 0.00015704 | 0.00018906 | 0.00013494 | 0.00012775 | 0 | 0.00016345 | 0.00016973 | 0.00017019 | 0.00017929 | 0.00016996 | 0.00016188 | 0.00016863 | 0.00018676 | 6.7272e-05 | 0.00014076
2031 | 85 | 3 | 0.00011416 | 0.00011382 | 0.00010797 | 0.00016221 | 0.00019936 | 0.00013213 | 0.00012642 | 0 | 0.00017595 | 0.00016881 | 0.00017005 | 0.00018349 | 0.00016739 | 0.00015268 | 0.00017547 | 0.00018744 | 6.9885e-05 | 0.00014076
2032 | 85 | 3 | 0.00011415 | 0.00011679 | 9.522e-05 | 0.00016192 | 0.00019131 | 0.00012886 | 0.00012344 | 1.696e-05 | 0.00018148 | 0.00016817 | 0.00016629 | 0.00019791 | 0.00015309 | 0.00011022 | 0.00018271 | 0.00018855 | 3.2707e-05 | 0.00014076
2033 | 85 | 3 | 0.00011416 | 0.00011898 | 0.00010507 | 0.00016533 | 0.00019089 | 0.00012722 | 0.00012178 | 2.332e-05 | 0.0001941 | 0.00016265 | 0.00015268 | 0.00021413 | 0.00015964 | 0.00010738 | 0.00018825 | 0.00018779 | 2.1508e-05 | 0.00014076
2034 | 85 | 3 | 0.00011415 | 0.00011368 | 0.00010007 | 0.00015918 | 0.00019059 | 0.00012559 | 0.00012339 | 5.511e-05 | 0.00020946 | 0.00016003 | 0.00013943 | 0.00020511 | 0.00016039 | 0.00011768 | 0.00019382 | 0.00018401 | 8.0601e-07 | 0.00014076
2035 | 85 | 3 | 0.00011416 | 0.00011659 | 0.00010361 | 0.00011219 | 0.00013091 | 0.00012449 | 0.00012083 | 7.206e-05 | 0.00020567 | 0.00015965 | 0.0001303 | 0.00016475 | 0.00013537 | 0.00010744 | 0.00019181 | 0.0001829 | 0 | 0.00014076
2036 | 85 | 3 | 0.00011415 | 0.00011929 | 0.00010493 | 0.00010991 | 0.0001286 | 0.0001275 | 0.00012371 | 7.418e-05 | 0.00017393 | 0.00015096 | 0.00012119 | 0.00012749 | 0.00011373 | 0.00010088 | 0.0001877 | 0.00016369 | 0 | 0.00014076
2037 | 85 | 3 | 0.00011416 | 0.00011675 | 0.00010541 | 5.532e-05 | 7.322e-05 | 0.00012571 | 0.0001207 | 8.69e-05 | 0.00013869 | 0.00013513 | 0.00011322 | 8.533e-05 | 8.699e-05 | 8.9e-05 | 0.00017954 | 0.00013747 | 0 | 0.00014076
2038 | 85 | 3 | 0.00011415 | 0.00011827 | 0.00010496 | 5.236e-05 | 7.229e-05 | 0.00012051 | 0.0001146 | 9.326e-05 | 9.802e-05 | 0.00011372 | 0.00010571 | 8.683e-05 | 8.708e-05 | 8.772e-05 | 0.00017679 | 0.00012221 | 0 | 0.00014076
2039 | 85 | 3 | 0.00011416 | 0.00011122 | 0.00010259 | 5.869e-05 | 6.97e-05 | 0.0001222 | 0.00010698 | 9.961e-05 | 9.02e-05 | 9.89e-05 | 9.975e-05 | 7.79e-05 | 7.223e-05 | 6.697e-05 | 0.00017728 | 0.00012229 | 0 | 0.00014076
2040 | 85 | 3 | 0.00011415 | 0.0001188 | 0.00010829 | 6.274e-05 | 7.052e-05 | 0.0001219 | 0.00010056 | 0.00010385 | 8.06e-05 | 8.603e-05 | 9.049e-05 | 6.323e-05 | 6.115e-05 | 5.932e-05 | 0.00019343 | 0.00012537 | 0 | 0.00014076
2041 | 86 | 3 | 0.00011416 | 0.00011062 | 0.0001162 | 5.536e-05 | 6.596e-05 | 0.0001142 | 9.362e-05 | 0.00011868 | 6.705e-05 | 7.412e-05 | 8.118e-05 | 5.491e-05 | 5.433e-05 | 5.39e-05 | 0.00020056 | 0.00013042 | 0 | 0.00013937
2042 | 86 | 3 | 0.00011415 | 0.00011172 | 0.00011742 | 6.026e-05 | 6.876e-05 | 0.00010751 | 8.855e-05 | 0.00013988 | 5.795e-05 | 6.417e-05 | 7.221e-05 | 1.91e-05 | 3.814e-05 | 5.676e-05 | 0.00019823 | 0.00013592 | 0 | 0.00013937
2043 | 86 | 3 | 0.00011416 | 0.00011327 | 0.00011981 | 5.28e-05 | 6.342e-05 | 0.00010325 | 8.881e-05 | 0.00013352 | 2.785e-05 | 5.254e-05 | 6.576e-05 | 1.337e-05 | 3.76e-05 | 6.128e-05 | 0.00019321 | 0.00014207 | 0 | 0.00013937
2044 | 86 | 3 | 0.00011415 | 0.00010628 | 0.00010645 | 5.409e-05 | 6.712e-05 | 0.00010097 | 9.086e-05 | 0.00012505 | 1.73e-05 | 4.437e-05 | 6.211e-05 | 1.332e-05 | 4.681e-05 | 7.961e-05 | 0.00019679 | 0.00015249 | 0 | 0.00013937
2045 | 86 | 3 | 0.00011416 | 0.00011384 | 0.00011666 | 6.297e-05 | 6.996e-05 | 9.972e-05 | 9.083e-05 | 0.00013776 | 1.444e-05 | 4.341e-05 | 6.445e-05 | 1.886e-05 | 5.65e-05 | 9.343e-05 | 0.00020269 | 0.00016314 | 0 | 0.00013937
2046 | 86 | 3 | 0.00011415 | 0.0001076 | 0.00011749 | 0.00010805 | 0.00012696 | 0.00010026 | 9.176e-05 | 0.00014624 | 1.776e-05 | 4.822e-05 | 7.091e-05 | 4.618e-05 | 7.666e-05 | 0.00010675 | 0.0002058 | 0.00017364 | 0 | 0.00013937
2047 | 86 | 3 | 0.00011416 | 0.00011036 | 9.959e-05 | 0.00011442 | 0.00012725 | 0.00010083 | 9.4e-05 | 0.00012081 | 3.979e-05 | 5.983e-05 | 8.053e-05 | 0.00012203 | 0.00011638 | 0.00011148 | 0.00020689 | 0.00017891 | 2.3255e-05 | 0.00013937
2048 | 86 | 3 | 0.00011415 | 0.0001159 | 0.00012046 | 0.00016534 | 0.00019527 | 0.00010167 | 9.467e-05 | 8.478e-05 | 0.00010332 | 8.319e-05 | 9.04e-05 | 0.00021797 | 0.0001759 | 0.00013588 | 0.0002097 | 0.00017939 | 0.00012311 | 0.00013937
2049 | 86 | 3 | 0.00011416 | 0.00011067 | 0.00011234 | 0.00016722 | 0.00019009 | 0.00010796 | 9.934e-05 | 7.206e-05 | 0.00019101 | 0.00012259 | 0.00010401 | 0.00021065 | 0.0001928 | 0.00017657 | 0.00021055 | 0.00017261 | 0.00017114 | 0.00013937
2050 | 86 | 3 | 0.00011415 | 0.0001131 | 0.00011229 | 0.00015669 | 0.0001908 | 0.00011351 | 0.00010292 | 4.027e-05 | 0.00020403 | 0.00015786 | 0.00012404 | 0.00016533 | 0.00017236 | 0.00018029 | 0.00020974 | 0.00015698 | 0.00010133 | 0.00013937
2051 | 86 | 3 | 0.00011416 | 0.00011526 | 0.00011284 | 0.00015658 | 0.00019077 | 0.00011503 | 0.00010765 | 2.331e-05 | 0.00017389 | 0.00017127 | 0.00014181 | 0.00016619 | 0.00017192 | 0.00017856 | 0.00020986 | 0.00013982 | 0.0002799 | 0.00013937
2052 | 86 | 3 | 0.00011415 | 0.00010944 | 0.00010757 | 0.00015824 | 0.00020006 | 0.00011508 | 0.00010898 | 2.13e-06 | 0.00016932 | 0.00017373 | 0.00015582 | 0.00016813 | 0.00016978 | 0.00017242 | 0.00020883 | 0.00012551 | 9.751e-05 | 0.00013937
2053 | 86 | 3 | 0.00011416 | 0.00010666 | 0.00011263 | 0.00016516 | 0.00018907 | 0.00011582 | 0.00010958 | 0 | 0.00016855 | 0.00017247 | 0.00016507 | 0.0001599 | 0.00016234 | 0.00016571 | 0.00020699 | 0.00012099 | 0.00026177 | 0.00013937
2054 | 86 | 3 | 0.00011415 | 0.00010967 | 0.00010121 | 0.00015995 | 0.00019136 | 0.00011105 | 0.00010892 | 0 | 0.00016156 | 0.00016847 | 0.00016919 | 0.00017816 | 0.00016889 | 0.00016086 | 0.00020458 | 0.00012264 | 0.00022138 | 0.00013937
2055 | 86 | 3 | 0.00011416 | 0.00010821 | 0.00011556 | 0.0001561 | 0.00020034 | 0.00010674 | 0.00010979 | 0 | 0.00017468 | 0.00016748 | 0.00016894 | 0.00018195 | 0.00016599 | 0.0001514 | 0.00020315 | 9.9923e-05 | 0.00011097 | 0.00013937
2056 | 86 | 3 | 0.00011415 | 0.00010897 | 0.00011887 | 0.0001593 | 0.00019377 | 0.00010721 | 0.00010902 | 8.48e-06 | 0.00018 | 0.0001668 | 0.00016506 | 0.00019588 | 0.00015152 | 0.00010909 | 0.00020156 | 7.9922e-05 | 0.00013916 | 0.00013937
2057 | 86 | 3 | 0.00011416 | 0.00010946 | 0.00011276 | 0.00015831 | 0.00019056 | 0.00010634 | 0.00010896 | 5.51e-05 | 0.00019218 | 0.00016121 | 0.00015145 | 0.00021276 | 0.00015862 | 0.0001067 | 0.00018812 | 6.8834e-05 | 8.4809e-05 | 0.00013937
2058 | 86 | 3 | 0.00011415 | 0.00010974 | 9.817e-05 | 0.00016209 | 0.00019755 | 0.00010816 | 0.00011105 | 5.511e-05 | 0.000208 | 0.00015872 | 0.00013828 | 0.0002036 | 0.00015921 | 0.00011681 | 0.00014819 | 5.7236e-05 | 3.3598e-05 | 0.00013937
2059 | 86 | 3 | 0.00011416 | 0.00011323 | 0.00010492 | 0.00010919 | 0.00013411 | 0.00011184 | 0.00010903 | 6.571e-05 | 0.00020416 | 0.00015842 | 0.00012926 | 0.00016511 | 0.00013567 | 0.00010768 | 0.00011868 | 7.6625e-05 | 0 | 0.00013937
2060 | 86 | 3 | 0.00011415 | 0.00010797 | 0.00010042 | 0.00010702 | 0.00013863 | 0.00011719 | 0.00011347 | 6.994e-05 | 0.00017389 | 0.00015031 | 0.00012046 | 0.00012921 | 0.00011526 | 0.00010224 | 0.00011443 | 6.9463e-05 | 0 | 0.00013937
2061 | 86 | 3 | 0.00011416 | 0.00010733 | 9.874e-05 | 5.567e-05 | 7.306e-05 | 0.00011473 | 0.00011178 | 7.418e-05 | 0.00013999 | 0.00013541 | 0.00011303 | 8.511e-05 | 8.676e-05 | 8.877e-05 | 9.0802e-05 | 5.057e-05 | 0 | 0.00013937
2062 | 86 | 3 | 0.00011415 | 0.00011438 | 0.00010123 | 5.421e-05 | 6.741e-05 | 0.00010896 | 0.00010892 | 9.326e-05 | 9.809e-05 | 0.00011406 | 0.00010565 | 8.715e-05 | 8.74e-05 | 8.805e-05 | 6.7809e-05 | 4.417e-05 | 0 | 0.00013937
2063 | 86 | 3 | 0.00011416 | 0.00011576 | 9.916e-05 | 5.737e-05 | 6.493e-05 | 0.00010912 | 0.00010274 | 9.961e-05 | 9.051e-05 | 9.921e-05 | 9.987e-05 | 7.756e-05 | 7.191e-05 | 6.668e-05 | 6.1104e-05 | 4.5757e-05 | 0 | 0.00013937
2064 | 86 | 3 | 0.00011415 | 0.00010564 | 0.00010957 | 6.332e-05 | 7.161e-05 | 0.00010772 | 9.555e-05 | 9.325e-05 | 8.041e-05 | 8.61e-05 | 9.061e-05 | 6.264e-05 | 6.059e-05 | 5.877e-05 | 4.074e-05 | 5.3333e-05 | 0 | 0.00013937
2065 | 87 | 3 | 0.00011416 | 0.00012124 | 0.00010985 | 5.852e-05 | 7.509e-05 | 0.0001016 | 9.424e-05 | 9.326e-05 | 6.655e-05 | 7.39e-05 | 8.117e-05 | 5.423e-05 | 5.365e-05 | 5.323e-05 | 4.8164e-05 | 6.152e-05 | 0 | 0.00013625
2066 | 87 | 3 | 0.00011415 | 0.00011743 | 0.00010368 | 6.337e-05 | 7.009e-05 | 9.703e-05 | 9.191e-05 | 9.749e-05 | 5.731e-05 | 6.372e-05 | 7.199e-05 | 1.905e-05 | 3.805e-05 | 5.662e-05 | 4.7245e-05 | 5.4617e-05 | 0 | 0.00013625
2067 | 87 | 3 | 0.00011416 | 0.00011938 | 0.00011316 | 5.952e-05 | 6.966e-05 | 9.34e-05 | 8.49e-05 | 9.749e-05 | 2.768e-05 | 5.215e-05 | 6.551e-05 | 1.341e-05 | 3.771e-05 | 6.147e-05 | 4.8333e-05 | 5.4157e-05 | 0 | 0.00013625
2068 | 87 | 3 | 0.00011415 | 0.00012066 | 0.00010751 | 6.33e-05 | 6.934e-05 | 9.209e-05 | 8.423e-05 | 9.749e-05 | 1.728e-05 | 4.42e-05 | 6.19e-05 | 1.348e-05 | 4.737e-05 | 8.057e-05 | 6.1582e-05 | 5.4114e-05 | 0 | 0.00013625
2069 | 87 | 3 | 0.00011416 | 0.0001197 | 0.00011374 | 6.244e-05 | 6.591e-05 | 9.223e-05 | 8.465e-05 | 9.961e-05 | 1.456e-05 | 4.356e-05 | 6.449e-05 | 1.893e-05 | 5.67e-05 | 9.375e-05 | 6.9296e-05 | 6.688e-05 | 0 | 0.00013625
2070 | 87 | 3 | 0.00011415 | 0.00012027 | 9.947e-05 | 0.00010983 | 0.00013535 | 9.477e-05 | 8.128e-05 | 9.538e-05 | 1.783e-05 | 4.847e-05 | 7.108e-05 | 4.654e-05 | 7.726e-05 | 0.00010758 | 9.1377e-05 | 8.9787e-05 | 0 | 0.00013625
2071 | 87 | 3 | 0.00011416 | 0.00011238 | 0.00010194 | 0.00011358 | 0.00013166 | 9.44e-05 | 8.702e-05 | 8.689e-05 | 4.008e-05 | 6.022e-05 | 8.092e-05 | 0.000124 | 0.00011825 | 0.00011328 | 0.00012085 | 0.00011046 | 1.0521e-05 | 0.00013625
2072 | 87 | 3 | 0.00011415 | 0.00011095 | 0.00011342 | 0.0001571 | 0.00019489 | 9.639e-05 | 9.686e-05 | 8.053e-05 | 0.00010492 | 8.414e-05 | 9.118e-05 | 0.00022009 | 0.00017761 | 0.0001372 | 0.00012549 | 0.00014816 | 0.0001191 | 0.00013625
2073 | 87 | 3 | 0.00011416 | 0.00011628 | 0.00011281 | 0.0001671 | 0.00019721 | 0.0001024 | 0.00010009 | 6.358e-05 | 0.00019298 | 0.00012398 | 0.000105 | 0.00021107 | 0.00019318 | 0.00017692 | 0.00014465 | 0.00018081 | 0.00015077 | 0.00013625
2074 | 87 | 3 | 0.00011415 | 0.00011801 | 0.00011272 | 0.0001673 | 0.00019464 | 0.00010637 | 0.00010264 | 5.299e-05 | 0.00020478 | 0.00015898 | 0.00012497 | 0.00016563 | 0.00017268 | 0.00018062 | 0.00016147 | 0.00018847 | 0.00018726 | 0.00013625
2075 | 87 | 3 | 0.00011416 | 0.00011686 | 0.00010033 | 0.00016556 | 0.00019953 | 0.00010825 | 0.00010309 | 2.967e-05 | 0.00017434 | 0.000172 | 0.00014265 | 0.00016591 | 0.00017163 | 0.00017826 | 0.00015766 | 0.00019004 | 0.00014155 | 0.00013625
2076 | 87 | 3 | 0.00011415 | 0.00011857 | 0.00010145 | 0.00016292 | 0.00019408 | 0.00010902 | 0.00010374 | 5.934e-05 | 0.00016921 | 0.000174 | 0.00015638 | 0.00016946 | 0.00017113 | 0.00017379 | 0.00016695 | 0.00019021 | 7.3992e-05 | 0.00013625
2077 | 87 | 3 | 0.00011416 | 0.0001207 | 9.753e-05 | 0.00015986 | 0.00019987 | 0.0001053 | 0.00010501 | 7.206e-05 | 0.00016957 | 0.00017302 | 0.00016572 | 0.00016215 | 0.00016462 | 0.00016804 | 0.00019237 | 0.00019029 | 8.542e-05 | 0.00013625
2078 | 87 | 3 | 0.00011415 | 0.00011629 | 9.365e-05 | 0.00015864 | 0.00018935 | 0.00010131 | 0.00010382 | 7.418e-05 | 0.0001635 | 0.00016973 | 0.00017017 | 0.00017782 | 0.00016857 | 0.00016056 | 0.00020525 | 0.00019029 | 6.2775e-05 | 0.00013625
2079 | 87 | 3 | 0.00011416 | 0.00011752 | 0.00010319 | 0.00016392 | 0.00019802 | 9.91e-05 | 0.00010167 | 7.418e-05 | 0.00017482 | 0.00016837 | 0.00016969 | 0.00018276 | 0.00016672 | 0.00015207 | 0.0002106 | 0.00019029 | 6.3395e-05 | 0.00013625
2080 | 87 | 3 | 0.00011415 | 0.00011776 | 9.508e-05 | 0.00016577 | 0.00019652 | 9.842e-05 | 0.00010234 | 9.538e-05 | 0.00018072 | 0.00016749 | 0.00016581 | 0.00019684 | 0.00015226 | 0.00010962 | 0.00021143 | 0.00019029 | 5.995e-05 | 0.00013625
2081 | 87 | 3 | 0.00011416 | 0.00011598 | 0.00010562 | 0.00016346 | 0.00018663 | 9.808e-05 | 0.00010432 | 9.749e-05 | 0.00019308 | 0.00016188 | 0.00015218 | 0.00021283 | 0.00015868 | 0.00010673 | 0.00021189 | 0.00019029 | 8.1873e-05 | 0.00013625
2082 | 87 | 3 | 0.00011415 | 0.00012096 | 0.00011408 | 0.00016307 | 0.00019476 | 0.00010158 | 0.00010989 | 0.00012717 | 0.00020823 | 0.00015918 | 0.00013883 | 0.00020452 | 0.00015993 | 0.00011734 | 0.00021198 | 0.00019029 | 2.5054e-05 | 0.00013625
2083 | 87 | 3 | 0.00011416 | 0.00011708 | 9.607e-05 | 0.00011191 | 0.00012471 | 0.00010418 | 0.00010693 | 0.00013352 | 0.00020495 | 0.00015891 | 0.00012973 | 0.00016258 | 0.00013359 | 0.00010603 | 0.00021225 | 0.00019029 | 0 | 0.00013625
2084 | 87 | 3 | 0.00011415 | 0.00011547 | 0.00010035 | 0.00011227 | 0.00013251 | 0.00010919 | 0.00010608 | 0.00013775 | 0.00017207 | 0.00014988 | 0.00012045 | 0.00012735 | 0.0001136 | 0.00010077 | 0.00021241 | 0.00019029 | 0 | 0.00013625
2085 | 87 | 3 | 0.00011416 | 0.00011699 | 9.919e-05 | 5.258e-05 | 7.491e-05 | 0.0001086 | 0.0001089 | 0.00014411 | 0.0001382 | 0.0001343 | 0.00011258 | 8.417e-05 | 8.581e-05 | 8.779e-05 | 0.00021236 | 0.00019029 | 0 | 0.00013625
2086 | 87 | 3 | 0.00011415 | 0.00011945 | 0.00010439 | 6.033e-05 | 6.36e-05 | 0.00010873 | 0.00010546 | 0.00014836 | 9.698e-05 | 0.00011284 | 0.00010495 | 8.78e-05 | 8.805e-05 | 8.87e-05 | 0.00021237 | 0.00019029 | 0 | 0.00013625
2087 | 87 | 3 | 0.00011416 | 0.00011097 | 0.00010122 | 5.992e-05 | 6.934e-05 | 0.00010862 | 9.895e-05 | 0.00015047 | 9.073e-05 | 9.867e-05 | 9.936e-05 | 7.83e-05 | 7.259e-05 | 6.731e-05 | 0.00021242 | 0.00019029 | 0 | 0.00013625
2088 | 87 | 3 | 0.00011415 | 0.00011774 | 0.0001038 | 5.799e-05 | 7.321e-05 | 0.00010207 | 9.735e-05 | 0.00015259 | 8.1e-05 | 8.619e-05 | 9.03e-05 | 6.25e-05 | 6.045e-05 | 5.864e-05 | 0.00021239 | 0.00019028 | 0 | 0.00013625
2089 | 88 | 3 | 0.00011416 | 0.00011452 | 0.00012517 | 5.571e-05 | 6.367e-05 | 9.614e-05 | 9.373e-05 | 0.00015259 | 6.657e-05 | 7.405e-05 | 8.098e-05 | 5.413e-05 | 5.355e-05 | 5.313e-05 | 0.00021234 | 0.00018913 | 0 | 0.00013547
2090 | 88 | 3 | 0.00011415 | 0.00011398 | 0.00011091 | 5.94e-05 | 7.003e-05 | 9.189e-05 | 9.169e-05 | 0.00015471 | 5.726e-05 | 6.377e-05 | 7.192e-05 | 1.906e-05 | 3.806e-05 | 5.665e-05 | 0.0002124 | 0.00018543 | 0 | 0.00013547
2091 | 88 | 3 | 0.00011416 | 0.00011566 | 0.00011494 | 5.361e-05 | 7.32e-05 | 8.957e-05 | 9.072e-05 | 0.00015896 | 2.768e-05 | 5.217e-05 | 6.553e-05 | 1.35e-05 | 3.797e-05 | 6.189e-05 | 0.00021244 | 0.00017653 | 0 | 0.00013547
2092 | 88 | 3 | 0.00011415 | 0.00012402 | 0.00011916 | 5.813e-05 | 6.616e-05 | 8.969e-05 | 9.135e-05 | 0.00015683 | 1.735e-05 | 4.43e-05 | 6.203e-05 | 1.355e-05 | 4.763e-05 | 8.101e-05 | 0.00021244 | 0.00017434 | 0 | 0.00013547
2093 | 88 | 3 | 0.00011416 | 0.0001143 | 0.00012063 | 6.273e-05 | 6.876e-05 | 9.162e-05 | 9.271e-05 | 0.00015895 | 1.463e-05 | 4.373e-05 | 6.47e-05 | 1.901e-05 | 5.694e-05 | 9.416e-05 | 0.0002124 | 0.0001816 | 0 | 0.00013547
2094 | 88 | 3 | 0.00011415 | 0.00012263 | 0.00011788 | 0.00010774 | 0.00012888 | 9.51e-05 | 9.631e-05 | 0.00015683 | 1.791e-05 | 4.869e-05 | 7.135e-05 | 4.587e-05 | 7.615e-05 | 0.00010603 | 0.00021239 | 0.00018884 | 0 | 0.00013547
2095 | 88 | 3 | 0.00011416 | 0.00011926 | 0.00010908 | 0.00011276 | 0.0001356 | 9.304e-05 | 9.992e-05 | 0.00015048 | 3.958e-05 | 5.997e-05 | 8.081e-05 | 0.00012254 | 0.00011686 | 0.00011195 | 0.00021239 | 0.0001878 | 4.1828e-06 | 0.00013547
2096 | 88 | 3 | 0.00011415 | 0.00012281 | 0.00010792 | 0.00016068 | 0.00020047 | 9.581e-05 | 0.000105 | 0.00014412 | 0.00010368 | 8.335e-05 | 9.075e-05 | 0.00021711 | 0.0001752 | 0.00013534 | 0.00021241 | 0.00018646 | 8.2976e-06 | 0.00013547
2097 | 88 | 3 | 0.00011416 | 0.00012314 | 0.00011004 | 0.00015877 | 0.00019604 | 0.00010145 | 0.00010597 | 0.00011657 | 0.0001904 | 0.00012247 | 0.00010416 | 0.00021083 | 0.00019296 | 0.00017671 | 0.00021233 | 0.00018777 | 7.6113e-05 | 0.00013547
2098 | 88 | 3 | 0.00011415 | 0.00011864 | 0.00012002 | 0.00016336 | 0.00019341 | 0.00010615 | 0.00010675 | 0.00010809 | 0.00020405 | 0.00015776 | 0.00012412 | 0.00016604 | 0.0001731 | 0.00018106 | 0.00021235 | 0.00018955 | 7.3737e-05 | 0.00013547
2099 | 88 | 3 | 0.00011416 | 0.00012435 | 0.00011222 | 0.00015683 | 0.00019788 | 0.00011173 | 0.00010713 | 7.206e-05 | 0.00017444 | 0.00017148 | 0.00014199 | 0.00016793 | 0.00017372 | 0.00018044 | 0.00021222 | 0.00019021 | 9.2861e-05 | 0.00013547
2100 | 88 | 3 | 0.00011415 | 0.00011307 | 0.00010676 | 0.00016076 | 0.00019149 | 0.00011333 | 0.00010502 | 4.663e-05 | 0.00017078 | 0.00017461 | 0.00015638 | 0.00017119 | 0.00017287 | 0.00017556 | 0.00021131 | 0.00019017 | 7.9854e-05 | 0.00013547
2101 | 88 | 3 | 0.00011416 | 0.00011342 | 0.00012532 | 0.00016627 | 0.00018746 | 0.00010957 | 0.00010159 | 3.815e-05 | 0.00017124 | 0.00017431 | 0.00016627 | 0.0001628 | 0.00016529 | 0.00016871 | 0.000212 | 0.0001899 | 7.0242e-05 | 0.00013547
2102 | 88 | 3 | 0.00011415 | 0.00012203 | 0.00011657 | 0.00015921 | 0.00019183 | 0.00010619 | 9.754e-05 | 4.027e-05 | 0.00016438 | 0.00017095 | 0.00017098 | 0.00017772 | 0.00016847 | 0.00016046 | 0.00021207 | 0.00018019 | 7.1073e-05 | 0.00013547
2103 | 88 | 3 | 0.00011416 | 0.00011593 | 0.00010762 | 0.00016347 | 0.00019903 | 0.00010194 | 9.586e-05 | 3.604e-05 | 0.00017496 | 0.00016906 | 0.00017047 | 0.00018175 | 0.00016581 | 0.00015124 | 0.00020338 | 0.00015143 | 5.3477e-05 | 0.00013547
2104 | 88 | 3 | 0.00011415 | 0.00012013 | 0.00011998 | 0.00016543 | 0.00018839 | 0.00010065 | 9.778e-05 | 3.815e-05 | 0.00017999 | 0.00016746 | 0.00016629 | 0.00019551 | 0.00015123 | 0.00010888 | 0.00019262 | 0.00012021 | 6.9359e-05 | 0.00013547
2105 | 88 | 3 | 0.00011416 | 0.00012298 | 0.0001142 | 0.00015777 | 0.00019429 | 0.00010249 | 0.00010641 | 4.451e-05 | 0.0001919 | 0.00016132 | 0.00015229 | 0.00021403 | 0.00015957 | 0.00010733 | 0.00020037 | 9.0813e-05 | 6.0239e-05 | 0.00013547
2106 | 88 | 3 | 0.00011415 | 0.00011679 | 0.00010824 | 0.00016614 | 0.00019286 | 0.00010467 | 0.00010452 | 5.086e-05 | 0.00020891 | 0.00015902 | 0.00013889 | 0.00020463 | 0.00016002 | 0.0001174 | 0.00021187 | 0.00011253 | 2.5877e-06 | 0.00013547
2107 | 88 | 3 | 0.00011416 | 0.00011522 | 0.00011124 | 0.00011237 | 0.0001313 | 0.00010501 | 0.0001037 | 5.722e-05 | 0.00020513 | 0.00015897 | 0.0001297 | 0.00016385 | 0.00013463 | 0.00010686 | 0.00021245 | 0.00015213 | 0 | 0.00013547
2108 | 88 | 3 | 0.00011415 | 0.00011623 | 0.00010539 | 0.00010796 | 0.00012587 | 0.00010884 | 0.00010887 | 6.146e-05 | 0.00017311 | 0.00015035 | 0.00012057 | 0.00012751 | 0.00011374 | 0.0001009 | 0.00021245 | 0.00017757 | 0 | 0.00013547
2109 | 88 | 3 | 0.00011416 | 0.0001203 | 0.00012069 | 5.94e-05 | 6.239e-05 | 0.00010825 | 0.00010675 | 7.842e-05 | 0.00013854 | 0.00013474 | 0.00011276 | 8.533e-05 | 8.699e-05 | 8.9e-05 | 0.00021245 | 0.00018547 | 0 | 0.00013547
2110 | 88 | 3 | 0.00011415 | 0.00011405 | 0.00011235 | 5.651e-05 | 6.946e-05 | 0.00011138 | 0.00010058 | 9.325e-05 | 9.797e-05 | 0.00011353 | 0.00010541 | 8.754e-05 | 8.779e-05 | 8.844e-05 | 0.00021245 | 0.00018859 | 0 | 0.00013547
2111 | 88 | 3 | 0.00011416 | 0.00011775 | 0.0001149 | 6.337e-05 | 6.667e-05 | 0.00011054 | 9.717e-05 | 9.961e-05 | 9.073e-05 | 9.909e-05 | 9.972e-05 | 7.85e-05 | 7.278e-05 | 6.748e-05 | 0.00021245 | 0.00018818 | 0 | 0.00013547
2112 | 88 | 3 | 0.00011415 | 0.00012388 | 0.0001266 | 5.282e-05 | 7.425e-05 | 0.00010441 | 8.887e-05 | 0.00011233 | 8.118e-05 | 8.644e-05 | 9.065e-05 | 6.301e-05 | 6.094e-05 | 5.912e-05 | 0.00021245 | 0.00018735 | 0 | 0.00013547
2113 | 89 | 3 | 0.00011416 | 0.00011423 | 0.00010353 | 5.217e-05 | 7.3e-05 | 9.862e-05 | 8.404e-05 | 0.00012081 | 6.701e-05 | 7.436e-05 | 8.134e-05 | 5.501e-05 | 5.442e-05 | 5.399e-05 | 0.00021245 | 0.00018785 | 0 | 0.00013928
2114 | 89 | 3 | 0.00011415 | 0.00011279 | 0.00012115 | 5.959e-05 | 6.337e-05 | 9.457e-05 | 8.726e-05 | 0.00012928 | 5.804e-05 | 6.43e-05 | 7.238e-05 | 1.881e-05 | 3.757e-05 | 5.591e-05 | 0.00021244 | 0.00018937 | 0 | 0.00013928
2115 | 89 | 3 | 0.00011416 | 0.00011431 | 0.0001218 | 5.696e-05 | 7.541e-05 | 9.385e-05 | 8.986e-05 | 0.0001314 | 2.765e-05 | 5.239e-05 | 6.572e-05 | 1.353e-05 | 3.804e-05 | 6.2e-05 | 0.00021245 | 0.00019023 | 0 | 0.00013928
2116 | 89 | 3 | 0.00011415 | 0.00011181 | 0.00012176 | 5.221e-05 | 6.634e-05 | 9.577e-05 | 9.46e-05 | 0.00013776 | 1.738e-05 | 4.437e-05 | 6.218e-05 | 1.353e-05 | 4.755e-05 | 8.087e-05 | 0.00021245 | 0.00019029 | 0 | 0.00013928
2117 | 89 | 3 | 0.00011416 | 0.00011608 | 0.00012599 | 5.731e-05 | 6.341e-05 | 0.00010179 | 9.516e-05 | 0.00014624 | 1.462e-05 | 4.372e-05 | 6.476e-05 | 1.906e-05 | 5.71e-05 | 9.442e-05 | 0.00021245 | 0.00019028 | 0 | 0.00013928
2118 | 89 | 3 | 0.00011415 | 0.00011641 | 0.00010868 | 0.00011553 | 0.00013618 | 0.00011328 | 0.00010252 | 0.00013564 | 1.795e-05 | 4.872e-05 | 7.142e-05 | 4.587e-05 | 7.615e-05 | 0.00010604 | 0.00021245 | 0.00019027 | 0 | 0.00013928
2119 | 89 | 3 | 0.00011416 | 0.00012044 | 0.00012048 | 0.00010569 | 0.00012626 | 0.00011915 | 0.00011497 | 0.0001208 | 3.959e-05 | 6.001e-05 | 8.084e-05 | 0.00012196 | 0.00011631 | 0.00011142 | 0.00021245 | 0.00019026 | 4.405e-05 | 0.00013928
2120 | 89 | 3 | 0.00011415 | 0.00011364 | 0.00012302 | 0.00016238 | 0.00019452 | 0.00012432 | 0.00012534 | 0.00011444 | 0.00010323 | 8.317e-05 | 9.067e-05 | 0.00021751 | 0.00017552 | 0.00013559 | 0.00021245 | 0.00019029 | 0.00025416 | 0.00013928
2121 | 89 | 3 | 0.00011416 | 0.0001205 | 0.00011503 | 0.00015733 | 0.00019045 | 0.00012848 | 0.00013014 | 0.00010809 | 0.00019063 | 0.00012241 | 0.00010412 | 0.00021062 | 0.00019277 | 0.00017654 | 0.00021244 | 0.00019029 | 8.9416e-05 | 0.00013928
2122 | 89 | 3 | 0.00011415 | 0.0001198 | 0.00011419 | 0.00016574 | 0.00019408 | 0.0001306 | 0.0001311 | 6.782e-05 | 0.00020393 | 0.0001577 | 0.00012405 | 0.00016713 | 0.00017424 | 0.00018225 | 0.00021245 | 0.00019029 | 0.00041346 | 0.00013928
2123 | 89 | 3 | 0.00011416 | 0.00011638 | 0.00010495 | 0.00015654 | 0.00020038 | 0.00013209 | 0.00013041 | 4.875e-05 | 0.00017527 | 0.00017185 | 0.00014219 | 0.00016851 | 0.00017432 | 0.00018106 | 0.00021245 | 0.00019029 | 0.00013666 | 0.00013928
2124 | 89 | 3 | 0.00011415 | 0.00012139 | 0.00012349 | 0.00016295 | 0.0001918 | 0.00012859 | 0.00012733 | 2.544e-05 | 0.00017139 | 0.00017517 | 0.00015672 | 0.00016805 | 0.0001697 | 0.00017234 | 0.00021237 | 0.00019026 | 0.00043225 | 0.00013928
2125 | 89 | 3 | 0.00011416 | 0.00011398 | 0.00012568 | 0.00015954 | 0.0001923 | 0.00012662 | 0.0001261 | 1.06e-05 | 0.00016892 | 0.00017357 | 0.00016589 | 0.00016056 | 0.00016301 | 0.00016639 | 0.00021237 | 0.00019027 | 0.00050887 | 0.00013928
2126 | 89 | 3 | 0.00011415 | 0.00012261 | 0.00011201 | 0.00016375 | 0.00020315 | 0.00012714 | 0.00012423 | 0 | 0.00016221 | 0.00016928 | 0.00017008 | 0.00017906 | 0.00016974 | 0.00016167 | 0.00021242 | 0.00018985 | 0.00062159 | 0.00013928
2127 | 89 | 3 | 0.00011416 | 0.00011792 | 0.00011496 | 0.00016521 | 0.00019449 | 0.00012554 | 0.00012304 | 0 | 0.00017552 | 0.00016824 | 0.00016987 | 0.00018475 | 0.00016855 | 0.00015374 | 0.00021245 | 0.0001872 | 0.00052703 | 0.00013928
2128 | 89 | 3 | 0.00011415 | 0.00011892 | 0.00010776 | 0.00016679 | 0.00019816 | 0.00012243 | 0.00012227 | 0 | 0.00018235 | 0.00016821 | 0.00016628 | 0.00019763 | 0.00015287 | 0.00011006 | 0.00021239 | 0.00018338 | 0.00047485 | 0.00013928
2129 | 89 | 3 | 0.00011416 | 0.0001173 | 0.00011991 | 0.00016726 | 0.00019087 | 0.00012208 | 0.00012373 | 6.36e-06 | 0.00019403 | 0.00016278 | 0.00015261 | 0.00021506 | 0.00016034 | 0.00010785 | 0.00021144 | 0.00018496 | 0.00020885 | 0.00013928
2130 | 89 | 3 | 0.00011415 | 0.0001154 | 0.00011644 | 0.00016129 | 0.00019885 | 0.0001215 | 0.00011946 | 1.908e-05 | 0.00021021 | 0.00016036 | 0.00013948 | 0.0002055 | 0.0001607 | 0.0001179 | 0.00020375 | 0.00018575 | 6.0493e-05 | 0.00013928
2131 | 89 | 3 | 0.00011416 | 0.00011882 | 0.00012377 | 0.00011383 | 0.00013578 | 0.00011973 | 0.00011787 | 2.544e-05 | 0.00020613 | 0.00016001 | 0.00013046 | 0.00016381 | 0.0001346 | 0.00010683 | 0.00017305 | 0.00018343 | 0 | 0.00013928
2132 | 89 | 3 | 0.00011415 | 0.00011422 | 0.00012328 | 0.00011116 | 0.0001301 | 0.00012284 | 0.00012165 | 4.239e-05 | 0.0001733 | 0.00015093 | 0.00012123 | 0.00012925 | 0.00011529 | 0.00010228 | 0.00015662 | 0.00018527 | 0 | 0.00013928
2133 | 89 | 3 | 0.00011416 | 0.00012187 | 0.00012514 | 5.638e-05 | 6.842e-05 | 0.0001194 | 0.00011854 | 6.146e-05 | 0.00013996 | 0.00013555 | 0.00011354 | 8.489e-05 | 8.654e-05 | 8.854e-05 | 0.00016007 | 0.00018931 | 0 | 0.00013928
2134 | 89 | 3 | 0.00011415 | 0.00011689 | 0.00012455 | 6.035e-05 | 6.667e-05 | 0.00012022 | 0.00010894 | 6.146e-05 | 9.79e-05 | 0.00011397 | 0.00010589 | 8.826e-05 | 8.852e-05 | 8.917e-05 | 0.00017978 | 0.00019006 | 0 | 0.00013928
2135 | 89 | 3 | 0.00011416 | 0.00012167 | 0.00011875 | 5.489e-05 | 6.631e-05 | 0.00011896 | 0.00010009 | 6.146e-05 | 9.132e-05 | 9.952e-05 | 0.0001002 | 7.769e-05 | 7.204e-05 | 6.679e-05 | 0.00019979 | 0.00019014 | 0 | 0.00013928
2136 | 89 | 3 | 0.00011415 | 0.00011509 | 0.00010783 | 6.019e-05 | 7.376e-05 | 0.00011081 | 9.144e-05 | 7.63e-05 | 8.067e-05 | 8.645e-05 | 9.084e-05 | 6.219e-05 | 6.015e-05 | 5.835e-05 | 0.00021135 | 0.00019029 | 0 | 0.00013928
2137 | 90 | 3 | 0.00011416 | 0.00012261 | 0.00010882 | 5.822e-05 | 4.34e-05 | 0.000104 | 8.649e-05 | 9.113e-05 | 6.627e-05 | 7.397e-05 | 8.127e-05 | 6.864e-05 | 6.112e-05 | 5.39e-05 | 0.00021226 | 0.00019029 | 0 | 0.00013894
2138 | 90 | 3 | 0.00011415 | 0.00011758 | 9.602e-05 | 5.453e-05 | 4.01e-05 | 9.956e-05 | 8.603e-05 | 9.961e-05 | 6.852e-05 | 6.637e-05 | 7.222e-05 | 3.556e-05 | 4.622e-05 | 5.665e-05 | 0.00021242 | 0.0001902 | 0 | 0.00013894
2139 | 90 | 3 | 0.00011416 | 0.00011432 | 9.743e-05 | 5.804e-05 | 4.636e-05 | 9.846e-05 | 9.04e-05 | 0.00011233 | 4.27e-05 | 5.752e-05 | 6.571e-05 | 2.192e-05 | 4.168e-05 | 6.096e-05 | 0.00021245 | 0.00018962 | 0 | 0.00013894
2140 | 90 | 3 | 0.00011415 | 0.00011633 | 9.09e-05 | 5.441e-05 | 4.021e-05 | 9.954e-05 | 9.129e-05 | 0.00013776 | 2.711e-05 | 4.973e-05 | 6.193e-05 | 2.153e-05 | 5.114e-05 | 8.011e-05 | 0.00021245 | 0.00018792 | 0 | 0.00013894
2141 | 90 | 3 | 0.00011416 | 0.00011734 | 0.00010348 | 6.318e-05 | 4.374e-05 | 0.00010518 | 9.394e-05 | 0.00015683 | 2.324e-05 | 4.836e-05 | 6.438e-05 | 2.37e-05 | 5.943e-05 | 9.445e-05 | 0.00021245 | 0.00018778 | 0 | 0.00013894
2142 | 90 | 3 | 0.00011415 | 0.00011992 | 9.42e-05 | 0.00010895 | 7.695e-05 | 0.0001153 | 0.00010051 | 0.00016319 | 2.352e-05 | 5.232e-05 | 7.111e-05 | 2.977e-05 | 6.872e-05 | 0.00010695 | 0.00021245 | 0.00018915 | 0 | 0.00013894
2143 | 90 | 3 | 0.00011416 | 0.0001165 | 9.801e-05 | 0.00010876 | 7.807e-05 | 0.00012055 | 0.00011557 | 0.00013564 | 2.829e-05 | 5.94e-05 | 8.079e-05 | 4.628e-05 | 7.964e-05 | 0.0001125 | 0.00021245 | 0.00018847 | 4.7308e-05 | 0.00013894
2144 | 90 | 3 | 0.00011415 | 0.00011583 | 0.00010139 | 0.00016748 | 0.00011789 | 0.00012687 | 0.00012497 | 0.00013564 | 4.218e-05 | 6.845e-05 | 9.089e-05 | 6.806e-05 | 0.00010234 | 0.00013627 | 0.00021245 | 0.00018243 | 0.00011046 | 0.00013894
2145 | 90 | 3 | 0.00011416 | 0.00011758 | 0.00010073 | 0.00016555 | 0.0001228 | 0.00013134 | 0.00012788 | 0.00010597 | 6.199e-05 | 8.289e-05 | 0.00010455 | 9.979e-05 | 0.00013839 | 0.00017682 | 0.00021245 | 0.00017473 | 0.00013072 | 0.00013894
2146 | 90 | 3 | 0.00011415 | 0.00011276 | 9.873e-05 | 0.00016085 | 0.00011657 | 0.00013256 | 0.00012658 | 7.206e-05 | 9.095e-05 | 0.00010652 | 0.00012454 | 0.00012958 | 0.00015646 | 0.00018358 | 0.00021245 | 0.0001708 | 0.00010146 | 0.00013894
2147 | 90 | 3 | 0.00011416 | 0.00012245 | 9.673e-05 | 0.00016633 | 0.00012181 | 0.00013239 | 0.00012646 | 2.968e-05 | 0.00012037 | 0.00013047 | 0.00014293 | 0.00013789 | 0.0001592 | 0.0001809 | 0.00021123 | 0.00016593 | 0.00030227 | 0.00013894
2148 | 90 | 3 | 0.00011415 | 0.0001168 | 0.00010186 | 0.00015892 | 0.00011577 | 0.00013049 | 0.00012463 | 2.332e-05 | 0.00013334 | 0.0001465 | 0.0001573 | 0.00013894 | 0.00015679 | 0.00017509 | 0.00021176 | 0.00015499 | 0.00060556 | 0.00013894
2149 | 90 | 3 | 0.00011416 | 0.00011476 | 0.00010131 | 0.00016298 | 0.00011825 | 0.00012924 | 0.00012372 | 0 | 0.00013753 | 0.00015365 | 0.00016694 | 0.00013003 | 0.0001486 | 0.00016754 | 0.00021168 | 0.00017209 | 0.00063565 | 0.00013894
2150 | 90 | 3 | 0.00011415 | 0.00011399 | 0.00011094 | 0.00016554 | 0.00012095 | 0.00012761 | 0.00012158 | 0 | 0.00013175 | 0.00015318 | 0.00017121 | 0.00011139 | 0.00013527 | 0.0001593 | 0.00021168 | 0.00018187 | 0.00060119 | 0.00013894
2151 | 90 | 3 | 0.00011416 | 0.00011522 | 9.503e-05 | 0.00015916 | 0.00012288 | 0.00012652 | 0.0001199 | 0 | 0.00011609 | 0.00014634 | 0.00017029 | 0.00012626 | 0.00013869 | 0.00015156 | 0.00021237 | 0.00018611 | 0.00049889 | 0.00013894
2152 | 90 | 3 | 0.00011415 | 0.00012248 | 0.0001071 | 0.00015718 | 0.00011872 | 0.00012397 | 0.00012111 | 4.24e-06 | 0.00012447 | 0.00014169 | 0.00016603 | 0.00013269 | 0.00012026 | 0.00010871 | 0.00021237 | 0.00018943 | 0.00029594 | 0.00013894
2153 | 90 | 3 | 0.00011416 | 0.00012068 | 9.014e-05 | 0.0001568 | 0.00011569 | 0.00012283 | 0.00012283 | 6.36e-06 | 0.00013061 | 0.00013295 | 0.00015196 | 0.00014138 | 0.00012425 | 0.00010813 | 0.00021245 | 0.00019027 | 0.00022902 | 0.00013894
2154 | 90 | 3 | 0.00011415 | 0.00011428 | 0.00010574 | 0.00016229 | 0.00012225 | 0.00012351 | 0.00011956 | 4.239e-05 | 0.00013872 | 0.00012761 | 0.00013877 | 0.00014183 | 0.00012976 | 0.00011863 | 0.00021245 | 0.00019023 | 1.2048e-06 | 0.00013894
2155 | 90 | 3 | 0.00011416 | 0.00012235 | 0.00010946 | 0.00011415 | 8.185e-05 | 0.0001223 | 0.00011888 | 6.358e-05 | 0.00014099 | 0.0001272 | 0.00012994 | 0.00014097 | 0.00012336 | 0.00010678 | 0.00021245 | 0.00019029 | 0 | 0.00013894
2156 | 90 | 3 | 0.00011415 | 0.00011542 | 9.797e-05 | 0.00011145 | 7.911e-05 | 0.00012383 | 0.00012205 | 6.994e-05 | 0.00014095 | 0.00012597 | 0.00012086 | 0.00014441 | 0.00012281 | 0.00010233 | 0.00021245 | 0.00019029 | 0 | 0.00013894
2157 | 90 | 3 | 0.00011416 | 0.00012121 | 0.00010571 | 6.045e-05 | 4.163e-05 | 0.00012059 | 0.00011795 | 9.961e-05 | 0.0001437 | 0.00012451 | 0.00011337 | 8.532e-05 | 8.705e-05 | 8.906e-05 | 0.00021245 | 0.00019029 | 0 | 0.00013894
2158 | 90 | 3 | 0.00011415 | 0.0001193 | 0.00010334 | 6.247e-05 | 3.923e-05 | 0.00012122 | 0.00010908 | 0.0001314 | 9.81e-05 | 0.00011062 | 0.00010599 | 8.79e-05 | 8.822e-05 | 8.887e-05 | 0.00021245 | 0.00019027 | 0 | 0.00013894
2159 | 90 | 3 | 0.00011416 | 0.00012292 | 9.976e-05 | 6.225e-05 | 3.846e-05 | 0.0001207 | 0.00010076 | 0.00014623 | 9.14e-05 | 9.882e-05 | 0.00010028 | 8.381e-05 | 7.482e-05 | 6.628e-05 | 0.00021245 | 0.00019022 | 0 | 0.00013894
2160 | 90 | 3 | 0.00011415 | 0.00012121 | 9.581e-05 | 5.634e-05 | 4.546e-05 | 0.00011272 | 9.277e-05 | 0.00016531 | 8.571e-05 | 8.741e-05 | 9.08e-05 | 7.907e-05 | 6.874e-05 | 5.884e-05 | 0.00021245 | 0.00019029 | 0 | 0.00013894
2161 | 91 | 4 | 0.00011416 | 0.00011885 | 0.00014379 | 5.714e-05 | 1.55e-05 | 0.0001065 | 8.743e-05 | 0.00018014 | 8.035e-05 | 7.808e-05 | 8.132e-05 | 6.83e-05 | 6.081e-05 | 5.363e-05 | 0.00021245 | 0.00019029 | 0 | 0.00013989
2162 | 91 | 4 | 0.00011415 | 0.00011389 | 0.00013 | 5.328e-05 | 1.399e-05 | 0.00010209 | 8.489e-05 | 0.0001865 | 7.109e-05 | 6.969e-05 | 7.218e-05 | 3.539e-05 | 4.579e-05 | 5.612e-05 | 0.00021245 | 0.00019029 | 0 | 0.00013989
2163 | 91 | 4 | 0.00011416 | 0.00012163 | 0.00013666 | 6.089e-05 | 1.447e-05 | 0.00010105 | 8.431e-05 | 0.00020134 | 4.348e-05 | 5.912e-05 | 6.554e-05 | 2.215e-05 | 4.168e-05 | 6.097e-05 | 0.00021245 | 0.00019029 | 0 | 0.00013989
2164 | 91 | 4 | 0.00011415 | 0.00012436 | 0.0001385 | 6.262e-05 | 1.377e-05 | 0.00010161 | 8.888e-05 | 0.00021193 | 2.758e-05 | 5.03e-05 | 6.178e-05 | 2.179e-05 | 5.119e-05 | 8.019e-05 | 0.00021245 | 0.00019029 | 0 | 0.00013989
2165 | 91 | 4 | 0.00011416 | 0.00011409 | 0.00012474 | 5.434e-05 | 1.508e-05 | 0.00010561 | 8.927e-05 | 0.00022041 | 2.345e-05 | 4.856e-05 | 6.428e-05 | 2.357e-05 | 5.855e-05 | 9.305e-05 | 0.00021245 | 0.00019029 | 0 | 0.00013989
2166 | 91 | 4 | 0.00011415 | 0.00012243 | 0.00012657 | 0.00011352 | 2.802e-05 | 0.00011562 | 0.00010074 | 0.00021405 | 2.346e-05 | 5.207e-05 | 7.072e-05 | 3.007e-05 | 6.896e-05 | 0.00010732 | 0.00021245 | 0.00019029 | 0 | 0.00013989
2167 | 91 | 4 | 0.00011416 | 0.00012079 | 0.00013862 | 0.00010963 | 2.83e-05 | 0.00012198 | 0.00011598 | 0.00016955 | 2.852e-05 | 5.919e-05 | 8.052e-05 | 4.642e-05 | 7.968e-05 | 0.00011256 | 0.00021244 | 0.00019029 | 5.2399e-05 | 0.00013989
2168 | 91 | 4 | 0.00011415 | 0.00011836 | 0.00013561 | 0.00016218 | 4.036e-05 | 0.00012819 | 0.0001256 | 0.00011657 | 4.233e-05 | 6.837e-05 | 9.069e-05 | 6.815e-05 | 0.00010248 | 0.00013646 | 0.00021244 | 0.00019029 | 0.00024317 | 0.00013989
2169 | 91 | 4 | 0.00011416 | 0.00011486 | 0.0001423 | 0.00016171 | 4.013e-05 | 0.00013259 | 0.00012979 | 8.69e-05 | 6.209e-05 | 8.293e-05 | 0.00010444 | 9.931e-05 | 0.00013795 | 0.00017626 | 0.0002124 | 0.00019029 | 0.00021257 | 0.00013989
2170 | 91 | 4 | 0.00011415 | 0.00011315 | 0.00013028 | 0.00016518 | 4.114e-05 | 0.00013402 | 0.00012924 | 4.875e-05 | 9.061e-05 | 0.00010641 | 0.00012436 | 0.00012768 | 0.00015454 | 0.00018132 | 0.00021186 | 0.00019029 | 0.00020221 | 0.00013989
2171 | 91 | 4 | 0.00011416 | 0.00011964 | 0.00013146 | 0.00016278 | 3.965e-05 | 0.00013698 | 0.00012773 | 8.48e-06 | 0.00011883 | 0.00012966 | 0.00014232 | 0.00013553 | 0.00015688 | 0.00017826 | 0.00021129 | 0.00019029 | 0.00042807 | 0.00013989
2172 | 91 | 4 | 0.00011415 | 0.00011862 | 0.00014719 | 0.00016174 | 3.854e-05 | 0.00013447 | 0.00012494 | 0 | 0.0001312 | 0.00014496 | 0.00015616 | 0.00013891 | 0.00015716 | 0.00017549 | 0.00021148 | 0.00018839 | 0.0006983 | 0.00013989
2173 | 91 | 4 | 0.00011416 | 0.00011359 | 0.00012979 | 0.00016624 | 3.898e-05 | 0.00013301 | 0.00012546 | 0 | 0.00013705 | 0.00015262 | 0.00016597 | 0.00013049 | 0.00014948 | 0.00016852 | 0.0002124 | 0.00018966 | 0.00019752 | 0.00013989
2174 | 91 | 4 | 0.00011415 | 0.00011523 | 0.00014148 | 0.00016073 | 4.038e-05 | 0.00013157 | 0.00012457 | 0 | 0.00013195 | 0.00015301 | 0.0001706 | 0.00011097 | 0.00013503 | 0.00015901 | 0.00021233 | 0.00019028 | 0.00047213 | 0.00013989
2175 | 91 | 4 | 0.00011416 | 0.00012206 | 0.00014122 | 0.00015765 | 4.099e-05 | 0.00013098 | 0.0001232 | 0 | 0.00011579 | 0.00014636 | 0.00016979 | 0.00012776 | 0.00014066 | 0.00015371 | 0.00021239 | 0.00019029 | 0.00042143 | 0.00013989
2176 | 91 | 4 | 0.00011415 | 0.00012203 | 0.00012663 | 0.0001572 | 4.062e-05 | 0.0001276 | 0.00012432 | 0 | 0.0001256 | 0.00014242 | 0.00016623 | 0.00013398 | 0.00012173 | 0.00011003 | 0.0002124 | 0.00019029 | 0.00027213 | 0.00013989
2177 | 91 | 4 | 0.00011416 | 0.0001194 | 0.00013817 | 0.00016541 | 3.874e-05 | 0.00012683 | 0.00012482 | 0 | 0.00013183 | 0.00013414 | 0.00015262 | 0.00014017 | 0.0001235 | 0.00010748 | 0.00021242 | 0.00019029 | 0.00010707 | 0.00013989
2178 | 91 | 4 | 0.00011415 | 0.00011877 | 0.00014042 | 0.00016527 | 4.089e-05 | 0.00012635 | 0.00012202 | 3.604e-05 | 0.00013804 | 0.00012821 | 0.00013931 | 0.00013995 | 0.00012837 | 0.00011736 | 0.00021243 | 0.00019028 | 3.482e-05 | 0.00013989
2179 | 91 | 4 | 0.00011416 | 0.00011346 | 0.00012719 | 0.00011198 | 2.753e-05 | 0.00012337 | 0.00012037 | 0.00011233 | 0.00013944 | 0.0001269 | 0.00013013 | 0.00013981 | 0.00012266 | 0.00010617 | 0.00021243 | 0.00019029 | 0 | 0.00013989
2180 | 91 | 4 | 0.00011415 | 0.00012119 | 0.00013746 | 0.00010982 | 2.754e-05 | 0.00012431 | 0.00012297 | 0.0001526 | 0.00013973 | 0.0001253 | 0.00012083 | 0.00014283 | 0.00012178 | 0.00010147 | 0.00021217 | 0.00019028 | 0 | 0.00013989
2181 | 91 | 4 | 0.00011416 | 0.00011699 | 0.00014579 | 6.051e-05 | 1.425e-05 | 0.00012167 | 0.00011898 | 0.00013563 | 0.00014218 | 0.00012365 | 0.000113 | 8.474e-05 | 8.654e-05 | 8.854e-05 | 0.00021228 | 0.00019017 | 0 | 0.00013989
2182 | 91 | 4 | 0.00011415 | 0.00012164 | 0.00013951 | 6.069e-05 | 1.378e-05 | 0.00012308 | 0.00010991 | 0.00016531 | 9.731e-05 | 0.00010984 | 0.00010544 | 8.783e-05 | 8.825e-05 | 8.89e-05 | 0.00021207 | 0.00018911 | 0 | 0.00013989
2183 | 91 | 4 | 0.00011416 | 0.00011297 | 0.00014319 | 6.123e-05 | 1.51e-05 | 0.00012252 | 0.00010161 | 0.00016319 | 9.116e-05 | 9.837e-05 | 9.979e-05 | 8.434e-05 | 7.536e-05 | 6.676e-05 | 0.00021236 | 0.00018734 | 0 | 0.00013989
2184 | 91 | 4 | 0.00011415 | 0.0001223 | 0.00014171 | 5.795e-05 | 1.454e-05 | 0.00011476 | 9.223e-05 | 0.00018439 | 8.605e-05 | 8.74e-05 | 9.052e-05 | 7.866e-05 | 6.843e-05 | 5.857e-05 | 0.00021243 | 0.00018585 | 0 | 0.00013989
2185 | 92 | 4 | 0.00011416 | 0.0001091 | 8.501e-05 | 5.583e-05 | 7.414e-05 | 0.00010835 | 8.809e-05 | 0.00020134 | 8.009e-05 | 7.807e-05 | 8.11e-05 | 5.435e-05 | 5.377e-05 | 5.335e-05 | 0.00021229 | 0.00018595 | 0 | 0.00014484
2186 | 92 | 4 | 0.00011415 | 0.00011011 | 9.658e-05 | 5.232e-05 | 7.032e-05 | 0.00010518 | 8.546e-05 | 0.00020769 | 6.017e-05 | 6.713e-05 | 7.202e-05 | 1.924e-05 | 3.807e-05 | 5.665e-05 | 0.00021218 | 0.00018217 | 0 | 0.00014484
2187 | 92 | 4 | 0.00011416 | 0.00011206 | 9.76e-05 | 5.96e-05 | 6.993e-05 | 0.00010395 | 8.773e-05 | 0.00022889 | 2.878e-05 | 5.399e-05 | 6.556e-05 | 1.364e-05 | 3.778e-05 | 6.158e-05 | 0.00020983 | 0.0001795 | 0 | 0.00014484
2188 | 92 | 4 | 0.00011415 | 0.00011357 | 0.0001035 | 6.265e-05 | 6.35e-05 | 0.00010519 | 8.847e-05 | 0.00023313 | 1.782e-05 | 4.5e-05 | 6.197e-05 | 1.365e-05 | 4.727e-05 | 8.039e-05 | 0.00020062 | 0.00018011 | 0 | 0.00014484
2189 | 92 | 4 | 0.00011416 | 0.00011652 | 8.915e-05 | 6.264e-05 | 7.459e-05 | 0.00011018 | 9.001e-05 | 0.00024796 | 1.474e-05 | 4.383e-05 | 6.451e-05 | 1.92e-05 | 5.697e-05 | 9.421e-05 | 0.00018873 | 0.00018517 | 0 | 0.00014484
2190 | 92 | 4 | 0.00011415 | 0.00011175 | 9.954e-05 | 0.00011208 | 0.00013669 | 0.00011993 | 9.918e-05 | 0.00022253 | 1.809e-05 | 4.863e-05 | 7.118e-05 | 4.612e-05 | 7.648e-05 | 0.0001065 | 0.00018298 | 0.00018871 | 0 | 0.00014484
2191 | 92 | 4 | 0.00011416 | 0.00011785 | 8.889e-05 | 0.00011282 | 0.00012898 | 0.00012455 | 0.00011355 | 0.00014623 | 3.981e-05 | 6.002e-05 | 8.077e-05 | 0.00012215 | 0.00011681 | 0.0001119 | 0.00017938 | 0.00019022 | 1.8699e-05 | 0.00014484
2192 | 92 | 4 | 0.00011415 | 0.00011172 | 0.00010076 | 0.0001577 | 0.00019533 | 0.00012987 | 0.00012258 | 8.265e-05 | 0.00010342 | 8.341e-05 | 9.072e-05 | 0.00021667 | 0.0001755 | 0.00013558 | 0.00018813 | 0.00019029 | 0.00022819 | 0.00014484
2193 | 92 | 4 | 0.00011416 | 0.00011812 | 8.546e-05 | 0.00015686 | 0.00019044 | 0.00013299 | 0.00012491 | 3.815e-05 | 0.00019001 | 0.00012261 | 0.00010421 | 0.00021083 | 0.00019368 | 0.00017738 | 0.00019762 | 0.0001902 | 0.00044671 | 0.00014484
2194 | 92 | 4 | 0.00011415 | 0.00011043 | 0.00010583 | 0.00016042 | 0.00019381 | 0.00013282 | 0.00012271 | 2.12e-05 | 0.00020398 | 0.00015813 | 0.00012434 | 0.00016584 | 0.00017348 | 0.00018146 | 0.00020514 | 0.00019014 | 0.00049349 | 0.00014484
2195 | 92 | 4 | 0.00011416 | 0.00011707 | 9.182e-05 | 0.00016547 | 0.00020322 | 0.00013339 | 0.00012064 | 2.13e-06 | 0.00017426 | 0.00017192 | 0.00014229 | 0.00016579 | 0.00017209 | 0.00017874 | 0.00021165 | 0.00019009 | 0.0006595 | 0.00014484
2196 | 92 | 4 | 0.00011415 | 0.0001098 | 9.529e-05 | 0.00016619 | 0.00020367 | 0.00013149 | 0.00011768 | 0 | 0.00016907 | 0.00017431 | 0.00015627 | 0.00016883 | 0.00017106 | 0.00017373 | 0.00020976 | 0.0001848 | 0.00053306 | 0.00014484
2197 | 92 | 4 | 0.00011416 | 0.0001096 | 0.00010678 | 0.00016053 | 0.00019686 | 0.00013033 | 0.00011653 | 0 | 0.00016906 | 0.00017326 | 0.00016573 | 0.0001617 | 0.00016472 | 0.00016813 | 0.00020965 | 0.00017894 | 0.00070105 | 0.00014484
2198 | 92 | 4 | 0.00011415 | 0.00010776 | 9.285e-05 | 0.00016649 | 0.00019466 | 0.00012587 | 0.00011453 | 0 | 0.00016306 | 0.00016989 | 0.00017031 | 0.00017627 | 0.00016767 | 0.0001597 | 0.00020997 | 0.00017488 | 0.00026755 | 0.00014484
2199 | 92 | 4 | 0.00011416 | 0.00010888 | 9.715e-05 | 0.00015881 | 0.00019233 | 0.0001249 | 0.00011398 | 0 | 0.0001735 | 0.00016813 | 0.00016965 | 0.00018393 | 0.00016838 | 0.00015359 | 0.00020925 | 0.00017813 | 0.00012306 | 0.00014484
2200 | 92 | 4 | 0.00011415 | 0.00011552 | 9.459e-05 | 0.00015887 | 0.0002002 | 0.00012289 | 0.00011478 | 0 | 0.00018137 | 0.00016783 | 0.00016608 | 0.00019818 | 0.00015385 | 0.00011077 | 0.00020811 | 0.00017978 | 0.00016731 | 0.00014484
2201 | 92 | 4 | 0.00011416 | 0.00011035 | 0.00010262 | 0.00016344 | 0.00019495 | 0.00012322 | 0.00011677 | 0 | 0.00019422 | 0.00016284 | 0.00015265 | 0.00021118 | 0.00015803 | 0.0001063 | 0.00020614 | 0.00017723 | 0.00010359 | 0.00014484
2202 | 92 | 4 | 0.00011415 | 0.00011713 | 8.531e-05 | 0.00016397 | 0.00019436 | 0.00012316 | 0.00011512 | 0 | 0.00020717 | 0.00015972 | 0.00013916 | 0.00020502 | 0.00016091 | 0.00011806 | 0.00020308 | 0.0001746 | 5.9925e-05 | 0.00014484
2203 | 92 | 4 | 0.00011416 | 0.00011616 | 8.802e-05 | 0.00010653 | 0.00013553 | 0.00012031 | 0.00011322 | 9.537e-05 | 0.00020518 | 0.00015946 | 0.00013017 | 0.00016388 | 0.00013511 | 0.00010724 | 0.00018891 | 0.00017166 | 0 | 0.00014484
2204 | 92 | 4 | 0.00011415 | 0.00011162 | 9.96e-05 | 0.00011341 | 0.00013788 | 0.00012202 | 0.00011665 | 0.00016955 | 0.00017311 | 0.0001508 | 0.0001211 | 0.00012914 | 0.00011552 | 0.00010248 | 0.00017244 | 0.00016416 | 0 | 0.00014484
2205 | 92 | 4 | 0.00011416 | 0.00011126 | 9.841e-05 | 6.284e-05 | 6.595e-05 | 0.00011868 | 0.00011313 | 0.00014836 | 0.00013978 | 0.00013569 | 0.00011348 | 8.531e-05 | 8.712e-05 | 8.914e-05 | 0.0001619 | 0.00014999 | 0 | 0.00014484
2206 | 92 | 4 | 0.00011415 | 0.00011676 | 9.031e-05 | 6.219e-05 | 7.08e-05 | 0.00011973 | 0.00010491 | 0.00014412 | 9.821e-05 | 0.00011431 | 0.000106 | 8.71e-05 | 8.751e-05 | 8.816e-05 | 0.00015151 | 0.00012618 | 0 | 0.00014484
2207 | 92 | 4 | 0.00011416 | 0.00010916 | 9.698e-05 | 5.262e-05 | 7.63e-05 | 0.0001196 | 9.82e-05 | 8.054e-05 | 9.047e-05 | 9.942e-05 | 0.00010015 | 7.767e-05 | 7.212e-05 | 6.688e-05 | 0.00014079 | 9.4683e-05 | 0 | 0.00014484
2208 | 92 | 4 | 0.00011415 | 0.00011815 | 9.103e-05 | 5.481e-05 | 7.224e-05 | 0.0001118 | 9.442e-05 | 8.689e-05 | 8.05e-05 | 8.63e-05 | 9.081e-05 | 6.322e-05 | 6.119e-05 | 5.936e-05 | 0.00011106 | 6.414e-05 | 0 | 0.00014484
2209 | 93 | 4 | 0.00011416 | 0.00011372 | 0.00010632 | 5.506e-05 | 6.343e-05 | 0.00010366 | 8.926e-05 | 9.749e-05 | 6.703e-05 | 7.424e-05 | 8.145e-05 | 5.475e-05 | 5.417e-05 | 5.374e-05 | 0.00010806 | 5.0406e-05 | 0 | 0.00014519
2210 | 93 | 4 | 0.00011415 | 0.00010879 | 0.00011566 | 5.244e-05 | 6.458e-05 | 9.971e-05 | 8.519e-05 | 0.00010809 | 5.782e-05 | 6.417e-05 | 7.234e-05 | 1.899e-05 | 3.758e-05 | 5.592e-05 | 0.00010156 | 3.7168e-05 | 0 | 0.00014519
2211 | 93 | 4 | 0.00011416 | 0.00010796 | 0.00011944 | 5.82e-05 | 7.633e-05 | 9.782e-05 | 8.529e-05 | 0.00011233 | 2.774e-05 | 5.229e-05 | 6.564e-05 | 1.364e-05 | 3.779e-05 | 6.16e-05 | 8.8742e-05 | 2.8012e-05 | 0 | 0.00014519
2212 | 93 | 4 | 0.00011415 | 0.00011896 | 0.000115 | 5.676e-05 | 7.464e-05 | 9.687e-05 | 8.556e-05 | 0.00012293 | 1.749e-05 | 4.423e-05 | 6.202e-05 | 1.365e-05 | 4.727e-05 | 8.04e-05 | 7.2915e-05 | 2.4522e-05 | 0 | 0.00014519
2213 | 93 | 4 | 0.00011416 | 0.00011611 | 0.00011287 | 5.673e-05 | 6.711e-05 | 9.764e-05 | 8.547e-05 | 0.00012293 | 1.474e-05 | 4.352e-05 | 6.452e-05 | 1.924e-05 | 5.71e-05 | 9.443e-05 | 6.0051e-05 | 1.9999e-05 | 0 | 0.00014519
2214 | 93 | 4 | 0.00011415 | 0.00011227 | 0.00010106 | 0.000113 | 0.00013028 | 0.00010163 | 8.495e-05 | 0.00013352 | 1.812e-05 | 4.858e-05 | 7.121e-05 | 4.616e-05 | 7.655e-05 | 0.0001066 | 4.4944e-05 | 1.4492e-05 | 0 | 0.00014519
2215 | 93 | 4 | 0.00011416 | 0.00011399 | 0.00011403 | 0.00011006 | 0.0001345 | 0.00010289 | 9.065e-05 | 9.325e-05 | 3.984e-05 | 6.008e-05 | 8.08e-05 | 0.00012393 | 0.00011852 | 0.00011353 | 3.0407e-05 | 9.6155e-06 | 3.1333e-05 | 0.00014519
2216 | 93 | 4 | 0.00011415 | 0.00011511 | 0.00012218 | 0.00015807 | 0.00019718 | 0.0001087 | 9.896e-05 | 5.299e-05 | 0.00010483 | 8.407e-05 | 9.112e-05 | 0.00021818 | 0.00017673 | 0.00013652 | 2.259e-05 | 6.7831e-06 | 8.1568e-05 | 0.00014519
2217 | 93 | 4 | 0.00011416 | 0.0001191 | 0.00010539 | 0.0001577 | 0.00020136 | 0.0001149 | 0.00010558 | 2.119e-05 | 0.00019147 | 0.00012364 | 0.0001048 | 0.00020922 | 0.0001922 | 0.00017602 | 1.8264e-05 | 6.4638e-06 | 0.0002658 | 0.00014519
2218 | 93 | 4 | 0.00011415 | 0.00010843 | 0.00010901 | 0.00015897 | 0.00018891 | 0.00011776 | 0.00010785 | 0 | 0.00020304 | 0.00015834 | 0.00012458 | 0.0001671 | 0.0001748 | 0.00018284 | 1.4002e-05 | 8.1829e-06 | 0.00028092 | 0.00014519
2219 | 93 | 4 | 0.00011416 | 0.00011215 | 0.00010888 | 0.0001629 | 0.00020041 | 0.00011862 | 0.00010665 | 0 | 0.00017511 | 0.00017228 | 0.00014278 | 0.00016548 | 0.00017176 | 0.0001784 | 8.9028e-06 | 9.7735e-06 | 0.00047784 | 0.00014519
2220 | 93 | 4 | 0.00011415 | 0.00011196 | 0.00011782 | 0.0001642 | 0.00018865 | 0.00011617 | 0.00010742 | 0 | 0.00016897 | 0.0001745 | 0.00015659 | 0.00016993 | 0.00017218 | 0.00017486 | 5.9676e-06 | 1.2602e-05 | 0.00035568 | 0.00014519
2221 | 93 | 4 | 0.00011416 | 0.00011782 | 0.00010279 | 0.00016265 | 0.00019039 | 0.00011357 | 0.00010184 | 0 | 0.00016991 | 0.00017374 | 0.00016617 | 0.00016191 | 0.00016493 | 0.00016835 | 6.2495e-06 | 1.2728e-05 | 0.0003647 | 0.00014519
2222 | 93 | 4 | 0.00011415 | 0.00011103 | 0.00011371 | 0.00015635 | 0.00019317 | 0.00011122 | 0.0001034 | 0 | 0.0001634 | 0.00017035 | 0.00017069 | 0.00017626 | 0.00016767 | 0.0001597 | 6.2007e-06 | 1.2621e-05 | 0.00037619 | 0.00014519
2223 | 93 | 4 | 0.00011416 | 0.00011676 | 0.00011514 | 0.00016042 | 0.00019796 | 0.00010879 | 0.00010282 | 0 | 0.00017358 | 0.00016841 | 0.00016999 | 0.00018191 | 0.00016654 | 0.0001519 | 7.1385e-06 | 1.1984e-05 | 0.00030315 | 0.00014519
2224 | 93 | 4 | 0.00011415 | 0.00010949 | 0.00010346 | 0.00015703 | 0.00020128 | 0.00010918 | 0.00010651 | 0 | 0.00017983 | 0.0001673 | 0.00016594 | 0.00019757 | 0.00015338 | 0.00011043 | 6.1495e-06 | 9.3822e-06 | 0.00019413 | 0.00014519
2225 | 93 | 4 | 0.00011416 | 0.00010978 | 0.00011069 | 0.00015917 | 0.00019427 | 0.00011028 | 0.00010852 | 0 | 0.00019345 | 0.00016211 | 0.00015241 | 0.00021484 | 0.00016077 | 0.00010814 | 6.1021e-06 | 7.486e-06 | 0.00011405 | 0.00014519
2226 | 93 | 4 | 0.00011415 | 0.0001092 | 0.00011557 | 0.00016075 | 0.0002005 | 0.00011249 | 0.00010513 | 0 | 0.00020983 | 0.00016022 | 0.00013927 | 0.00020516 | 0.00016102 | 0.00011814 | 6.6536e-06 | 5.4197e-06 | 5.4435e-05 | 0.00014519
2227 | 93 | 4 | 0.00011416 | 0.00011398 | 0.00011578 | 0.00011259 | 0.00012811 | 0.00011206 | 0.00010461 | 0 | 0.00020577 | 0.00016017 | 0.00013028 | 0.00016357 | 0.00013485 | 0.00010703 | 9.4934e-06 | 5.5757e-06 | 0 | 0.00014519
2228 | 93 | 4 | 0.00011415 | 0.0001176 | 0.00011723 | 0.00011018 | 0.00013867 | 0.00011334 | 0.00010698 | 1.696e-05 | 0.00017305 | 0.00015117 | 0.00012118 | 0.00012709 | 0.00011369 | 0.00010086 | 1.8251e-05 | 8.0058e-06 | 0 | 0.00014519
2229 | 93 | 4 | 0.00011416 | 0.00011767 | 0.0001129 | 5.698e-05 | 6.871e-05 | 0.00011082 | 0.00010381 | 7.418e-05 | 0.00013822 | 0.00013515 | 0.00011325 | 8.47e-05 | 8.65e-05 | 8.85e-05 | 3.3914e-05 | 1.3492e-05 | 0 | 0.00014519
2230 | 93 | 4 | 0.00011415 | 0.0001183 | 0.00010428 | 5.53e-05 | 7.401e-05 | 0.00011035 | 9.797e-05 | 0.0001102 | 9.741e-05 | 0.00011352 | 0.00010564 | 8.716e-05 | 8.757e-05 | 8.822e-05 | 4.6789e-05 | 1.7969e-05 | 0 | 0.00014519
2231 | 93 | 4 | 0.00011416 | 0.00011487 | 0.0001199 | 5.612e-05 | 7.367e-05 | 0.00010993 | 9.215e-05 | 0.00013351 | 9.031e-05 | 9.89e-05 | 9.978e-05 | 7.732e-05 | 7.18e-05 | 6.657e-05 | 5.3918e-05 | 2.1574e-05 | 0 | 0.00014519
2232 | 93 | 4 | 0.00011415 | 0.00011227 | 0.00010086 | 5.419e-05 | 6.532e-05 | 0.00010268 | 9.056e-05 | 0.00013352 | 8.016e-05 | 8.593e-05 | 9.041e-05 | 6.255e-05 | 6.053e-05 | 5.872e-05 | 4.453e-05 | 1.903e-05 | 0 | 0.00014519
2233 | 94 | 4 | 0.00011416 | 0.00011263 | 0.00011989 | 5.933e-05 | 6.716e-05 | 9.624e-05 | 9.071e-05 | 0.00015047 | 6.644e-05 | 7.38e-05 | 8.097e-05 | 5.462e-05 | 5.404e-05 | 5.361e-05 | 4.8342e-05 | 1.4613e-05 | 0 | 0.00014224
2234 | 94 | 4 | 0.00011415 | 0.00010873 | 0.00011382 | 5.327e-05 | 7.26e-05 | 9.2e-05 | 8.983e-05 | 0.00014623 | 5.76e-05 | 6.381e-05 | 7.195e-05 | 1.902e-05 | 3.764e-05 | 5.602e-05 | 4.6561e-05 | 1.2393e-05 | 0 | 0.00014224
2235 | 94 | 4 | 0.00011416 | 0.00010403 | 0.00012268 | 6.227e-05 | 6.904e-05 | 9.085e-05 | 8.836e-05 | 0.00016319 | 2.771e-05 | 5.212e-05 | 6.538e-05 | 1.364e-05 | 3.779e-05 | 6.16e-05 | 4.5055e-05 | 1.3947e-05 | 0 | 0.00014224
2236 | 94 | 4 | 0.00011415 | 0.00010832 | 0.00012525 | 6.182e-05 | 6.784e-05 | 8.948e-05 | 8.83e-05 | 0.00016743 | 1.748e-05 | 4.417e-05 | 6.184e-05 | 1.37e-05 | 4.745e-05 | 8.07e-05 | 4.9597e-05 | 1.4842e-05 | 0 | 0.00014224
2237 | 94 | 4 | 0.00011416 | 0.00010764 | 0.00011291 | 5.339e-05 | 7.574e-05 | 9.015e-05 | 8.876e-05 | 0.00015471 | 1.478e-05 | 4.356e-05 | 6.448e-05 | 1.903e-05 | 5.649e-05 | 9.341e-05 | 5.5094e-05 | 1.9085e-05 | 0 | 0.00014224
2238 | 94 | 4 | 0.00011415 | 0.00010974 | 0.00012735 | 0.00010868 | 0.00013358 | 9.263e-05 | 9.046e-05 | 0.00013776 | 1.796e-05 | 4.841e-05 | 7.1e-05 | 4.659e-05 | 7.726e-05 | 0.00010759 | 6.2339e-05 | 2.7966e-05 | 0 | 0.00014224
2239 | 94 | 4 | 0.00011416 | 0.00011188 | 0.00012312 | 0.00011024 | 0.00013352 | 9.413e-05 | 9.238e-05 | 9.537e-05 | 4.015e-05 | 6.016e-05 | 8.084e-05 | 0.00012231 | 0.00011697 | 0.00011205 | 7.1289e-05 | 3.1563e-05 | 3.0094e-05 | 0.00014224
2240 | 94 | 4 | 0.00011415 | 0.00010941 | 0.00010925 | 0.00016671 | 0.00019557 | 9.864e-05 | 9.841e-05 | 5.934e-05 | 0.00010361 | 8.364e-05 | 9.085e-05 | 0.00021862 | 0.00017708 | 0.00013679 | 6.9915e-05 | 3.6733e-05 | 4.4034e-05 | 0.00014224
2241 | 94 | 4 | 0.00011416 | 0.00011329 | 0.00010952 | 0.00016304 | 0.00019193 | 0.00010375 | 0.00010367 | 2.13e-06 | 0.00019158 | 0.00012335 | 0.00010461 | 0.00020823 | 0.00019129 | 0.00017519 | 6.1811e-05 | 4.5489e-05 | 0.0002035 | 0.00014224
2242 | 94 | 4 | 0.00011415 | 0.00011303 | 0.00012543 | 0.00016364 | 0.00018624 | 0.00010632 | 0.00010746 | 0 | 0.00020226 | 0.00015787 | 0.00012423 | 0.00016574 | 0.00017337 | 0.00018134 | 5.9132e-05 | 5.4338e-05 | 0.00014069 | 0.00014224
2243 | 94 | 4 | 0.00011416 | 0.00011178 | 0.00011013 | 0.00015756 | 0.00018954 | 0.00010917 | 0.00010712 | 0 | 0.00017389 | 0.00017142 | 0.00014215 | 0.00016524 | 0.00017151 | 0.00017814 | 7.5332e-05 | 6.3494e-05 | 0.00024476 | 0.00014224
2244 | 94 | 4 | 0.00011415 | 0.00010742 | 0.00012252 | 0.00016462 | 0.00019828 | 0.00010969 | 0.00010616 | 0 | 0.00016853 | 0.00017375 | 0.00015595 | 0.00016783 | 0.00017005 | 0.0001727 | 5.9676e-05 | 4.9799e-05 | 0.00019111 | 0.00014224
2245 | 94 | 4 | 0.00011416 | 0.00010778 | 0.00012038 | 0.00015788 | 0.000199 | 0.00010532 | 0.00010354 | 0 | 0.00016814 | 0.00017254 | 0.00016519 | 0.00016055 | 0.00016355 | 0.00016694 | 8.1914e-05 | 5.2111e-05 | 0.00015796 | 0.00014224
2246 | 94 | 4 | 0.00011415 | 0.00010897 | 0.0001092 | 0.00015713 | 0.00019258 | 0.00010132 | 0.00010084 | 0 | 0.00016198 | 0.00016896 | 0.00016952 | 0.00017886 | 0.00017014 | 0.00016205 | 9.4476e-05 | 5.7227e-05 | 0.00017028 | 0.00014224
2247 | 94 | 4 | 0.00011416 | 0.00011187 | 0.00011249 | 0.00015952 | 0.00019895 | 9.915e-05 | 9.432e-05 | 1.272e-05 | 0.00017529 | 0.00016836 | 0.00016952 | 0.00018358 | 0.00016806 | 0.00015329 | 0.00011033 | 6.0833e-05 | 0.00020468 | 0.00014224
2248 | 94 | 4 | 0.00011415 | 0.00010684 | 0.00011392 | 0.00016267 | 0.00019168 | 9.953e-05 | 9.048e-05 | 4.24e-06 | 0.0001814 | 0.0001682 | 0.00016598 | 0.00019542 | 0.00015171 | 0.00010922 | 0.00012768 | 6.5064e-05 | 0.00025856 | 0.00014224
2249 | 94 | 4 | 0.00011416 | 0.00010366 | 0.00012554 | 0.00015639 | 0.00019011 | 0.00010081 | 9.49e-05 | 1.908e-05 | 0.00019211 | 0.0001623 | 0.00015232 | 0.00021197 | 0.00015862 | 0.00010669 | 0.00013418 | 7.9772e-05 | 0.00024632 | 0.00014224
2250 | 94 | 4 | 0.00011415 | 0.00010596 | 0.0001279 | 0.00016198 | 0.00018917 | 0.00010284 | 9.879e-05 | 3.815e-05 | 0.0002074 | 0.00015932 | 0.00013901 | 0.0002029 | 0.00015925 | 0.00011684 | 0.00014526 | 8.6707e-05 | 6.0468e-05 | 0.00014224
2251 | 94 | 4 | 0.00011416 | 0.00011244 | 0.00012478 | 0.00011393 | 0.00013369 | 0.00010592 | 0.00010023 | 6.783e-05 | 0.0002035 | 0.00015868 | 0.00012981 | 0.00016355 | 0.00013484 | 0.00010702 | 0.00013953 | 8.5877e-05 | 0 | 0.00014224
2252 | 94 | 4 | 0.00011415 | 0.00011139 | 0.00011457 | 0.00010447 | 0.00013112 | 0.00011015 | 0.00010456 | 0.00010385 | 0.00017251 | 0.00015011 | 0.00012068 | 0.00012912 | 0.00011551 | 0.00010247 | 0.00013653 | 8.3566e-05 | 0 | 0.00014224
2253 | 94 | 4 | 0.00011416 | 0.00010769 | 0.00011925 | 5.476e-05 | 6.311e-05 | 0.00010929 | 0.00010345 | 0.00012928 | 0.00013963 | 0.00013526 | 0.00011312 | 8.497e-05 | 8.677e-05 | 8.878e-05 | 0.00014064 | 8.0751e-05 | 0 | 0.00014224
2254 | 94 | 4 | 0.00011415 | 0.00010574 | 0.00012005 | 5.399e-05 | 6.255e-05 | 0.0001091 | 9.808e-05 | 0.00013352 | 9.788e-05 | 0.00011399 | 0.00010565 | 8.69e-05 | 8.731e-05 | 8.796e-05 | 0.0001354 | 6.742e-05 | 0 | 0.00014224
2255 | 94 | 4 | 0.00011416 | 0.00011308 | 0.00011503 | 5.807e-05 | 6.45e-05 | 0.00010673 | 9.296e-05 | 0.00013987 | 9.025e-05 | 9.917e-05 | 9.982e-05 | 7.726e-05 | 7.174e-05 | 6.652e-05 | 0.00012323 | 5.2949e-05 | 0 | 0.00014224
2256 | 94 | 4 | 0.00011415 | 0.00010946 | 0.00010844 | 5.74e-05 | 6.47e-05 | 9.933e-05 | 9.028e-05 | 0.00014623 | 8.013e-05 | 8.6e-05 | 9.051e-05 | 6.302e-05 | 6.099e-05 | 5.916e-05 | 0.00010618 | 2.785e-05 | 0 | 0.00014224
2257 | 95 | 4 | 0.00011416 | 0.00011808 | 0.00010792 | 5.973e-05 | 7.331e-05 | 9.424e-05 | 8.627e-05 | 0.00015048 | 6.679e-05 | 7.397e-05 | 8.119e-05 | 5.486e-05 | 5.428e-05 | 5.385e-05 | 8.5317e-05 | 2.4796e-05 | 0 | 0.00013954
2258 | 95 | 4 | 0.00011415 | 0.00011699 | 9.695e-05 | 5.674e-05 | 6.992e-05 | 9.096e-05 | 8.475e-05 | 0.00015683 | 5.785e-05 | 6.404e-05 | 7.216e-05 | 1.912e-05 | 3.783e-05 | 5.63e-05 | 7.7893e-05 | 2.4308e-05 | 0 | 0.00013954
2259 | 95 | 4 | 0.00011416 | 0.00012068 | 0.00010193 | 6.079e-05 | 6.363e-05 | 9.038e-05 | 8.468e-05 | 0.00016319 | 2.784e-05 | 5.234e-05 | 6.56e-05 | 1.358e-05 | 3.761e-05 | 6.13e-05 | 7.1282e-05 | 1.9593e-05 | 0 | 0.00013954
2260 | 95 | 4 | 0.00011415 | 0.00011608 | 0.00010108 | 6.079e-05 | 6.545e-05 | 9.128e-05 | 8.582e-05 | 0.00015895 | 1.746e-05 | 4.424e-05 | 6.195e-05 | 1.359e-05 | 4.705e-05 | 8.003e-05 | 7.1077e-05 | 1.672e-05 | 0 | 0.00013954
2261 | 95 | 4 | 0.00011416 | 0.0001228 | 0.00010023 | 5.419e-05 | 6.51e-05 | 9.756e-05 | 8.823e-05 | 0.00015895 | 1.469e-05 | 4.343e-05 | 6.441e-05 | 1.907e-05 | 5.659e-05 | 9.358e-05 | 6.8703e-05 | 1.1882e-05 | 0 | 0.00013954
2262 | 95 | 4 | 0.00011415 | 0.0001137 | 0.00010361 | 0.00010614 | 0.00013462 | 0.00010983 | 9.432e-05 | 0.00016531 | 1.797e-05 | 4.831e-05 | 7.094e-05 | 4.599e-05 | 7.628e-05 | 0.00010621 | 6.1761e-05 | 8.2687e-06 | 0 | 0.00013954
2263 | 95 | 4 | 0.00011416 | 0.00012331 | 0.00010757 | 0.00011367 | 0.00013261 | 0.00011813 | 0.00010908 | 0.00015259 | 3.968e-05 | 5.976e-05 | 8.046e-05 | 0.00012393 | 0.00011852 | 0.00011353 | 5.2462e-05 | 4.778e-06 | 6.4574e-05 | 0.00013954
2264 | 95 | 4 | 0.00011415 | 0.0001198 | 9.066e-05 | 0.00015954 | 0.00018856 | 0.00012612 | 0.00011924 | 0.0001314 | 0.00010479 | 8.386e-05 | 9.081e-05 | 0.00021852 | 0.000177 | 0.00013674 | 4.2797e-05 | 2.2629e-06 | 0.00027256 | 0.00013954
2265 | 95 | 4 | 0.00011416 | 0.00011796 | 9.483e-05 | 0.00016513 | 0.00018732 | 0.00013095 | 0.00012545 | 0.00010597 | 0.00019172 | 0.00012364 | 0.00010459 | 0.00021111 | 0.00019393 | 0.00017761 | 3.2788e-05 | 9.3284e-07 | 0.00046519 | 0.00013954
2266 | 95 | 4 | 0.00011415 | 0.00011797 | 0.00010734 | 0.00016023 | 0.00018927 | 0.00013283 | 0.00012705 | 8.477e-05 | 0.00020456 | 0.00015902 | 0.00012479 | 0.00016545 | 0.00017307 | 0.00018102 | 7.2638e-06 | 4.986e-07 | 0.00061002 | 0.00013954
2267 | 95 | 4 | 0.00011416 | 0.0001197 | 0.00010556 | 0.00016433 | 0.00019323 | 0.00013441 | 0.00012935 | 7.63e-05 | 0.00017412 | 0.00017227 | 0.00014264 | 0.00016489 | 0.00017115 | 0.00017776 | 4.0011e-06 | 1.1442e-06 | 0.00064659 | 0.00013954
2268 | 95 | 4 | 0.00011415 | 0.00011943 | 9.167e-05 | 0.00016539 | 0.00019774 | 0.00013026 | 0.00013129 | 6.782e-05 | 0.00016836 | 0.00017405 | 0.00015635 | 0.00016742 | 0.00016964 | 0.00017228 | 3.6413e-06 | 3.3601e-06 | 0.00061587 | 0.00013954
2269 | 95 | 4 | 0.00011416 | 0.00011229 | 0.00010587 | 0.00016639 | 0.00019436 | 0.00012733 | 0.00012584 | 6.994e-05 | 0.00016782 | 0.00017244 | 0.00016539 | 0.00016007 | 0.00016306 | 0.00016644 | 2.8287e-06 | 6.8085e-06 | 0.00047033 | 0.00013954
2270 | 95 | 4 | 0.00011415 | 0.00012079 | 9.553e-05 | 0.00016352 | 0.00018812 | 0.00012651 | 0.00012247 | 5.934e-05 | 0.00016152 | 0.00016863 | 0.00016952 | 0.00017749 | 0.00016884 | 0.00016081 | 4.1181e-06 | 1.2861e-05 | 0.00040666 | 0.00013954
2271 | 95 | 4 | 0.00011416 | 0.00011489 | 9.768e-05 | 0.00016132 | 0.00019201 | 0.00012404 | 0.00011843 | 6.359e-05 | 0.00017413 | 0.00016765 | 0.00016912 | 0.00018205 | 0.00016666 | 0.00015202 | 7.3041e-06 | 2.1767e-05 | 0.00042791 | 0.00013954
2272 | 95 | 4 | 0.00011415 | 0.00012006 | 0.0001027 | 0.00016041 | 0.00019614 | 0.00012289 | 0.00011816 | 7.63e-05 | 0.00017998 | 0.00016713 | 0.00016529 | 0.0001969 | 0.00015286 | 0.00011005 | 1.3381e-05 | 2.9602e-05 | 0.00041692 | 0.00013954
2273 | 95 | 4 | 0.00011416 | 0.00011451 | 0.0001113 | 0.00015932 | 0.00018973 | 0.00012319 | 0.00011884 | 8.69e-05 | 0.00019296 | 0.00016195 | 0.00015187 | 0.00021431 | 0.00016037 | 0.00010787 | 2.5861e-05 | 3.6144e-05 | 0.00026659 | 0.00013954
2274 | 95 | 4 | 0.00011415 | 0.00012229 | 0.00010478 | 0.000157 | 0.00018833 | 0.00012414 | 0.00011552 | 0.00010173 | 0.00020935 | 0.00015994 | 0.00013891 | 0.00020339 | 0.00015963 | 0.00011712 | 3.8901e-05 | 4.2195e-05 | 7.1735e-05 | 0.00013954
2275 | 95 | 4 | 0.00011416 | 0.00011297 | 9.092e-05 | 0.00011381 | 0.00013307 | 0.00012113 | 0.00011349 | 0.00013352 | 0.00020428 | 0.00015946 | 0.00012988 | 0.00016452 | 0.00013563 | 0.00010765 | 5.3101e-05 | 4.848e-05 | 0 | 0.00013954
2276 | 95 | 4 | 0.00011415 | 0.00011381 | 0.00010974 | 0.00010794 | 0.00012735 | 0.00012165 | 0.00011565 | 0.00013776 | 0.00017348 | 0.00015089 | 0.00012099 | 0.00012725 | 0.00011384 | 0.00010098 | 7.0416e-05 | 5.3603e-05 | 0 | 0.00013954
2277 | 95 | 4 | 0.00011416 | 0.00012237 | 9.151e-05 | 6.128e-05 | 6.71e-05 | 0.00012122 | 0.00011387 | 0.00017167 | 0.00013839 | 0.00013515 | 0.00011315 | 8.527e-05 | 8.708e-05 | 8.909e-05 | 8.2358e-05 | 5.6699e-05 | 0 | 0.00013954
2278 | 95 | 4 | 0.00011415 | 0.00011994 | 9.401e-05 | 5.3e-05 | 7.443e-05 | 0.00012059 | 0.00010463 | 0.00019498 | 9.789e-05 | 0.00011379 | 0.00010572 | 8.801e-05 | 8.843e-05 | 8.909e-05 | 7.3218e-05 | 6.5484e-05 | 0 | 0.00013954
2279 | 95 | 4 | 0.00011416 | 0.00012251 | 0.00010947 | 5.915e-05 | 7.446e-05 | 0.00011862 | 9.681e-05 | 0.00019922 | 9.109e-05 | 9.944e-05 | 0.00010007 | 7.724e-05 | 7.172e-05 | 6.65e-05 | 5.9479e-05 | 7.4015e-05 | 0 | 0.00013954
2280 | 95 | 4 | 0.00011415 | 0.00011279 | 9.189e-05 | 5.842e-05 | 6.73e-05 | 0.00010939 | 8.93e-05 | 0.00020558 | 8.026e-05 | 8.632e-05 | 9.071e-05 | 6.293e-05 | 6.09e-05 | 5.908e-05 | 5.2873e-05 | 5.5114e-05 | 0 | 0.00013954
2281 | 96 | 4 | 0.00011416 | 0.00011064 | 0.00012868 | 5.251e-05 | 6.825e-05 | 0.00010324 | 8.401e-05 | 0.00021193 | 6.678e-05 | 7.413e-05 | 8.131e-05 | 5.485e-05 | 5.427e-05 | 5.384e-05 | 4.4529e-05 | 5.6505e-05 | 0 | 0.0001359
2282 | 96 | 4 | 0.00011415 | 0.000119 | 0.00013702 | 6.137e-05 | 6.9e-05 | 9.893e-05 | 8.288e-05 | 0.00020769 | 5.785e-05 | 6.409e-05 | 7.229e-05 | 1.908e-05 | 3.776e-05 | 5.62e-05 | 3.7903e-05 | 7.202e-05 | 0 | 0.0001359
2283 | 96 | 4 | 0.00011416 | 0.00011892 | 0.00013133 | 5.615e-05 | 6.283e-05 | 9.782e-05 | 8.658e-05 | 0.00020981 | 2.78e-05 | 5.233e-05 | 6.568e-05 | 1.375e-05 | 3.809e-05 | 6.209e-05 | 3.8987e-05 | 8.0845e-05 | 0 | 0.0001359
2284 | 96 | 4 | 0.00011415 | 0.00011479 | 0.00012011 | 5.694e-05 | 6.637e-05 | 9.933e-05 | 8.643e-05 | 0.0002077 | 1.759e-05 | 4.439e-05 | 6.215e-05 | 1.37e-05 | 4.743e-05 | 8.067e-05 | 5.0422e-05 | 8.6622e-05 | 0 | 0.0001359
2285 | 96 | 4 | 0.00011416 | 0.00011331 | 0.00013651 | 5.631e-05 | 7.095e-05 | 0.00010513 | 8.81e-05 | 0.00020134 | 1.48e-05 | 4.371e-05 | 6.472e-05 | 1.908e-05 | 5.664e-05 | 9.366e-05 | 6.0096e-05 | 8.2498e-05 | 0 | 0.0001359
2286 | 96 | 4 | 0.00011415 | 0.00011578 | 0.00013315 | 0.00011217 | 0.00013512 | 0.00011535 | 9.583e-05 | 0.00019074 | 1.801e-05 | 4.854e-05 | 7.123e-05 | 4.617e-05 | 7.657e-05 | 0.00010662 | 6.1696e-05 | 8.4231e-05 | 0 | 0.0001359
2287 | 96 | 4 | 0.00011416 | 0.00011174 | 0.00013809 | 0.00010829 | 0.00013175 | 0.00012125 | 0.00011064 | 0.00016955 | 3.983e-05 | 5.999e-05 | 8.08e-05 | 0.00012225 | 0.00011691 | 0.00011199 | 6.0228e-05 | 8.1134e-05 | 2.8728e-05 | 0.0001359
2288 | 96 | 4 | 0.00011415 | 0.00011725 | 0.000116 | 0.00015869 | 0.00018976 | 0.00012808 | 0.00012113 | 0.00013775 | 0.00010351 | 8.343e-05 | 9.076e-05 | 0.00021615 | 0.00017508 | 0.00013525 | 5.4105e-05 | 7.6347e-05 | 8.6345e-05 | 0.0001359
2289 | 96 | 4 | 0.00011416 | 0.0001095 | 0.00012944 | 0.00016255 | 0.00019196 | 0.00013216 | 0.00012579 | 0.00011444 | 0.00018963 | 0.00012249 | 0.00010415 | 0.00021151 | 0.0001943 | 0.00017795 | 4.246e-05 | 7.3875e-05 | 9.7434e-05 | 0.0001359
2290 | 96 | 4 | 0.00011415 | 0.00011394 | 0.0001234 | 0.0001676 | 0.00019003 | 0.00013329 | 0.00012644 | 9.325e-05 | 0.00020444 | 0.00015824 | 0.00012439 | 0.00016646 | 0.00017413 | 0.00018213 | 2.6436e-05 | 7.0836e-05 | 0.00010351 | 0.0001359
2291 | 96 | 4 | 0.00011416 | 0.00010852 | 0.00012658 | 0.00015789 | 0.00019362 | 0.00013543 | 0.00012665 | 6.995e-05 | 0.00017482 | 0.00017229 | 0.00014251 | 0.00016776 | 0.00017412 | 0.00018085 | 1.3117e-05 | 6.442e-05 | 9.7476e-05 | 0.0001359
2292 | 96 | 4 | 0.00011415 | 0.00011748 | 0.00013205 | 0.00015741 | 0.00019319 | 0.00013399 | 0.00012404 | 6.995e-05 | 0.00017072 | 0.00017534 | 0.00015694 | 0.00017048 | 0.00017273 | 0.00017542 | 8.407e-06 | 5.0232e-05 | 0.00031341 | 0.0001359
2293 | 96 | 4 | 0.00011416 | 0.00011315 | 0.00011832 | 0.00015931 | 0.00019198 | 0.00013213 | 0.00012334 | 5.299e-05 | 0.00017069 | 0.00017469 | 0.00016673 | 0.00015975 | 0.00016273 | 0.0001661 | 5.4797e-06 | 3.7802e-05 | 0.00035015 | 0.0001359
2294 | 96 | 4 | 0.00011415 | 0.00011321 | 0.00012551 | 0.00015753 | 0.00019759 | 0.0001311 | 0.00012225 | 6.57e-05 | 0.00016189 | 0.00017018 | 0.00017078 | 0.00017571 | 0.00016714 | 0.0001592 | 4.883e-06 | 2.9158e-05 | 0.00016925 | 0.0001359
2295 | 96 | 4 | 0.00011416 | 0.0001181 | 0.00013097 | 0.00015656 | 0.00019767 | 0.00012863 | 0.00012208 | 8.902e-05 | 0.00017289 | 0.00016779 | 0.00016988 | 0.0001832 | 0.00016772 | 0.00015298 | 5.2462e-06 | 2.3374e-05 | 4.456e-05 | 0.0001359
2296 | 96 | 4 | 0.00011415 | 0.00010935 | 0.00013053 | 0.00016402 | 0.00019905 | 0.00012547 | 0.00012209 | 0.00010173 | 0.00018065 | 0.00016724 | 0.00016603 | 0.00019466 | 0.00015112 | 0.0001088 | 3.9781e-06 | 1.7447e-05 | 0.00021103 | 0.0001359
2297 | 96 | 4 | 0.00011416 | 0.00011238 | 0.00013724 | 0.00015745 | 0.00019162 | 0.00012487 | 0.00012235 | 0.00010173 | 0.0001913 | 0.00016145 | 0.00015203 | 0.00021164 | 0.00015837 | 0.00010653 | 3.9868e-06 | 1.4048e-05 | 0.00018409 | 0.0001359
2298 | 96 | 4 | 0.00011415 | 0.00011149 | 0.00012249 | 0.00016401 | 0.00019153 | 0.00012396 | 0.00011804 | 0.00011233 | 0.00020695 | 0.00015873 | 0.00013853 | 0.00020556 | 0.00016133 | 0.00011836 | 5.4114e-06 | 1.141e-05 | 4.6918e-05 | 0.0001359
2299 | 96 | 4 | 0.00011416 | 0.00011767 | 0.00011897 | 0.00010764 | 0.00013761 | 0.00012137 | 0.00011551 | 0.00011657 | 0.00020548 | 0.00015911 | 0.0001297 | 0.00016462 | 0.00013572 | 0.00010772 | 9.9672e-06 | 9.7261e-06 | 0 | 0.0001359
2300 | 96 | 4 | 0.00011415 | 0.00011332 | 0.00013273 | 0.00010495 | 0.00013428 | 0.00012271 | 0.00011747 | 0.00010809 | 0.00017371 | 0.00015098 | 0.00012085 | 0.00012787 | 0.00011439 | 0.00010147 | 1.5556e-05 | 8.5566e-06 | 0 | 0.0001359
2301 | 96 | 4 | 0.00011416 | 0.00011529 | 0.00012103 | 5.436e-05 | 7.454e-05 | 0.00012157 | 0.00011557 | 0.0001208 | 0.00013894 | 0.0001355 | 0.00011315 | 8.386e-05 | 8.564e-05 | 8.762e-05 | 1.7744e-05 | 7.2675e-06 | 0 | 0.0001359
2302 | 96 | 4 | 0.00011415 | 0.00011379 | 0.00012477 | 5.837e-05 | 6.69e-05 | 0.00012295 | 0.00010709 | 0.00013564 | 9.693e-05 | 0.00011353 | 0.00010548 | 8.695e-05 | 8.736e-05 | 8.801e-05 | 1.4011e-05 | 5.4135e-06 | 0 | 0.0001359
2303 | 96 | 4 | 0.00011416 | 0.00011638 | 0.00012131 | 5.75e-05 | 6.336e-05 | 0.00011989 | 9.943e-05 | 0.0001208 | 9.008e-05 | 9.873e-05 | 9.967e-05 | 7.695e-05 | 7.145e-05 | 6.625e-05 | 9.6949e-06 | 4.1364e-06 | 0 | 0.0001359
2304 | 96 | 4 | 0.00011415 | 0.00011561 | 0.00013737 | 5.623e-05 | 7.186e-05 | 0.00011056 | 9.608e-05 | 0.00013776 | 7.982e-05 | 8.566e-05 | 9.025e-05 | 6.275e-05 | 6.072e-05 | 5.891e-05 | 8.8433e-06 | 6.0056e-06 | 0 | 0.0001359
2305 | 97 | 4 | 0.00011416 | 0.00010532 | 0.00010212 | 5.734e-05 | 4.429e-05 | 0.00010314 | 9.12e-05 | 0.00014412 | 6.651e-05 | 7.368e-05 | 8.087e-05 | 6.795e-05 | 6.05e-05 | 5.335e-05 | 1.1889e-05 | 9.1638e-06 | 0 | 0.00013599
2306 | 97 | 4 | 0.00011415 | 0.0001154 | 9.979e-05 | 5.661e-05 | 4.378e-05 | 9.985e-05 | 8.911e-05 | 0.00015895 | 6.8e-05 | 6.61e-05 | 7.18e-05 | 3.555e-05 | 4.6e-05 | 5.637e-05 | 1.4378e-05 | 1.3535e-05 | 0 | 0.00013599
2307 | 97 | 4 | 0.00011416 | 0.00011354 | 8.672e-05 | 5.548e-05 | 3.861e-05 | 9.855e-05 | 8.809e-05 | 0.00016107 | 4.26e-05 | 5.725e-05 | 6.534e-05 | 2.244e-05 | 4.224e-05 | 6.179e-05 | 1.5005e-05 | 2.189e-05 | 0 | 0.00013599
2308 | 97 | 4 | 0.00011415 | 0.00010601 | 8.966e-05 | 6.204e-05 | 3.966e-05 | 0.00010035 | 8.835e-05 | 0.00016531 | 2.749e-05 | 4.975e-05 | 6.187e-05 | 2.204e-05 | 5.177e-05 | 8.111e-05 | 1.9944e-05 | 3.8399e-05 | 0 | 0.00013599
2309 | 97 | 4 | 0.00011416 | 0.00010515 | 8.382e-05 | 5.54e-05 | 3.974e-05 | 0.00010505 | 9.111e-05 | 0.00015895 | 2.369e-05 | 4.869e-05 | 6.463e-05 | 2.39e-05 | 5.939e-05 | 9.439e-05 | 2.9695e-05 | 5.6999e-05 | 0 | 0.00013599
2310 | 97 | 4 | 0.00011415 | 0.00010606 | 9.018e-05 | 0.00011503 | 7.697e-05 | 0.00011642 | 9.705e-05 | 0.00014835 | 2.378e-05 | 5.259e-05 | 7.136e-05 | 2.983e-05 | 6.842e-05 | 0.00010648 | 3.9682e-05 | 7.3382e-05 | 0 | 0.00013599
2311 | 97 | 4 | 0.00011416 | 0.0001075 | 0.00010355 | 0.00011434 | 7.848e-05 | 0.0001226 | 0.00011156 | 0.00014199 | 2.841e-05 | 5.943e-05 | 8.094e-05 | 4.674e-05 | 8.024e-05 | 0.00011334 | 4.5261e-05 | 8.7173e-05 | 5.4758e-05 | 0.00013599
2312 | 97 | 4 | 0.00011415 | 0.00010913 | 0.0001005 | 0.00015637 | 0.00011774 | 0.00012759 | 0.0001215 | 0.00013776 | 4.257e-05 | 6.862e-05 | 9.119e-05 | 6.85e-05 | 0.00010301 | 0.00013716 | 4.9248e-05 | 9.9697e-05 | 0.00022914 | 0.00013599
2313 | 97 | 4 | 0.00011416 | 0.00011464 | 0.00010145 | 0.0001561 | 0.00011356 | 0.00013099 | 0.00012452 | 0.00013352 | 6.241e-05 | 8.329e-05 | 0.00010498 | 9.915e-05 | 0.00013773 | 0.00017597 | 5.4822e-05 | 0.00011048 | 0.00037517 | 0.00013599
2314 | 97 | 4 | 0.00011415 | 0.00010571 | 0.00010408 | 0.00015851 | 0.00011981 | 0.0001314 | 0.00012357 | 0.0001314 | 9.055e-05 | 0.00010659 | 0.0001247 | 0.00012927 | 0.00015646 | 0.00018357 | 5.1781e-05 | 0.0001136 | 0.00045937 | 0.00013599
2315 | 97 | 4 | 0.00011416 | 0.00011259 | 9.537e-05 | 0.00016409 | 0.00011757 | 0.00013273 | 0.00012402 | 9.114e-05 | 0.00012006 | 0.00013041 | 0.00014303 | 0.00013724 | 0.00015885 | 0.0001805 | 1.9695e-05 | 0.00011474 | 0.00034302 | 0.00013599
2316 | 97 | 4 | 0.00011415 | 0.00011084 | 9.874e-05 | 0.00016674 | 0.00011985 | 0.00013078 | 0.00012464 | 7.63e-05 | 0.00013276 | 0.00014632 | 0.00015727 | 0.00013652 | 0.00015445 | 0.00017247 | 2.5526e-05 | 0.00011131 | 0.00030974 | 0.00013599
2317 | 97 | 4 | 0.00011416 | 0.00010542 | 9.23e-05 | 0.00015939 | 0.0001164 | 0.00012895 | 0.00012657 | 5.511e-05 | 0.00013552 | 0.00015266 | 0.00016628 | 0.00012973 | 0.0001486 | 0.00016754 | 4.6758e-05 | 0.00011058 | 0.00036997 | 0.00013599
2318 | 97 | 4 | 0.00011415 | 0.00011535 | 9.956e-05 | 0.00016301 | 0.00011679 | 0.00012844 | 0.00012589 | 8.265e-05 | 0.00013111 | 0.00015232 | 0.00017056 | 0.00011249 | 0.00013688 | 0.00016119 | 5.3812e-05 | 0.00011006 | 0.00038714 | 0.00013599
2319 | 97 | 4 | 0.00011416 | 0.00011229 | 0.00010029 | 0.00015713 | 0.00011958 | 0.00012904 | 0.00012729 | 7.417e-05 | 0.00011677 | 0.00014644 | 0.00017013 | 0.00012653 | 0.00013931 | 0.00015223 | 6.2418e-05 | 9.8158e-05 | 0.0005168 | 0.00013599
2320 | 97 | 4 | 0.00011415 | 0.00010854 | 9.541e-05 | 0.00016625 | 0.0001138 | 0.00012746 | 0.00012738 | 6.57e-05 | 0.00012478 | 0.00014224 | 0.00016609 | 0.00013298 | 0.00012082 | 0.00010922 | 6.5405e-05 | 7.872e-05 | 0.00043637 | 0.00013599
2321 | 97 | 4 | 0.00011416 | 0.00011199 | 8.454e-05 | 0.00016624 | 0.00011901 | 0.00012883 | 0.00012638 | 8.902e-05 | 0.00013093 | 0.00013358 | 0.00015222 | 0.00014 | 0.00012335 | 0.00010735 | 6.6577e-05 | 5.9502e-05 | 0.00025391 | 0.00013599
2322 | 97 | 4 | 0.00011415 | 0.00010463 | 0.00010222 | 0.0001581 | 0.00011474 | 0.00012764 | 0.00012021 | 0.00011656 | 0.00013772 | 0.0001277 | 0.00013897 | 0.00013931 | 0.00012778 | 0.00011682 | 6.7944e-05 | 4.4527e-05 | 6.8078e-05 | 0.00013599
2323 | 97 | 4 | 0.00011416 | 0.00011542 | 8.523e-05 | 0.00011359 | 8.243e-05 | 0.00012411 | 0.00011962 | 0.0001314 | 0.00013884 | 0.0001264 | 0.00012973 | 0.00014073 | 0.00012347 | 0.00010687 | 7.7671e-05 | 3.5044e-05 | 0 | 0.00013599
2324 | 97 | 4 | 0.00011415 | 0.0001099 | 8.873e-05 | 0.00011084 | 7.635e-05 | 0.00012308 | 0.00011973 | 0.00013776 | 0.00014033 | 0.00012527 | 0.00012061 | 0.00014439 | 0.00012312 | 0.00010258 | 8.9773e-05 | 2.974e-05 | 0 | 0.00013599
2325 | 97 | 4 | 0.00011416 | 0.00011476 | 8.63e-05 | 5.816e-05 | 4.167e-05 | 0.0001225 | 0.00011668 | 0.000142 | 0.0001435 | 0.00012423 | 0.00011313 | 8.396e-05 | 8.574e-05 | 8.772e-05 | 9.5772e-05 | 2.9228e-05 | 0 | 0.00013599
2326 | 97 | 4 | 0.00011415 | 0.00011117 | 8.396e-05 | 6.015e-05 | 4.154e-05 | 0.00012218 | 0.00010815 | 0.00013775 | 9.697e-05 | 0.00011008 | 0.00010545 | 8.802e-05 | 8.844e-05 | 8.909e-05 | 8.8538e-05 | 2.7231e-05 | 0 | 0.00013599
2327 | 97 | 4 | 0.00011416 | 0.00010544 | 0.00010054 | 5.524e-05 | 4.183e-05 | 0.00012097 | 0.0001024 | 0.000142 | 9.128e-05 | 9.847e-05 | 9.987e-05 | 8.437e-05 | 7.539e-05 | 6.679e-05 | 7.308e-05 | 2.1713e-05 | 0 | 0.00013599
2328 | 97 | 4 | 0.00011415 | 0.00011448 | 0.00010136 | 5.772e-05 | 4.023e-05 | 0.0001124 | 9.665e-05 | 0.00015683 | 8.61e-05 | 8.745e-05 | 9.063e-05 | 7.964e-05 | 6.928e-05 | 5.93e-05 | 5.0515e-05 | 2.3656e-05 | 0 | 0.00013599
2329 | 98 | 4 | 0.00011416 | 0.00011575 | 0.00011058 | 5.926e-05 | 1.486e-05 | 0.00010597 | 9.084e-05 | 0.00016743 | 8.086e-05 | 7.841e-05 | 8.133e-05 | 6.765e-05 | 6.023e-05 | 5.312e-05 | 4.1013e-05 | 2.5485e-05 | 0 | 0.00013304
2330 | 98 | 4 | 0.00011415 | 0.00011401 | 9.992e-05 | 6.055e-05 | 1.499e-05 | 0.00010231 | 8.84e-05 | 0.00019498 | 7.069e-05 | 6.975e-05 | 7.214e-05 | 3.515e-05 | 4.548e-05 | 5.574e-05 | 3.2007e-05 | 2.6529e-05 | 0 | 0.00013304
2331 | 98 | 4 | 0.00011416 | 0.00011654 | 9.4e-05 | 6.313e-05 | 1.414e-05 | 0.00010126 | 9.143e-05 | 0.00019498 | 4.324e-05 | 5.895e-05 | 6.547e-05 | 2.25e-05 | 4.234e-05 | 6.193e-05 | 2.1654e-05 | 2.4406e-05 | 0 | 0.00013304
2332 | 98 | 4 | 0.00011415 | 0.00011598 | 0.00011567 | 5.417e-05 | 1.53e-05 | 0.00010262 | 9.325e-05 | 0.00019286 | 2.779e-05 | 5.038e-05 | 6.193e-05 | 2.165e-05 | 5.087e-05 | 7.969e-05 | 1.5144e-05 | 2.2147e-05 | 0 | 0.00013304
2333 | 98 | 4 | 0.00011416 | 0.00011944 | 0.00011224 | 6.275e-05 | 1.396e-05 | 0.00010755 | 9.281e-05 | 0.00020134 | 2.337e-05 | 4.858e-05 | 6.43e-05 | 2.368e-05 | 5.884e-05 | 9.351e-05 | 1.2116e-05 | 2.1366e-05 | 0 | 0.00013304
2334 | 98 | 4 | 0.00011415 | 0.00011421 | 9.837e-05 | 0.00011401 | 2.764e-05 | 0.00011832 | 9.94e-05 | 0.00020558 | 2.355e-05 | 5.215e-05 | 7.082e-05 | 2.975e-05 | 6.822e-05 | 0.00010617 | 1.0872e-05 | 2.1807e-05 | 0 | 0.00013304
2335 | 98 | 4 | 0.00011416 | 0.00011731 | 0.0001079 | 0.00011196 | 2.557e-05 | 0.00012284 | 0.00011219 | 0.00019498 | 2.829e-05 | 5.9e-05 | 8.037e-05 | 4.643e-05 | 7.971e-05 | 0.00011259 | 8.4841e-06 | 1.9782e-05 | 4.1072e-05 | 0.00013304
2336 | 98 | 4 | 0.00011415 | 0.00011952 | 9.471e-05 | 0.00016746 | 4.02e-05 | 0.00012755 | 0.00012145 | 0.0001759 | 4.23e-05 | 6.818e-05 | 9.055e-05 | 6.755e-05 | 0.00010157 | 0.00013525 | 7.2216e-06 | 1.9052e-05 | 0.00013342 | 0.00013304
2337 | 98 | 4 | 0.00011416 | 0.0001105 | 0.00010038 | 0.00015857 | 3.807e-05 | 0.00013095 | 0.00012532 | 0.00014836 | 6.161e-05 | 8.249e-05 | 0.00010402 | 9.876e-05 | 0.00013719 | 0.00017529 | 6.9745e-06 | 1.6617e-05 | 0.00012483 | 0.00013304
2338 | 98 | 4 | 0.00011415 | 0.00011267 | 0.0001057 | 0.00016497 | 4.01e-05 | 0.00013124 | 0.00012563 | 0.00013775 | 9.008e-05 | 0.00010578 | 0.00012376 | 0.0001291 | 0.00015625 | 0.00018333 | 3.7428e-06 | 1.4291e-05 | 0.00014945 | 0.00013304
2339 | 98 | 4 | 0.00011416 | 0.00011462 | 0.00010666 | 0.00016311 | 3.905e-05 | 0.00013337 | 0.00012643 | 0.00015048 | 0.00011982 | 0.00012983 | 0.00014222 | 0.00013665 | 0.00015817 | 0.00017973 | 7.8885e-07 | 1.0252e-05 | 0.00014226 | 0.00013304
2340 | 98 | 4 | 0.00011415 | 0.00011382 | 9.735e-05 | 0.00016534 | 4.028e-05 | 0.00013146 | 0.00012393 | 0.00012928 | 0.00013224 | 0.00014577 | 0.00015647 | 0.00013855 | 0.00015675 | 0.00017504 | 6.9791e-08 | 7.5171e-06 | 0.00016465 | 0.00013304
2341 | 98 | 4 | 0.00011416 | 0.0001208 | 0.00010915 | 0.00016744 | 3.775e-05 | 0.00013081 | 0.00012351 | 0.00011868 | 0.000137 | 0.00015313 | 0.00016624 | 0.00012957 | 0.00014843 | 0.00016734 | 1.2659e-07 | 3.4433e-06 | 0.0005284 | 0.00013304
2342 | 98 | 4 | 0.00011415 | 0.0001112 | 0.00011073 | 0.00016636 | 3.979e-05 | 0.00012898 | 0.00012148 | 0.00010385 | 0.00013126 | 0.00015284 | 0.00017064 | 0.00011295 | 0.00013744 | 0.00016185 | 3.1799e-07 | 1.6113e-06 | 0.00064135 | 0.00013304
2343 | 98 | 4 | 0.00011416 | 0.00011627 | 0.00011188 | 0.00016029 | 3.851e-05 | 0.00012761 | 0.00012045 | 0.00012504 | 0.0001172 | 0.00014695 | 0.00017046 | 0.00012697 | 0.0001398 | 0.00015277 | 5.4675e-07 | 9.7067e-07 | 0.00049551 | 0.00013304
2344 | 98 | 4 | 0.00011415 | 0.00011825 | 0.00010362 | 0.00016163 | 4.02e-05 | 0.00012504 | 0.0001208 | 0.00015048 | 0.00012523 | 0.00014273 | 0.00016658 | 0.00013452 | 0.00012222 | 0.00011048 | 7.3548e-07 | 5.1037e-07 | 0.00035773 | 0.00013304
2345 | 98 | 4 | 0.00011416 | 0.00011845 | 9.832e-05 | 0.00016108 | 3.993e-05 | 0.00012591 | 0.0001214 | 0.00017379 | 0.00013221 | 0.0001344 | 0.00015296 | 0.00014088 | 0.00012413 | 0.00010803 | 9.2307e-07 | 2.5352e-07 | 0.00021906 | 0.00013304
2346 | 98 | 4 | 0.00011415 | 0.00011043 | 9.756e-05 | 0.00015712 | 3.941e-05 | 0.00012523 | 0.00011843 | 0.00019498 | 0.00013867 | 0.0001286 | 0.0001397 | 0.00013985 | 0.00012828 | 0.00011728 | 1.6768e-06 | 1.6081e-07 | 5.1839e-05 | 0.00013304
2347 | 98 | 4 | 0.00011416 | 0.00011771 | 9.819e-05 | 0.00010423 | 2.529e-05 | 0.00012338 | 0.00011697 | 0.00021405 | 0.00013948 | 0.00012716 | 0.00013043 | 0.00014083 | 0.00012356 | 0.00010695 | 3.8533e-06 | 2.6584e-07 | 0 | 0.00013304
2348 | 98 | 4 | 0.00011415 | 0.00011948 | 0.00010665 | 0.00011504 | 2.716e-05 | 0.00012519 | 0.00011866 | 0.00023313 | 0.00014056 | 0.00012574 | 0.00012117 | 0.00014319 | 0.00012209 | 0.00010173 | 7.6061e-06 | 5.3573e-07 | 0 | 0.00013304
2349 | 98 | 4 | 0.00011416 | 0.00011318 | 9.443e-05 | 5.737e-05 | 1.51e-05 | 0.0001231 | 0.00011663 | 0.00023736 | 0.00014262 | 0.0001241 | 0.00011336 | 8.494e-05 | 8.674e-05 | 8.875e-05 | 1.4291e-05 | 1.4779e-06 | 0 | 0.00013304
2350 | 98 | 4 | 0.00011415 | 0.00011462 | 9.31e-05 | 6.12e-05 | 1.357e-05 | 0.00012442 | 0.00010773 | 0.00023737 | 9.757e-05 | 0.0001102 | 0.00010576 | 8.799e-05 | 8.841e-05 | 8.907e-05 | 1.7795e-05 | 2.5288e-06 | 0 | 0.00013304
2351 | 98 | 4 | 0.00011416 | 0.00011177 | 9.838e-05 | 6.133e-05 | 1.339e-05 | 0.00012185 | 9.917e-05 | 0.0002416 | 9.135e-05 | 9.862e-05 | 0.00010007 | 8.372e-05 | 7.481e-05 | 6.627e-05 | 2.3031e-05 | 3.979e-06 | 0 | 0.00013304
2352 | 98 | 4 | 0.00011415 | 0.00011467 | 0.00011408 | 5.26e-05 | 1.37e-05 | 0.00011341 | 9.135e-05 | 0.00024372 | 8.561e-05 | 8.735e-05 | 9.064e-05 | 7.86e-05 | 6.838e-05 | 5.853e-05 | 6.389e-05 | 6.9764e-06 | 0 | 0.00013304
2353 | 99 | 4 | 0.00011416 | 0.00011212 | 0.00011365 | 6.311e-05 | 6.932e-05 | 0.00010767 | 8.627e-05 | 0.00024796 | 7.997e-05 | 7.794e-05 | 8.114e-05 | 5.423e-05 | 5.365e-05 | 5.323e-05 | 8.3609e-05 | 8.1721e-06 | 0 | 0.00013009
2354 | 99 | 4 | 0.00011415 | 0.00011783 | 0.00012489 | 5.287e-05 | 6.66e-05 | 0.00010277 | 8.383e-05 | 0.00024584 | 6.004e-05 | 6.699e-05 | 7.198e-05 | 1.914e-05 | 3.787e-05 | 5.636e-05 | 9.0571e-05 | 7.96e-06 | 0 | 0.00013009
2355 | 99 | 4 | 0.00011416 | 0.00010752 | 0.00012636 | 5.888e-05 | 7.195e-05 | 0.00010178 | 8.304e-05 | 0.0002522 | 2.867e-05 | 5.384e-05 | 6.544e-05 | 1.371e-05 | 3.799e-05 | 6.192e-05 | 9.1751e-05 | 6.7746e-06 | 0 | 0.00013009
2356 | 99 | 4 | 0.00011415 | 0.0001152 | 0.00013445 | 5.486e-05 | 7.35e-05 | 0.00010381 | 8.329e-05 | 0.00027339 | 1.785e-05 | 4.497e-05 | 6.191e-05 | 1.363e-05 | 4.718e-05 | 8.024e-05 | 9.1187e-05 | 5.0428e-06 | 0 | 0.00013009
2357 | 99 | 4 | 0.00011416 | 0.00011245 | 0.00013259 | 5.494e-05 | 6.31e-05 | 0.00010874 | 8.658e-05 | 0.00028399 | 1.473e-05 | 4.381e-05 | 6.444e-05 | 1.928e-05 | 5.721e-05 | 9.46e-05 | 8.8884e-05 | 3.7417e-06 | 0 | 0.00013009
2358 | 99 | 4 | 0.00011415 | 0.00011367 | 0.00013346 | 0.00011388 | 0.00012754 | 0.00011754 | 9.73e-05 | 0.00025856 | 1.815e-05 | 4.87e-05 | 7.122e-05 | 4.611e-05 | 7.647e-05 | 0.00010649 | 7.6108e-05 | 3.2624e-06 | 0 | 0.00013009
2359 | 99 | 4 | 0.00011416 | 0.00011612 | 0.00012709 | 0.00010423 | 0.00012956 | 0.00012289 | 0.00011249 | 0.00025008 | 3.981e-05 | 6.008e-05 | 8.082e-05 | 0.00012309 | 0.00011772 | 0.00011276 | 5.8988e-05 | 4.52e-06 | 6.9945e-05 | 0.00013009
2360 | 99 | 4 | 0.00011415 | 0.00010898 | 0.00011341 | 0.00016595 | 0.00018886 | 0.00013004 | 0.00012301 | 0.00022253 | 0.00010416 | 8.378e-05 | 9.098e-05 | 0.0002192 | 0.00017755 | 0.00013716 | 4.2437e-05 | 4.6592e-06 | 0.00025723 | 0.00013009
2361 | 99 | 4 | 0.00011416 | 0.00011301 | 0.00011556 | 0.00016177 | 0.00018918 | 0.0001339 | 0.00012715 | 0.0001971 | 0.00019213 | 0.00012367 | 0.00010479 | 0.0002112 | 0.00019402 | 0.00017769 | 2.7109e-05 | 4.6927e-06 | 0.00044146 | 0.00013009
2362 | 99 | 4 | 0.00011415 | 0.00011765 | 0.0001181 | 0.00016608 | 0.000191 | 0.00013403 | 0.00012616 | 0.00018226 | 0.00020469 | 0.00015911 | 0.00012494 | 0.00016684 | 0.00017453 | 0.00018255 | 1.065e-05 | 4.2292e-06 | 0.00058543 | 0.00013009
2363 | 99 | 4 | 0.00011416 | 0.00011397 | 0.00011585 | 0.00016598 | 0.00019799 | 0.00013477 | 0.0001246 | 0.00019286 | 0.00017524 | 0.00017287 | 0.00014306 | 0.00016729 | 0.00017364 | 0.00018035 | 1.1766e-06 | 3.8498e-06 | 0.00067437 | 0.00013009
2364 | 99 | 4 | 0.00011415 | 0.00011823 | 0.00012746 | 0.0001629 | 0.00020064 | 0.00013256 | 0.00012183 | 0.0001971 | 0.00017046 | 0.00017547 | 0.00015728 | 0.00017049 | 0.00017275 | 0.00017544 | 4.6425e-08 | 5.2665e-06 | 0.00070863 | 0.00013009
2365 | 99 | 4 | 0.00011416 | 0.00011699 | 0.00011495 | 0.00016473 | 0.00018864 | 0.00012931 | 0.00012147 | 0.00022889 | 0.00017064 | 0.00017468 | 0.00016695 | 0.00015948 | 0.00016246 | 0.00016582 | 8.9481e-08 | 5.2003e-06 | 0.00069783 | 0.00013009
2366 | 99 | 4 | 0.00011415 | 0.00011429 | 0.00011224 | 0.00015641 | 0.00018879 | 0.0001275 | 0.00012092 | 0.00024372 | 0.00016167 | 0.00017004 | 0.0001708 | 0.00017651 | 0.00016791 | 0.00015992 | 1.5226e-07 | 5.0372e-06 | 0.00065819 | 0.00013009
2367 | 99 | 4 | 0.00011416 | 0.00011539 | 0.00012392 | 0.00016374 | 0.0002012 | 0.00012431 | 0.00011862 | 0.00023312 | 0.00017347 | 0.00016795 | 0.00017 | 0.00018214 | 0.00016674 | 0.00015209 | 1.1216e-07 | 5.0977e-06 | 0.00055064 | 0.00013009
2368 | 99 | 4 | 0.00011415 | 0.00010833 | 0.00012465 | 0.00016603 | 0.00019153 | 0.00012279 | 0.00011767 | 0.00019498 | 0.00017993 | 0.00016708 | 0.00016592 | 0.0001979 | 0.00015364 | 0.00011061 | 7.3121e-08 | 6.315e-06 | 0.00042116 | 0.00013009
2369 | 99 | 4 | 0.00011416 | 0.00011079 | 0.00012498 | 0.00015633 | 0.00019139 | 0.0001238 | 0.00011871 | 0.0001865 | 0.0001937 | 0.00016215 | 0.00015232 | 0.00021223 | 0.00015882 | 0.00010683 | 2.0298e-07 | 7.907e-06 | 0.00024111 | 0.00013009
2370 | 99 | 4 | 0.00011415 | 0.000115 | 0.00011666 | 0.00015893 | 0.0001934 | 0.00012371 | 0.00011594 | 0.00017591 | 0.00020786 | 0.00015959 | 0.00013888 | 0.00020598 | 0.00016166 | 0.00011861 | 5.7291e-07 | 8.0578e-06 | 7.0657e-05 | 0.00013009
2371 | 99 | 4 | 0.00011416 | 0.00011347 | 0.0001264 | 0.00010791 | 0.00013186 | 0.00011894 | 0.00011314 | 0.00017379 | 0.00020603 | 0.0001598 | 0.00013008 | 0.0001638 | 0.00013504 | 0.00010718 | 2.2229e-06 | 6.0382e-06 | 0 | 0.00013009
2372 | 99 | 4 | 0.00011415 | 0.00011041 | 0.00013231 | 0.00011459 | 0.00012565 | 0.00011958 | 0.00011454 | 0.00018226 | 0.00017323 | 0.00015111 | 0.00012106 | 0.00012936 | 0.00011573 | 0.00010266 | 6.7475e-06 | 4.2986e-06 | 0 | 0.00013009
2373 | 99 | 4 | 0.00011416 | 0.00011675 | 0.00011547 | 5.214e-05 | 6.47e-05 | 0.00011844 | 0.00011282 | 0.00018226 | 0.00014002 | 0.00013592 | 0.00011358 | 8.465e-05 | 8.645e-05 | 8.845e-05 | 1.2543e-05 | 2.7761e-06 | 0 | 0.00013009
2374 | 99 | 4 | 0.00011415 | 0.00011769 | 0.00012348 | 5.401e-05 | 7.612e-05 | 0.00012089 | 0.00010492 | 0.00019286 | 9.774e-05 | 0.0001142 | 0.00010598 | 8.685e-05 | 8.726e-05 | 8.79e-05 | 1.5306e-05 | 2.3669e-06 | 0 | 0.00013009
2375 | 99 | 4 | 0.00011416 | 0.0001153 | 0.00011411 | 5.497e-05 | 6.563e-05 | 0.0001198 | 9.845e-05 | 0.00019074 | 9.018e-05 | 9.917e-05 | 0.00010005 | 7.784e-05 | 7.228e-05 | 6.702e-05 | 1.5905e-05 | 2.5747e-06 | 0 | 0.00013009
2376 | 99 | 4 | 0.00011415 | 0.00011481 | 0.00011815 | 5.355e-05 | 6.419e-05 | 0.00011146 | 9.058e-05 | 0.00019286 | 8.057e-05 | 8.617e-05 | 9.072e-05 | 6.309e-05 | 6.106e-05 | 5.923e-05 | 2.1929e-05 | 3.0089e-06 | 0 | 0.00013009
2377 | 100 | 4 | 0.00011416 | 0.00011919 | 0.00011009 | 6.345e-05 | 7.234e-05 | 0.00010456 | 8.504e-05 | 0.00018862 | 6.692e-05 | 7.415e-05 | 8.134e-05 | 5.459e-05 | 5.4e-05 | 5.358e-05 | 1.8568e-05 | 4.7042e-06 | 0 | 0.00012722
2378 | 100 | 4 | 0.00011415 | 0.00011817 | 0.00010071 | 5.422e-05 | 7.146e-05 | 0.00010035 | 8.199e-05 | 0.00018438 | 5.767e-05 | 6.405e-05 | 7.22e-05 | 1.894e-05 | 3.748e-05 | 5.577e-05 | 1.3574e-05 | 6.352e-06 | 0 | 0.00012722
2379 | 100 | 4 | 0.00011416 | 0.00011533 | 9.129e-05 | 5.696e-05 | 6.298e-05 | 9.796e-05 | 8.059e-05 | 0.00018226 | 2.767e-05 | 5.218e-05 | 6.551e-05 | 1.37e-05 | 3.794e-05 | 6.184e-05 | 8.6706e-06 | 7.7507e-06 | 0 | 0.00012722
2380 | 100 | 4 | 0.00011415 | 0.00011552 | 0.0001048 | 5.984e-05 | 7.642e-05 | 9.766e-05 | 8.39e-05 | 0.00017802 | 1.752e-05 | 4.421e-05 | 6.197e-05 | 1.376e-05 | 4.766e-05 | 8.105e-05 | 5.2078e-06 | 8.2068e-06 | 0 | 0.00012722
2381 | 100 | 4 | 0.00011416 | 0.00011938 | 0.000104 | 5.854e-05 | 7.228e-05 | 9.822e-05 | 8.52e-05 | 0.00018226 | 1.483e-05 | 4.367e-05 | 6.464e-05 | 1.893e-05 | 5.618e-05 | 9.29e-05 | 3.7322e-06 | 7.3487e-06 | 0 | 0.00012722
2382 | 100 | 4 | 0.00011415 | 0.00011308 | 9.86e-05 | 0.00010575 | 0.00012616 | 0.00010144 | 8.502e-05 | 0.00019498 | 1.789e-05 | 4.839e-05 | 7.101e-05 | 4.634e-05 | 7.686e-05 | 0.00010702 | 3.7654e-06 | 6.0352e-06 | 0 | 0.00012722
2383 | 100 | 4 | 0.00011416 | 0.00012043 | 9.374e-05 | 0.00011319 | 0.00013521 | 0.00010254 | 9.004e-05 | 0.00016742 | 3.995e-05 | 5.996e-05 | 8.07e-05 | 0.00012246 | 0.00011711 | 0.00011218 | 4.7357e-06 | 5.1955e-06 | 6.0366e-05 | 0.00012722
2384 | 100 | 4 | 0.00011415 | 0.00011263 | 8.893e-05 | 0.00016126 | 0.00020266 | 0.0001073 | 9.744e-05 | 0.00014623 | 0.00010369 | 8.352e-05 | 9.074e-05 | 0.00021975 | 0.000178 | 0.0001375 | 5.2871e-06 | 4.3994e-06 | 0.0002267 | 0.00012722
2385 | 100 | 4 | 0.00011416 | 0.00011411 | 0.00010342 | 0.00016228 | 0.00019517 | 0.00011227 | 0.00010236 | 0.0001314 | 0.00019247 | 0.00012363 | 0.00010465 | 0.00020936 | 0.00019232 | 0.00017614 | 4.9291e-06 | 5.0596e-06 | 0.00039353 | 0.00012722
2386 | 100 | 4 | 0.00011415 | 0.00011696 | 0.00010083 | 0.00016317 | 0.00019055 | 0.00011422 | 0.00010347 | 0.00012081 | 0.00020331 | 0.00015854 | 0.00012449 | 0.00016655 | 0.00017422 | 0.00018223 | 2.959e-06 | 9.1291e-06 | 0.00055657 | 0.00012722
2387 | 100 | 4 | 0.00011416 | 0.000118 | 0.00010259 | 0.00016365 | 0.00019816 | 0.00011514 | 0.00010303 | 0.00014624 | 0.00017475 | 0.00017224 | 0.00014262 | 0.0001671 | 0.00017344 | 0.00018015 | 6.3658e-07 | 1.5374e-05 | 0.00063807 | 0.00012722
2388 | 100 | 4 | 0.00011415 | 0.00011154 | 9.688e-05 | 0.00016517 | 0.00020026 | 0.00011398 | 0.00010244 | 0.00013988 | 0.00017018 | 0.000175 | 0.00015685 | 0.00016804 | 0.00017026 | 0.00017291 | 2.195e-07 | 2.2465e-05 | 0.00068089 | 0.00012722
2389 | 100 | 4 | 0.00011416 | 0.00011144 | 9.685e-05 | 0.00016489 | 0.00020067 | 0.00011186 | 0.00010345 | 0.00011445 | 0.00016865 | 0.00017353 | 0.00016605 | 0.00016222 | 0.00016524 | 0.00016867 | 1.2516e-06 | 2.3433e-05 | 0.00068904 | 0.00012722
2390 | 100 | 4 | 0.00011415 | 0.00012204 | 9.013e-05 | 0.00016474 | 0.0001983 | 0.00010886 | 0.00010229 | 0.00010173 | 0.00016342 | 0.00017012 | 0.00017063 | 0.00017761 | 0.00016896 | 0.00016092 | 3.5477e-06 | 2.3957e-05 | 0.00064831 | 0.00012722
2391 | 100 | 4 | 0.00011416 | 0.00011289 | 9.679e-05 | 0.00015724 | 0.00020007 | 0.00010722 | 0.00010168 | 7.206e-05 | 0.00017462 | 0.00016873 | 0.00017018 | 0.00018251 | 0.00016708 | 0.0001524 | 4.1892e-06 | 2.3467e-05 | 0.00052475 | 0.00012722
2392 | 100 | 4 | 0.00011415 | 0.00011451 | 0.00010453 | 0.00015669 | 0.00019406 | 0.00010651 | 0.00010255 | 6.782e-05 | 0.00018047 | 0.00016787 | 0.00016624 | 0.00019508 | 0.00015145 | 0.00010904 | 3.4509e-06 | 2.2508e-05 | 0.00041402 | 0.00012722
2393 | 100 | 4 | 0.00011416 | 0.00011077 | 0.00010187 | 0.00016102 | 0.00019857 | 0.00010836 | 0.00010611 | 8.689e-05 | 0.00019166 | 0.00016182 | 0.00015234 | 0.00021417 | 0.00016026 | 0.0001078 | 2.0316e-06 | 2.1026e-05 | 0.00022447 | 0.00012722
2394 | 100 | 4 | 0.00011415 | 0.00011619 | 0.00010495 | 0.00016167 | 0.00019783 | 0.00010961 | 0.00010317 | 0.00011656 | 0.00020899 | 0.00015959 | 0.00013916 | 0.0002044 | 0.00016042 | 0.0001177 | 5.8617e-07 | 2.0445e-05 | 6.0315e-05 | 0.00012722
2395 | 100 | 4 | 0.00011416 | 0.00011719 | 9.636e-05 | 0.00011029 | 0.00013828 | 0.0001096 | 0.00010182 | 0.00015471 | 0.00020496 | 0.0001595 | 0.00013005 | 0.00016518 | 0.00013618 | 0.00010809 | 1.3343e-07 | 2.1935e-05 | 0 | 0.00012722
2396 | 100 | 4 | 0.00011415 | 0.00011461 | 0.00010816 | 0.00011043 | 0.00012875 | 0.00011082 | 0.00010341 | 0.0001971 | 0.00017411 | 0.00015123 | 0.00012116 | 0.00012933 | 0.0001157 | 0.00010264 | 6.9071e-07 | 2.8129e-05 | 0 | 0.00012722
2397 | 100 | 4 | 0.00011416 | 0.00011766 | 8.848e-05 | 5.475e-05 | 6.728e-05 | 0.00011052 | 0.000103 | 0.0001971 | 0.00014016 | 0.00013611 | 0.00011363 | 8.47e-05 | 8.65e-05 | 8.85e-05 | 3.7153e-06 | 3.4818e-05 | 0 | 0.00012722
2398 | 100 | 4 | 0.00011415 | 0.00012045 | 0.00010258 | 5.571e-05 | 6.305e-05 | 0.00011021 | 9.827e-05 | 0.00022041 | 9.781e-05 | 0.00011435 | 0.00010605 | 8.765e-05 | 8.806e-05 | 8.871e-05 | 1.4178e-05 | 4.8016e-05 | 0 | 0.00012722
2399 | 100 | 4 | 0.00011416 | 0.00011959 | 9.643e-05 | 5.943e-05 | 7.492e-05 | 0.00011005 | 9.229e-05 | 0.00020346 | 9.084e-05 | 9.954e-05 | 0.00010028 | 7.782e-05 | 7.226e-05 | 6.701e-05 | 3.4543e-05 | 6.6825e-05 | 0 | 0.00012722
2400 | 100 | 4 | 0.00011415 | 0.0001113 | 9.61e-05 | 5.75e-05 | 7.528e-05 | 0.00010393 | 8.983e-05 | 0.00018014 | 8.067e-05 | 8.646e-05 | 9.096e-05 | 6.284e-05 | 6.082e-05 | 5.9e-05 | 5.5678e-05 | 9.2459e-05 | 0 | 0.00012722
2401 | 101 | 4 | 0.00011416 | 0.00011619 | 0.00013018 | 5.994e-05 | 7.673e-05 | 9.711e-05 | 8.377e-05 | 0.00016955 | 6.677e-05 | 7.423e-05 | 8.148e-05 | 5.44e-05 | 5.382e-05 | 5.34e-05 | 8.9468e-05 | 0.00011132 | 0 | 0.00012471
2402 | 101 | 4 | 0.00011415 | 0.00011067 | 0.00013102 | 6.186e-05 | 6.564e-05 | 9.251e-05 | 8.388e-05 | 0.00016319 | 5.75e-05 | 6.397e-05 | 7.226e-05 | 1.919e-05 | 3.796e-05 | 5.649e-05 | 0.00011541 | 0.00012792 | 0 | 0.00012471
2403 | 101 | 4 | 0.00011416 | 0.0001115 | 0.00014322 | 5.875e-05 | 7.166e-05 | 9.012e-05 | 8.347e-05 | 0.00015683 | 2.782e-05 | 5.227e-05 | 6.569e-05 | 1.358e-05 | 3.76e-05 | 6.129e-05 | 0.00013239 | 0.00014672 | 0 | 0.00012471
2404 | 101 | 4 | 0.00011415 | 0.00011318 | 0.00012946 | 5.398e-05 | 6.382e-05 | 8.988e-05 | 8.297e-05 | 0.00018862 | 1.744e-05 | 4.42e-05 | 6.198e-05 | 1.361e-05 | 4.713e-05 | 8.016e-05 | 0.0001495 | 0.00016144 | 0 | 0.00012471
2405 | 101 | 4 | 0.00011416 | 0.00011358 | 0.00014311 | 5.87e-05 | 7.013e-05 | 9.18e-05 | 8.484e-05 | 0.00020769 | 1.47e-05 | 4.344e-05 | 6.443e-05 | 1.899e-05 | 5.635e-05 | 9.318e-05 | 0.00016416 | 0.00016588 | 0 | 0.00012471
2406 | 101 | 4 | 0.00011415 | 0.00010699 | 0.00013075 | 0.00011119 | 0.00013613 | 9.434e-05 | 8.504e-05 | 0.00016743 | 1.791e-05 | 4.824e-05 | 7.086e-05 | 4.636e-05 | 7.689e-05 | 0.00010707 | 0.00017421 | 0.00016742 | 0 | 0.00012471
2407 | 101 | 4 | 0.00011416 | 0.00011517 | 0.00014284 | 0.00011098 | 0.00013007 | 9.316e-05 | 8.691e-05 | 0.0001208 | 3.996e-05 | 5.992e-05 | 8.058e-05 | 0.00012379 | 0.00011838 | 0.0001134 | 0.0001855 | 0.00016163 | 6.4413e-05 | 0.00012471
2408 | 101 | 4 | 0.00011415 | 0.00011633 | 0.00013459 | 0.00016448 | 0.00020216 | 9.833e-05 | 9.221e-05 | 8.054e-05 | 0.00010473 | 8.398e-05 | 9.09e-05 | 0.00021668 | 0.00017551 | 0.00013558 | 0.00018959 | 0.00015614 | 0.00012835 | 0.00012471
2409 | 101 | 4 | 0.00011416 | 0.00011293 | 0.0001451 | 0.00015957 | 0.00018913 | 0.00010332 | 9.631e-05 | 5.298e-05 | 0.00019027 | 0.00012315 | 0.00010442 | 0.00020953 | 0.00019248 | 0.00017628 | 0.00019216 | 0.00016684 | 0.0002097 | 0.00012471
2410 | 101 | 4 | 0.00011415 | 0.00011055 | 0.0001258 | 0.00016098 | 0.00019299 | 0.00010619 | 9.693e-05 | 3.391e-05 | 0.00020305 | 0.00015802 | 0.00012433 | 0.00016511 | 0.00017272 | 0.00018066 | 0.00019166 | 0.00017981 | 6.9741e-05 | 0.00012471
2411 | 101 | 4 | 0.00011416 | 0.00010957 | 0.00013263 | 0.00016256 | 0.00020099 | 0.00010862 | 9.647e-05 | 4.24e-06 | 0.00017353 | 0.00017138 | 0.00014212 | 0.00016606 | 0.00017236 | 0.00017902 | 0.00020011 | 0.00018607 | 5.5835e-05 | 0.00012471
2412 | 101 | 4 | 0.00011415 | 0.00011535 | 0.00014382 | 0.00016577 | 0.00019957 | 0.0001101 | 9.901e-05 | 0 | 0.0001691 | 0.00017398 | 0.00015614 | 0.00016862 | 0.00017085 | 0.00017351 | 0.00019979 | 0.00018631 | 0.00010915 | 0.00012471
2413 | 101 | 4 | 0.00011416 | 0.00011271 | 0.00012434 | 0.00016142 | 0.000193 | 0.00010496 | 9.704e-05 | 0 | 0.00016888 | 0.00017305 | 0.00016551 | 0.0001621 | 0.00016512 | 0.00016854 | 0.00020958 | 0.00018996 | 0.00020735 | 0.00012471
2414 | 101 | 4 | 0.00011415 | 0.00011652 | 0.00013205 | 0.00016758 | 0.00019183 | 0.00010085 | 9.429e-05 | 0 | 0.00016333 | 0.00016992 | 0.0001702 | 0.00017701 | 0.00016838 | 0.00016038 | 0.00021204 | 0.00019025 | 6.3564e-05 | 0.00012471
2415 | 101 | 4 | 0.00011416 | 0.00010928 | 0.0001466 | 0.00016461 | 0.00019862 | 9.914e-05 | 9.181e-05 | 0 | 0.00017414 | 0.00016846 | 0.00016974 | 0.00018283 | 0.00016737 | 0.00015267 | 0.0002124 | 0.00019029 | 5.7405e-05 | 0.00012471
2416 | 101 | 4 | 0.00011415 | 0.00010858 | 0.00013929 | 0.0001666 | 0.00019 | 9.793e-05 | 8.858e-05 | 0 | 0.00018063 | 0.00016776 | 0.00016602 | 0.00019549 | 0.00015176 | 0.00010926 | 0.00021244 | 0.00018579 | 7.7046e-05 | 0.00012471
2417 | 101 | 4 | 0.00011416 | 0.0001068 | 0.00012962 | 0.00016718 | 0.00019654 | 0.00010082 | 9.513e-05 | 1.06e-05 | 0.000192 | 0.00016192 | 0.00015228 | 0.0002146 | 0.00016059 | 0.00010802 | 0.00021214 | 0.0001795 | 0.000247 | 0.00012471
2418 | 101 | 4 | 0.00011415 | 0.00010738 | 0.00013797 | 0.00016318 | 0.00019194 | 0.00010397 | 9.84e-05 | 4.451e-05 | 0.0002094 | 0.00015983 | 0.00013919 | 0.00020551 | 0.0001613 | 0.00011834 | 0.0001917 | 0.00017529 | 8.217e-05 | 0.00012471
2419 | 101 | 4 | 0.00011416 | 0.00011233 | 0.00014471 | 0.00011151 | 0.0001297 | 0.0001053 | 9.947e-05 | 9.961e-05 | 0.00020592 | 0.00015999 | 0.00013026 | 0.00016406 | 0.00013526 | 0.00010736 | 0.00015723 | 0.00017354 | 0 | 0.00012471
2420 | 101 | 4 | 0.00011415 | 0.00010857 | 0.00013491 | 0.00011256 | 0.00013703 | 0.00010836 | 0.00010231 | 0.00012292 | 0.00017344 | 0.00015128 | 0.00012121 | 0.0001269 | 0.00011352 | 0.00010071 | 0.00013267 | 0.00017582 | 0 | 0.00012471
2421 | 101 | 4 | 0.00011416 | 0.00011177 | 0.00012805 | 5.767e-05 | 7.471e-05 | 0.00011019 | 0.00010372 | 0.00015895 | 0.00013816 | 0.00013522 | 0.00011324 | 8.449e-05 | 8.628e-05 | 8.828e-05 | 0.00011502 | 0.00017469 | 0 | 0.00012471
2422 | 101 | 4 | 0.00011415 | 0.00011048 | 0.00014391 | 5.529e-05 | 7.508e-05 | 0.00010783 | 0.00010312 | 0.00017802 | 9.725e-05 | 0.00011346 | 0.0001056 | 8.7e-05 | 8.741e-05 | 8.806e-05 | 0.00010853 | 0.00017109 | 0 | 0.00012471
2423 | 101 | 4 | 0.00011416 | 0.00011089 | 0.00014099 | 5.485e-05 | 7.001e-05 | 0.00010571 | 9.697e-05 | 0.00021617 | 9.016e-05 | 9.878e-05 | 9.971e-05 | 7.77e-05 | 7.215e-05 | 6.69e-05 | 0.00010799 | 0.00017002 | 0 | 0.00012471
2424 | 101 | 4 | 0.00011415 | 0.00010644 | 0.00014571 | 5.927e-05 | 7.18e-05 | 9.806e-05 | 9.237e-05 | 0.00022889 | 8.042e-05 | 8.596e-05 | 9.041e-05 | 6.268e-05 | 6.066e-05 | 5.885e-05 | 0.00011736 | 0.00016358 | 0 | 0.00012471
2425 | 102 | 4 | 0.00011416 | 0.00011075 | 0.00011466 | 5.991e-05 | 7.383e-05 | 9.315e-05 | 9.24e-05 | 0.00023312 | 6.658e-05 | 7.392e-05 | 8.101e-05 | 5.465e-05 | 5.406e-05 | 5.364e-05 | 0.00014581 | 0.00015966 | 0 | 0.00012254
2426 | 102 | 4 | 0.00011415 | 0.00011281 | 0.00011753 | 5.313e-05 | 6.759e-05 | 8.881e-05 | 9.117e-05 | 0.00025644 | 5.765e-05 | 6.391e-05 | 7.2e-05 | 1.9e-05 | 3.76e-05 | 5.595e-05 | 0.00017927 | 0.00016915 | 0 | 0.00012254
2427 | 102 | 4 | 0.00011416 | 0.00012103 | 0.0001069 | 5.974e-05 | 7.24e-05 | 8.895e-05 | 9.081e-05 | 0.00026067 | 2.771e-05 | 5.216e-05 | 6.542e-05 | 1.37e-05 | 3.796e-05 | 6.187e-05 | 0.00019078 | 0.00016717 | 0 | 0.00012254
2428 | 102 | 4 | 0.00011415 | 0.00011019 | 0.00011644 | 5.98e-05 | 6.375e-05 | 9.078e-05 | 9.164e-05 | 0.00026067 | 1.752e-05 | 4.423e-05 | 6.193e-05 | 1.366e-05 | 4.729e-05 | 8.042e-05 | 0.0001831 | 0.00016306 | 0 | 0.00012254
2429 | 102 | 4 | 0.00011416 | 0.0001181 | 0.00012558 | 5.551e-05 | 6.741e-05 | 9.813e-05 | 9.138e-05 | 0.00025856 | 1.475e-05 | 4.356e-05 | 6.45e-05 | 1.891e-05 | 5.611e-05 | 9.278e-05 | 0.00018359 | 0.00016922 | 0 | 0.00012254
2430 | 102 | 4 | 0.00011415 | 0.00011853 | 0.00010733 | 0.00011562 | 0.00013597 | 0.00011163 | 9.759e-05 | 0.00021617 | 1.786e-05 | 4.825e-05 | 7.086e-05 | 4.67e-05 | 7.746e-05 | 0.00010786 | 0.00018263 | 0.00017007 | 0 | 0.00012254
2431 | 102 | 4 | 0.00011416 | 0.00011705 | 0.00011238 | 0.0001079 | 0.00012859 | 0.00011937 | 0.00010952 | 0.00012292 | 4.022e-05 | 6.009e-05 | 8.076e-05 | 0.00012214 | 0.00011681 | 0.00011189 | 0.00017369 | 0.00016478 | 8.2858e-05 | 0.00012254
2432 | 102 | 4 | 0.00011415 | 0.00011951 | 0.00010439 | 0.00015651 | 0.00019121 | 0.00012368 | 0.00011875 | 5.511e-05 | 0.00010349 | 8.357e-05 | 9.074e-05 | 0.00021737 | 0.00017607 | 0.00013602 | 0.00017031 | 0.00016595 | 0.00027893 | 0.00012254
2433 | 102 | 4 | 0.00011416 | 0.00011565 | 0.00012241 | 0.00015821 | 0.00019354 | 0.00012666 | 0.00012002 | 2.543e-05 | 0.00019059 | 0.00012294 | 0.00010434 | 0.00020968 | 0.00019262 | 0.00017641 | 0.00016011 | 0.00016974 | 0.00047293 | 0.00012254
2434 | 102 | 4 | 0.00011415 | 0.0001145 | 0.00010408 | 0.00016454 | 0.00019597 | 0.00012691 | 0.00011865 | 1.696e-05 | 0.0002032 | 0.00015799 | 0.00012426 | 0.00016721 | 0.00017491 | 0.00018295 | 8.6187e-05 | 0.00017271 | 0.00054096 | 0.00012254
2435 | 102 | 4 | 0.00011416 | 0.00011279 | 0.00011078 | 0.0001562 | 0.00019874 | 0.00012819 | 0.00011773 | 0 | 0.00017519 | 0.00017222 | 0.00014258 | 0.00016592 | 0.00017221 | 0.00017887 | 6.537e-05 | 0.00018057 | 0.00057953 | 0.00012254
2436 | 102 | 4 | 0.00011415 | 0.00011876 | 0.00012213 | 0.00016643 | 0.00019065 | 0.00012469 | 0.00011529 | 0 | 0.00016933 | 0.00017468 | 0.00015654 | 0.0001685 | 0.00017073 | 0.00017339 | 8.7675e-05 | 0.0001878 | 0.00071153 | 0.00012254
2437 | 102 | 4 | 0.00011416 | 0.00011213 | 0.00010491 | 0.00015977 | 0.00019512 | 0.00012561 | 0.00011542 | 0 | 0.00016887 | 0.00017339 | 0.00016589 | 0.00016104 | 0.00016404 | 0.00016744 | 0.00012831 | 0.00018994 | 0.00072934 | 0.00012254
2438 | 102 | 4 | 0.00011415 | 0.00011251 | 0.00010449 | 0.00016373 | 0.00018882 | 0.00012417 | 0.00011475 | 0 | 0.00016252 | 0.00016965 | 0.00017027 | 0.00017802 | 0.00016934 | 0.00016129 | 0.00014683 | 0.00019029 | 0.00070851 | 0.00012254
2439 | 102 | 4 | 0.00011416 | 0.0001139 | 0.00011195 | 0.00015873 | 0.00019921 | 0.00012329 | 0.00011466 | 1.06e-05 | 0.00017475 | 0.00016849 | 0.00016995 | 0.00018128 | 0.00016596 | 0.00015137 | 0.00016107 | 0.00019029 | 0.00060586 | 0.00012254
2440 | 102 | 4 | 0.00011415 | 0.00012036 | 0.0001181 | 0.00015748 | 0.000192 | 0.00012248 | 0.00011566 | 4.24e-06 | 0.00017952 | 0.00016737 | 0.00016582 | 0.00019695 | 0.0001529 | 0.00011008 | 0.00017608 | 0.00019022 | 0.00046594 | 0.00012254
2441 | 102 | 4 | 0.00011416 | 0.0001138 | 0.00011988 | 0.00016319 | 0.00018739 | 0.00012471 | 0.00011841 | 2.12e-05 | 0.00019294 | 0.00016195 | 0.00015223 | 0.000214 | 0.00016014 | 0.00010772 | 0.00019263 | 0.00018955 | 0.00027655 | 0.00012254
2442 | 102 | 4 | 0.00011415 | 0.00011191 | 0.00012273 | 0.0001645 | 0.00019631 | 0.00012456 | 0.00011574 | 6.146e-05 | 0.00020909 | 0.00015982 | 0.00013907 | 0.00020384 | 0.00015998 | 0.00011738 | 0.00020344 | 0.00019012 | 7.0751e-05 | 0.00012254
2443 | 102 | 4 | 0.00011416 | 0.00011806 | 0.00012054 | 0.00011007 | 0.00013373 | 0.00012085 | 0.00011452 | 9.325e-05 | 0.00020457 | 0.00015949 | 0.00012997 | 0.00016427 | 0.00013543 | 0.00010749 | 0.00020835 | 0.00018989 | 0 | 0.00012254
2444 | 102 | 4 | 0.00011415 | 0.0001175 | 0.00010826 | 0.00010933 | 0.00013296 | 0.00011934 | 0.00011561 | 9.325e-05 | 0.00017335 | 0.00015088 | 0.00012098 | 0.00012785 | 0.00011437 | 0.00010146 | 0.0002118 | 0.00019004 | 0 | 0.00012254
2445 | 102 | 4 | 0.00011416 | 0.00010998 | 0.00011153 | 5.325e-05 | 6.975e-05 | 0.00011776 | 0.00011479 | 0.00011869 | 0.00013883 | 0.00013532 | 0.00011324 | 8.483e-05 | 8.663e-05 | 8.864e-05 | 0.00021239 | 0.00019025 | 0 | 0.00012254
2446 | 102 | 4 | 0.00011415 | 0.00011766 | 0.00010801 | 5.594e-05 | 6.419e-05 | 0.00011665 | 0.00010601 | 0.00016319 | 9.764e-05 | 0.00011379 | 0.0001057 | 8.706e-05 | 8.747e-05 | 8.812e-05 | 0.00021244 | 0.00019029 | 0 | 0.00012254
2447 | 102 | 4 | 0.00011416 | 0.00011612 | 0.00011385 | 5.714e-05 | 7.455e-05 | 0.00011272 | 9.735e-05 | 0.00015683 | 9.031e-05 | 9.904e-05 | 9.984e-05 | 7.817e-05 | 7.259e-05 | 6.73e-05 | 0.00021245 | 0.00019008 | 0 | 0.00012254
2448 | 102 | 4 | 0.00011415 | 0.00011294 | 0.00011083 | 6.248e-05 | 6.848e-05 | 0.00010572 | 8.901e-05 | 0.00016107 | 8.083e-05 | 8.627e-05 | 9.066e-05 | 6.233e-05 | 6.032e-05 | 5.852e-05 | 0.0002124 | 0.00018463 | 0 | 0.00012254
2449 | 103 | 4 | 0.00011416 | 0.00011006 | 0.00010627 | 5.405e-05 | 7.143e-05 | 9.888e-05 | 8.375e-05 | 0.00014836 | 6.639e-05 | 7.4e-05 | 8.115e-05 | 5.44e-05 | 5.382e-05 | 5.339e-05 | 0.00021166 | 0.00016366 | 0 | 0.0001221
2450 | 103 | 4 | 0.00011415 | 0.00011014 | 0.00011832 | 5.496e-05 | 6.516e-05 | 9.448e-05 | 8.195e-05 | 0.00013564 | 5.743e-05 | 6.381e-05 | 7.204e-05 | 1.91e-05 | 3.779e-05 | 5.625e-05 | 0.00019639 | 0.00013537 | 0 | 0.0001221
2451 | 103 | 4 | 0.00011416 | 0.00010953 | 0.00011485 | 6.342e-05 | 6.399e-05 | 9.435e-05 | 8.101e-05 | 0.00013776 | 2.774e-05 | 5.212e-05 | 6.548e-05 | 1.371e-05 | 3.797e-05 | 6.188e-05 | 0.00014942 | 0.00011943 | 0 | 0.0001221
2452 | 103 | 4 | 0.00011415 | 0.00011278 | 0.00010135 | 6.093e-05 | 7.225e-05 | 9.46e-05 | 8.291e-05 | 0.00013563 | 1.752e-05 | 4.424e-05 | 6.197e-05 | 1.36e-05 | 4.711e-05 | 8.012e-05 | 0.000114 | 0.00012219 | 0 | 0.0001221
2453 | 103 | 4 | 0.00011416 | 0.00011817 | 0.00011105 | 6.265e-05 | 7.078e-05 | 0.00010105 | 8.654e-05 | 0.00013564 | 1.471e-05 | 4.351e-05 | 6.444e-05 | 1.923e-05 | 5.708e-05 | 9.438e-05 | 0.00010084 | 0.0001393 | 0 | 0.0001221
2454 | 103 | 4 | 0.00011415 | 0.00011555 | 0.00010309 | 0.00011417 | 0.00013574 | 0.00011366 | 9.599e-05 | 0.00012292 | 1.811e-05 | 4.855e-05 | 7.116e-05 | 4.65e-05 | 7.712e-05 | 0.00010738 | 9.4091e-05 | 0.0001478 | 1.0521e-06 | 0.0001221
2455 | 103 | 4 | 0.00011416 | 0.00011326 | 0.00010082 | 0.00011305 | 0.00013119 | 0.00012151 | 0.0001097 | 0.00011233 | 4.011e-05 | 6.026e-05 | 8.095e-05 | 0.00012359 | 0.00011819 | 0.00011322 | 7.9037e-05 | 0.00014423 | 8.2858e-05 | 0.0001221
2456 | 103 | 4 | 0.00011415 | 0.00011705 | 0.00011721 | 0.00016564 | 0.00019214 | 0.00012402 | 0.00011939 | 8.901e-05 | 0.00010461 | 8.413e-05 | 9.12e-05 | 0.00021772 | 0.00017635 | 0.00013623 | 7.2873e-05 | 0.00013516 | 0.00025769 | 0.0001221
2457 | 103 | 4 | 0.00011416 | 0.00011922 | 0.00010371 | 0.00015952 | 0.00018828 | 0.00012662 | 0.0001211 | 6.994e-05 | 0.00019107 | 0.0001235 | 0.0001048 | 0.00021191 | 0.00019467 | 0.00017828 | 6.7397e-05 | 0.00011441 | 0.00041752 | 0.0001221
2458 | 103 | 4 | 0.00011415 | 0.00010959 | 0.00011347 | 0.00016544 | 0.00020005 | 0.000126 | 0.00012002 | 6.146e-05 | 0.00020506 | 0.00015909 | 0.00012508 | 0.00016743 | 0.00017514 | 0.0001832 | 5.5984e-05 | 9.3964e-05 | 0.00049158 | 0.0001221
2459 | 103 | 4 | 0.00011416 | 0.00011762 | 0.00010576 | 0.00016708 | 0.00018642 | 0.00012706 | 0.00011857 | 6.571e-05 | 0.00017574 | 0.00017314 | 0.00014331 | 0.00016576 | 0.00017205 | 0.0001787 | 4.9198e-05 | 6.8561e-05 | 0.00045017 | 0.0001221
2460 | 103 | 4 | 0.00011415 | 0.00010794 | 0.00010685 | 0.00016098 | 0.00019729 | 0.00012376 | 0.00011657 | 8.054e-05 | 0.00016935 | 0.00017515 | 0.00015712 | 0.0001681 | 0.00017032 | 0.00017297 | 3.5012e-05 | 3.7858e-05 | 0.00055677 | 0.0001221
2461 | 103 | 4 | 0.00011416 | 0.00011875 | 0.000108 | 0.00015799 | 0.00019018 | 0.00012558 | 0.00011783 | 8.054e-05 | 0.00016859 | 0.00017341 | 0.00016622 | 0.00016216 | 0.00016518 | 0.00016861 | 4.0319e-05 | 3.1507e-05 | 0.00050913 | 0.0001221
2462 | 103 | 4 | 0.00011415 | 0.00011112 | 0.00010437 | 0.00016719 | 0.00019924 | 0.00012525 | 0.00011776 | 7.841e-05 | 0.00016334 | 0.00016998 | 0.00017072 | 0.00017708 | 0.00016844 | 0.00016044 | 4.436e-05 | 2.6976e-05 | 0.00059311 | 0.0001221
2463 | 103 | 4 | 0.00011416 | 0.00011307 | 0.00011877 | 0.00016405 | 0.00019352 | 0.00012531 | 0.00011679 | 7.418e-05 | 0.00017416 | 0.00016848 | 0.00017006 | 0.00018113 | 0.00016582 | 0.00015125 | 4.3364e-05 | 2.2562e-05 | 0.00054658 | 0.0001221
2464 | 103 | 4 | 0.00011415 | 0.00011433 | 0.00010166 | 0.00016229 | 0.00019562 | 0.000125 | 0.00011775 | 6.994e-05 | 0.00017932 | 0.00016721 | 0.00016582 | 0.000198 | 0.00015371 | 0.00011067 | 4.0795e-05 | 2.07e-05 | 0.00039725 | 0.0001221
2465 | 103 | 4 | 0.00011416 | 0.00011755 | 0.00010113 | 0.00016143 | 0.00019683 | 0.00012605 | 0.00012025 | 6.782e-05 | 0.00019371 | 0.00016211 | 0.00015233 | 0.00021396 | 0.00016011 | 0.0001077 | 3.8735e-05 | 2.4763e-05 | 0.0002531 | 0.0001221
2466 | 103 | 4 | 0.00011415 | 0.00011182 | 0.00011683 | 0.000159 | 0.00019879 | 0.00012348 | 0.00011753 | 7.63e-05 | 0.00020919 | 0.00016001 | 0.00013915 | 0.00020536 | 0.00016118 | 0.00011825 | 3.3608e-05 | 3.2984e-05 | 8.3799e-05 | 0.0001221
2467 | 103 | 4 | 0.00011416 | 0.00011361 | 0.00011027 | 0.00010864 | 0.0001377 | 0.00012049 | 0.00011617 | 7.842e-05 | 0.0002058 | 0.00016004 | 0.0001302 | 0.00016447 | 0.00013559 | 0.00010762 | 2.7447e-05 | 3.8647e-05 | 0 | 0.0001221
2468 | 103 | 4 | 0.00011415 | 0.00011779 | 0.00010562 | 0.0001148 | 0.00013206 | 0.00012004 | 0.00011755 | 8.266e-05 | 0.00017375 | 0.00015138 | 0.00012124 | 0.00012776 | 0.00011429 | 0.00010138 | 2.9209e-05 | 5.4939e-05 | 0 | 0.0001221
2469 | 103 | 4 | 0.00011416 | 0.00011185 | 0.00011025 | 6.304e-05 | 6.723e-05 | 0.0001192 | 0.0001156 | 8.69e-05 | 0.00013887 | 0.00013559 | 0.00011346 | 8.464e-05 | 8.643e-05 | 8.843e-05 | 2.7184e-05 | 7.1951e-05 | 0 | 0.0001221
2470 | 103 | 4 | 0.00011415 | 0.00010888 | 0.0001009 | 5.436e-05 | 6.966e-05 | 0.00011824 | 0.00010697 | 9.113e-05 | 9.751e-05 | 0.00011383 | 0.00010582 | 8.782e-05 | 8.824e-05 | 8.889e-05 | 1.9239e-05 | 9.6851e-05 | 0 | 0.0001221
2471 | 103 | 4 | 0.00011416 | 0.00011539 | 0.00010361 | 6.073e-05 | 7.55e-05 | 0.00011554 | 9.889e-05 | 9.325e-05 | 9.087e-05 | 9.929e-05 | 0.00010009 | 7.84e-05 | 7.28e-05 | 6.75e-05 | 1.3251e-05 | 0.00011475 | 0 | 0.0001221
2472 | 103 | 4 | 0.00011415 | 0.0001111 | 0.00011912 | 6.255e-05 | 7.117e-05 | 0.00010689 | 9.113e-05 | 9.749e-05 | 8.111e-05 | 8.657e-05 | 9.089e-05 | 6.292e-05 | 6.089e-05 | 5.907e-05 | 1.3671e-05 | 0.0001517 | 0 | 0.0001221
2473 | 104 | 4 | 0.00011416 | 0.00012144 | 0.00010987 | 5.434e-05 | 3.983e-05 | 0.00010095 | 8.78e-05 | 0.00010174 | 6.692e-05 | 7.441e-05 | 8.146e-05 | 6.878e-05 | 6.124e-05 | 5.4e-05 | 3.9338e-05 | 0.00017351 | 0 | 0.00012071
2474 | 104 | 4 | 0.00011415 | 0.00011597 | 0.00011938 | 6.189e-05 | 4.353e-05 | 9.668e-05 | 8.577e-05 | 0.00010385 | 6.876e-05 | 6.676e-05 | 7.244e-05 | 3.556e-05 | 4.601e-05 | 5.639e-05 | 8.6756e-05 | 0.00018374 | 0 | 0.00012071
2475 | 104 | 4 | 0.00011416 | 0.00012185 | 0.0001183 | 5.976e-05 | 3.872e-05 | 9.632e-05 | 8.522e-05 | 0.00010385 | 4.277e-05 | 5.768e-05 | 6.586e-05 | 2.225e-05 | 4.187e-05 | 6.124e-05 | 0.00014249 | 0.00018752 | 0 | 0.00012071
2476 | 104 | 4 | 0.00011415 | 0.00012232 | 0.00012331 | 5.277e-05 | 4.585e-05 | 9.852e-05 | 8.693e-05 | 0.00010173 | 2.738e-05 | 4.983e-05 | 6.213e-05 | 2.199e-05 | 5.167e-05 | 8.094e-05 | 0.00016287 | 0.00018824 | 0 | 0.00012071
2477 | 104 | 4 | 0.00011416 | 0.0001141 | 0.00011494 | 6.093e-05 | 3.961e-05 | 0.00010521 | 8.911e-05 | 0.00010173 | 2.364e-05 | 4.861e-05 | 6.471e-05 | 2.368e-05 | 5.885e-05 | 9.352e-05 | 0.00017551 | 0.00018919 | 0 | 0.00012071
2478 | 104 | 4 | 0.00011415 | 0.00012175 | 0.00011963 | 0.00010853 | 7.983e-05 | 0.00011679 | 9.61e-05 | 9.749e-05 | 2.36e-05 | 5.232e-05 | 7.117e-05 | 3.014e-05 | 6.913e-05 | 0.00010759 | 0.0001827 | 0.00018934 | 3.3598e-06 | 0.00012071
2479 | 104 | 4 | 0.00011416 | 0.00011833 | 0.00011888 | 0.00010931 | 8.068e-05 | 0.00012535 | 0.0001101 | 8.901e-05 | 2.861e-05 | 5.947e-05 | 8.094e-05 | 4.641e-05 | 7.967e-05 | 0.00011254 | 0.00019114 | 0.00018894 | 7.4026e-05 | 0.00012071
2480 | 104 | 4 | 0.00011415 | 0.00011646 | 0.00012344 | 0.00016201 | 0.00011343 | 0.0001301 | 0.00011905 | 7.206e-05 | 4.234e-05 | 6.853e-05 | 9.102e-05 | 6.793e-05 | 0.00010215 | 0.00013602 | 0.00019408 | 0.00018867 | 0.00024778 | 0.00012071
2481 | 104 | 4 | 0.00011416 | 0.00011231 | 0.00011638 | 0.00016555 | 0.00011495 | 0.00013309 | 0.0001219 | 5.722e-05 | 6.193e-05 | 8.288e-05 | 0.00010458 | 9.957e-05 | 0.00013831 | 0.00017672 | 0.00019756 | 0.00018879 | 0.0004681 | 0.00012071
2482 | 104 | 4 | 0.00011415 | 0.00011215 | 0.00011275 | 0.00015677 | 0.00012015 | 0.00013263 | 0.00012136 | 4.875e-05 | 9.078e-05 | 0.00010645 | 0.00012452 | 0.00012738 | 0.00015417 | 0.00018088 | 0.00017723 | 0.000189 | 0.00057486 | 0.00012071
2483 | 104 | 4 | 0.00011416 | 0.00012346 | 0.00012086 | 0.0001591 | 0.0001152 | 0.00013167 | 0.00012138 | 3.603e-05 | 0.00011861 | 0.00012959 | 0.00014232 | 0.00013723 | 0.00015884 | 0.00018049 | 0.00012555 | 0.0001891 | 0.00071205 | 0.00012071
2484 | 104 | 4 | 0.00011415 | 0.00011834 | 0.00011015 | 0.00015642 | 0.00011473 | 0.00013098 | 0.00011916 | 2.12e-05 | 0.00013248 | 0.00014559 | 0.00015661 | 0.00013681 | 0.00015478 | 0.00017284 | 0.00012086 | 0.00018459 | 0.00072923 | 0.00012071
2485 | 104 | 4 | 0.00011416 | 0.00011452 | 0.00012187 | 0.00016011 | 0.0001168 | 0.00013114 | 0.0001199 | 6.36e-06 | 0.00013566 | 0.00015235 | 0.00016581 | 0.00013066 | 0.00014967 | 0.00016875 | 0.00015019 | 0.00018492 | 0.00075139 | 0.00012071
2486 | 104 | 4 | 0.00011415 | 0.00012296 | 0.00011672 | 0.0001669 | 0.0001201 | 0.00012908 | 0.00011918 | 0 | 0.00013185 | 0.00015264 | 0.00017047 | 0.0001112 | 0.0001353 | 0.00015933 | 0.00016529 | 0.00018541 | 0.00070243 | 0.00012071
2487 | 104 | 4 | 0.00011416 | 0.00012001 | 0.00011434 | 0.00016353 | 0.0001192 | 0.00012926 | 0.00011854 | 0 | 0.00011592 | 0.00014622 | 0.00016972 | 0.0001264 | 0.00013917 | 0.00015209 | 0.00017458 | 0.00018169 | 0.00059706 | 0.00012071
2488 | 104 | 4 | 0.00011415 | 0.00012016 | 0.00010594 | 0.00015854 | 0.00011835 | 0.00012803 | 0.00011914 | 0 | 0.00012454 | 0.00014188 | 0.00016581 | 0.00013405 | 0.00012179 | 0.00011009 | 0.00017911 | 0.0001794 | 0.00046999 | 0.00012071
2489 | 104 | 4 | 0.00011416 | 0.0001146 | 0.0001097 | 0.00015621 | 0.00011365 | 0.00012848 | 0.00012047 | 0 | 0.0001317 | 0.00013369 | 0.0001522 | 0.00013963 | 0.00012303 | 0.00010707 | 0.00017372 | 0.00017549 | 0.00027465 | 0.00012071
2490 | 104 | 4 | 0.00011415 | 0.0001207 | 0.00010404 | 0.00016576 | 0.00011355 | 0.00012632 | 0.00011617 | 2.13e-06 | 0.00013756 | 0.00012779 | 0.00013891 | 0.00013955 | 0.00012801 | 0.00011703 | 0.00014976 | 0.00016541 | 8.4325e-05 | 0.00012071
2491 | 104 | 4 | 0.00011416 | 0.00011864 | 0.00010349 | 0.0001057 | 7.887e-05 | 0.00012301 | 0.00011422 | 2.543e-05 | 0.00013903 | 0.00012651 | 0.00012972 | 0.0001415 | 0.00012415 | 0.00010746 | 0.0001332 | 0.00015307 | 1.8156e-06 | 0.00012071
2492 | 104 | 4 | 0.00011415 | 0.00011917 | 0.00012286 | 0.00011374 | 7.933e-05 | 0.00012165 | 0.00011446 | 4.451e-05 | 0.00014097 | 0.00012558 | 0.00012078 | 0.00014175 | 0.00012087 | 0.0001007 | 0.00012051 | 0.00014153 | 0 | 0.00012071
2493 | 104 | 4 | 0.00011416 | 0.00011917 | 0.00011972 | 5.357e-05 | 4.243e-05 | 0.00012248 | 0.00011469 | 8.054e-05 | 0.00014156 | 0.00012369 | 0.00011289 | 8.373e-05 | 8.55e-05 | 8.748e-05 | 0.00010579 | 0.00013074 | 0 | 0.00012071
2494 | 104 | 4 | 0.00011415 | 0.0001191 | 0.00010341 | 6.059e-05 | 4.571e-05 | 0.00012147 | 0.00010637 | 7.418e-05 | 9.643e-05 | 0.0001094 | 0.00010515 | 8.702e-05 | 8.743e-05 | 8.808e-05 | 9.4857e-05 | 0.00012456 | 0 | 0.00012071
2495 | 104 | 4 | 0.00011416 | 0.00011383 | 0.00011196 | 6.162e-05 | 4.211e-05 | 0.00011728 | 9.881e-05 | 8.477e-05 | 9.035e-05 | 9.766e-05 | 9.937e-05 | 8.498e-05 | 7.594e-05 | 6.727e-05 | 8.9476e-05 | 0.00012476 | 0 | 0.00012071
2496 | 104 | 4 | 0.00011415 | 0.00011817 | 0.00012097 | 6.146e-05 | 3.986e-05 | 0.00010975 | 9.061e-05 | 0.00011021 | 8.636e-05 | 8.711e-05 | 9.026e-05 | 7.957e-05 | 6.922e-05 | 5.925e-05 | 9.9981e-05 | 0.00013376 | 0 | 0.00012071
2497 | 105 | 4 | 0.00011416 | 0.00011347 | 0.00011332 | 5.825e-05 | 1.474e-05 | 0.00010373 | 9.01e-05 | 0.00016531 | 8.083e-05 | 7.83e-05 | 8.101e-05 | 6.857e-05 | 6.105e-05 | 5.384e-05 | 0.0001118 | 0.0001401 | 0 | 0.00011906
2498 | 105 | 4 | 0.00011415 | 0.00010545 | 0.00011805 | 5.269e-05 | 1.565e-05 | 9.949e-05 | 8.91e-05 | 0.00015683 | 7.141e-05 | 7.002e-05 | 7.209e-05 | 3.521e-05 | 4.555e-05 | 5.583e-05 | 0.00012542 | 0.00015118 | 0 | 0.00011906
2499 | 105 | 4 | 0.00011416 | 0.00010632 | 0.00013125 | 5.221e-05 | 1.609e-05 | 9.862e-05 | 8.859e-05 | 0.00015471 | 4.343e-05 | 5.925e-05 | 6.552e-05 | 2.224e-05 | 4.185e-05 | 6.122e-05 | 0.00013902 | 0.00016611 | 0 | 0.00011906
2500 | 105 | 4 | 0.00011415 | 0.00011477 | 0.0001243 | 5.516e-05 | 1.623e-05 | 0.00010073 | 8.903e-05 | 0.00013564 | 2.765e-05 | 5.039e-05 | 6.189e-05 | 2.196e-05 | 5.161e-05 | 8.085e-05 | 0.00014669 | 0.00017416 | 0 | 0.00011906
2501 | 105 | 4 | 0.00011416 | 0.00011549 | 0.00011687 | 6.107e-05 | 1.487e-05 | 0.00010756 | 9.121e-05 | 0.00014836 | 2.36e-05 | 4.877e-05 | 6.453e-05 | 2.388e-05 | 5.934e-05 | 9.431e-05 | 0.00015669 | 0.00017881 | 0 | 0.00011906
2502 | 105 | 4 | 0.00011415 | 0.00011354 | 0.00012996 | 0.0001047 | 2.791e-05 | 0.00011946 | 9.679e-05 | 0.00013776 | 2.374e-05 | 5.251e-05 | 7.121e-05 | 2.994e-05 | 6.868e-05 | 0.00010688 | 0.00015618 | 0.00017919 | 4.9209e-06 | 0.00011906
2503 | 105 | 4 | 0.00011416 | 0.00011073 | 0.00011811 | 0.00011009 | 2.985e-05 | 0.00012628 | 0.00011027 | 0.0001314 | 2.848e-05 | 5.944e-05 | 8.085e-05 | 4.595e-05 | 7.888e-05 | 0.00011143 | 0.00015673 | 0.00017968 | 9.5813e-05 | 0.00011906
2504 | 105 | 4 | 0.00011415 | 0.00011256 | 0.00011572 | 0.00016736 | 4.117e-05 | 0.00012932 | 0.00011872 | 0.00010385 | 4.197e-05 | 6.818e-05 | 9.072e-05 | 6.758e-05 | 0.00010162 | 0.00013532 | 0.00015921 | 0.0001797 | 0.00029843 | 0.00011906
2505 | 105 | 4 | 0.00011416 | 0.00011322 | 0.00013525 | 0.00016414 | 4.091e-05 | 0.00013124 | 0.00012167 | 2.12e-05 | 6.158e-05 | 8.238e-05 | 0.00010415 | 0.00010012 | 0.00013907 | 0.00017769 | 0.00015236 | 0.00017815 | 0.00047911 | 0.00011906
2506 | 105 | 4 | 0.00011415 | 0.00010821 | 0.00013195 | 0.00015933 | 4.13e-05 | 0.0001309 | 0.00012057 | 0 | 9.113e-05 | 0.00010638 | 0.00012434 | 0.00012761 | 0.00015445 | 0.00018122 | 0.00011526 | 0.00017864 | 0.00062013 | 0.00011906
2507 | 105 | 4 | 0.00011416 | 0.00011353 | 0.00012736 | 0.00016242 | 4.185e-05 | 0.00013223 | 0.00011985 | 0 | 0.00011885 | 0.00012977 | 0.00014224 | 0.00013764 | 0.00015931 | 0.00018102 | 0.00010183 | 0.0001791 | 0.00071004 | 0.00011906
2508 | 105 | 4 | 0.00011415 | 0.00010724 | 0.00012911 | 0.00016489 | 4.176e-05 | 0.0001277 | 0.00011809 | 0 | 0.00013285 | 0.00014593 | 0.00015672 | 0.00013801 | 0.00015614 | 0.00017436 | 8.2595e-05 | 0.0001725 | 0.00074971 | 0.00011906
2509 | 105 | 4 | 0.00011416 | 0.00011364 | 0.00011465 | 0.00015898 | 4.379e-05 | 0.00012728 | 0.00011855 | 0 | 0.00013668 | 0.00015309 | 0.00016631 | 0.00012952 | 0.00014837 | 0.00016728 | 0.00010221 | 0.00017369 | 0.00074336 | 0.00011906
2510 | 105 | 4 | 0.00011415 | 0.00011521 | 0.00011411 | 0.00016515 | 4.174e-05 | 0.00012616 | 0.00011896 | 0 | 0.00013117 | 0.00015275 | 0.00017066 | 0.000112 | 0.00013628 | 0.00016048 | 0.00011437 | 0.00017311 | 0.00069817 | 0.00011906
2511 | 105 | 4 | 0.00011416 | 0.00011436 | 0.0001294 | 0.00016691 | 4.303e-05 | 0.00012525 | 0.00012183 | 0 | 0.00011644 | 0.00014646 | 0.00017011 | 0.00012733 | 0.00014019 | 0.0001532 | 0.00012007 | 0.0001698 | 0.00059446 | 0.00011906
2512 | 105 | 4 | 0.00011415 | 0.00010672 | 0.00011408 | 0.00015745 | 4.29e-05 | 0.00012294 | 0.00011957 | 7.63e-05 | 0.00012535 | 0.00014245 | 0.00016637 | 0.00013294 | 0.00012078 | 0.00010918 | 0.00011566 | 0.00016444 | 0.00046238 | 0.00011906
2513 | 105 | 4 | 0.00011416 | 0.00010934 | 0.00011458 | 0.00016726 | 4.105e-05 | 0.00012343 | 0.00011788 | 0.00011656 | 0.00013098 | 0.00013378 | 0.00015245 | 0.00014077 | 0.00012403 | 0.00010794 | 0.00010258 | 0.00015465 | 0.0002734 | 0.00011906
2514 | 105 | 4 | 0.00011415 | 0.00010992 | 0.0001339 | 0.00016562 | 4.297e-05 | 0.0001236 | 0.00011519 | 0.00013352 | 0.00013835 | 0.00012806 | 0.00013924 | 0.00014179 | 0.00013006 | 0.00011891 | 8.2933e-05 | 0.00013779 | 8.5378e-05 | 0.00011906
2515 | 105 | 4 | 0.00011416 | 0.00010898 | 0.00012175 | 0.00011326 | 2.761e-05 | 0.00012077 | 0.00011369 | 0.00013776 | 0.00014091 | 0.00012749 | 0.00013042 | 0.00014221 | 0.00012477 | 0.000108 | 7.6169e-05 | 0.00012848 | 2.7319e-06 | 0.00011906
2516 | 105 | 4 | 0.00011415 | 0.00011236 | 0.00013066 | 0.00010739 | 2.968e-05 | 0.00011991 | 0.00011429 | 0.00014412 | 0.00014189 | 0.00012664 | 0.00012148 | 0.00014308 | 0.000122 | 0.00010165 | 9.2663e-05 | 0.00012641 | 0 | 0.00011906
2517 | 105 | 4 | 0.00011416 | 0.00011574 | 0.00012866 | 6.024e-05 | 1.383e-05 | 0.00012081 | 0.00011483 | 0.00015259 | 0.00014284 | 0.00012476 | 0.00011369 | 8.507e-05 | 8.687e-05 | 8.888e-05 | 0.00010926 | 0.00011677 | 0 | 0.00011906
2518 | 105 | 4 | 0.00011415 | 0.00011365 | 0.000135 | 5.52e-05 | 1.575e-05 | 0.00011904 | 0.00010633 | 0.0001526 | 9.776e-05 | 0.00011057 | 0.00010615 | 8.774e-05 | 8.816e-05 | 8.881e-05 | 0.00010781 | 0.00010281 | 0 | 0.00011906
2519 | 105 | 4 | 0.00011416 | 0.00010795 | 0.00011453 | 5.768e-05 | 1.414e-05 | 0.00011629 | 9.844e-05 | 0.00015683 | 9.12e-05 | 9.871e-05 | 0.00010035 | 8.449e-05 | 7.55e-05 | 6.688e-05 | 9.7422e-05 | 8.6093e-05 | 0 | 0.00011906
2520 | 105 | 4 | 0.00011415 | 0.00010957 | 0.00011992 | 5.715e-05 | 1.661e-05 | 0.00010765 | 9.149e-05 | 0.00015895 | 8.618e-05 | 8.758e-05 | 9.094e-05 | 7.94e-05 | 6.907e-05 | 5.912e-05 | 8.4031e-05 | 6.1225e-05 | 0 | 0.00011906
2521 | 106 | 4 | 0.00011416 | 0.00011807 | 8.22e-05 | 5.549e-05 | 6.548e-05 | 0.00010161 | 9.085e-05 | 0.00016743 | 8.069e-05 | 7.839e-05 | 8.147e-05 | 5.406e-05 | 5.348e-05 | 5.306e-05 | 6.9406e-05 | 4.8782e-05 | 0 | 0.00011698
2522 | 106 | 4 | 0.00011415 | 0.00011629 | 0.00010465 | 5.268e-05 | 6.705e-05 | 9.845e-05 | 8.91e-05 | 0.00016954 | 6.005e-05 | 6.727e-05 | 7.22e-05 | 1.903e-05 | 3.765e-05 | 5.603e-05 | 5.4333e-05 | 4.5245e-05 | 0 | 0.00011698
2523 | 106 | 4 | 0.00011416 | 0.00011017 | 8.405e-05 | 5.727e-05 | 7.288e-05 | 9.662e-05 | 8.813e-05 | 0.00016743 | 2.861e-05 | 5.388e-05 | 6.552e-05 | 1.358e-05 | 3.761e-05 | 6.13e-05 | 4.4134e-05 | 4.2606e-05 | 0 | 0.00011698
2524 | 106 | 4 | 0.00011415 | 0.00011801 | 8.954e-05 | 5.584e-05 | 6.329e-05 | 9.795e-05 | 8.846e-05 | 0.00017803 | 1.773e-05 | 4.48e-05 | 6.183e-05 | 1.364e-05 | 4.725e-05 | 8.036e-05 | 3.893e-05 | 4.0065e-05 | 0 | 0.00011698
2525 | 106 | 4 | 0.00011416 | 0.00011525 | 9.291e-05 | 5.243e-05 | 6.56e-05 | 0.00010381 | 9.078e-05 | 0.00018014 | 1.471e-05 | 4.368e-05 | 6.435e-05 | 1.905e-05 | 5.655e-05 | 9.351e-05 | 3.472e-05 | 3.7693e-05 | 0 | 0.00011698
2526 | 106 | 4 | 0.00011415 | 0.00011132 | 0.00010088 | 0.00010573 | 0.00012532 | 0.00011526 | 9.641e-05 | 0.00018015 | 1.797e-05 | 4.84e-05 | 7.087e-05 | 4.681e-05 | 7.764e-05 | 0.00010812 | 2.956e-05 | 3.8653e-05 | 3.3598e-06 | 0.00011698
2527 | 106 | 4 | 0.00011416 | 0.00012138 | 9.569e-05 | 0.00011326 | 0.00013071 | 0.00012323 | 0.00011105 | 0.00017167 | 4.033e-05 | 6.026e-05 | 8.085e-05 | 0.00012159 | 0.00011628 | 0.00011139 | 2.6727e-05 | 4.3485e-05 | 8.5827e-05 | 0.00011698
2528 | 106 | 4 | 0.00011415 | 0.0001142 | 0.00010442 | 0.00016249 | 0.00018799 | 0.00012701 | 0.00012218 | 0.00016319 | 0.00010309 | 8.351e-05 | 9.073e-05 | 0.00021652 | 0.00017538 | 0.00013548 | 2.3744e-05 | 4.8539e-05 | 0.00017213 | 0.00011698
2529 | 106 | 4 | 0.00011416 | 0.00011096 | 9.223e-05 | 0.00016215 | 0.00019621 | 0.00013092 | 0.00012736 | 0.00015471 | 0.00018984 | 0.00012258 | 0.00010423 | 0.00021043 | 0.00019331 | 0.00017704 | 1.7327e-05 | 4.718e-05 | 0.00033341 | 0.00011698
2530 | 106 | 4 | 0.00011415 | 0.00011336 | 8.926e-05 | 0.00015661 | 0.00019304 | 0.00013101 | 0.00012888 | 0.00014835 | 0.00020363 | 0.00015794 | 0.0001243 | 0.00016728 | 0.00017498 | 0.00018303 | 1.6319e-05 | 3.9878e-05 | 0.0006115 | 0.00011698
2531 | 106 | 4 | 0.00011416 | 0.00011462 | 9.738e-05 | 0.00016703 | 0.00019304 | 0.00013191 | 0.00012869 | 0.00014411 | 0.0001753 | 0.00017231 | 0.00014262 | 0.000165 | 0.00017126 | 0.00017788 | 1.8373e-05 | 3.5613e-05 | 0.00072312 | 0.00011698
2532 | 106 | 4 | 0.00011415 | 0.00011412 | 0.00010425 | 0.00015616 | 0.00019321 | 0.00012781 | 0.00012588 | 0.00014199 | 0.00016864 | 0.00017442 | 0.00015635 | 0.00016925 | 0.00017149 | 0.00017416 | 1.7487e-05 | 2.0068e-05 | 0.00074832 | 0.00011698
2533 | 106 | 4 | 0.00011416 | 0.00011001 | 8.232e-05 | 0.00015636 | 0.0001863 | 0.00012715 | 0.0001243 | 0.00014199 | 0.00016933 | 0.00017339 | 0.00016589 | 0.0001608 | 0.0001638 | 0.00016719 | 1.8116e-05 | 2.0501e-05 | 0.00075181 | 0.00011698
2534 | 106 | 4 | 0.00011415 | 0.0001123 | 8.714e-05 | 0.00016223 | 0.00019556 | 0.00012326 | 0.00012271 | 0.00013988 | 0.00016241 | 0.00016965 | 0.00017023 | 0.00017618 | 0.00016759 | 0.00015962 | 2.0884e-05 | 1.9763e-05 | 0.00068961 | 0.00011698
2535 | 106 | 4 | 0.00011416 | 0.00011151 | 8.553e-05 | 0.0001649 | 0.00019883 | 0.00012201 | 0.00012294 | 0.00013352 | 0.0001733 | 0.00016785 | 0.00016954 | 0.00018413 | 0.00016857 | 0.00015375 | 2.5579e-05 | 2.0958e-05 | 0.00042875 | 0.00011698
2536 | 106 | 4 | 0.00011415 | 0.00011221 | 9.065e-05 | 0.00015914 | 0.00019036 | 0.00012152 | 0.00012436 | 0.0001314 | 0.00018147 | 0.00016772 | 0.00016597 | 0.00019824 | 0.0001539 | 0.0001108 | 3.1757e-05 | 2.4151e-05 | 0.00043003 | 0.00011698
2537 | 106 | 4 | 0.00011416 | 0.00011922 | 0.00010365 | 0.00016101 | 0.00019465 | 0.0001208 | 0.00012479 | 0.00012928 | 0.00019427 | 0.00016283 | 0.00015258 | 0.00021431 | 0.00016037 | 0.00010787 | 4.1662e-05 | 2.696e-05 | 0.00028671 | 0.00011698
2538 | 106 | 4 | 0.00011415 | 0.00011415 | 8.924e-05 | 0.00015914 | 0.00019273 | 0.00012123 | 0.0001185 | 0.00013352 | 0.00020963 | 0.00016058 | 0.00013943 | 0.00020519 | 0.00016104 | 0.00011815 | 5.4506e-05 | 3.0649e-05 | 8.8746e-05 | 0.00011698
2539 | 106 | 4 | 0.00011416 | 0.00011134 | 9.576e-05 | 0.00010755 | 0.00013417 | 0.00011871 | 0.00011616 | 0.00014412 | 0.00020579 | 0.00016029 | 0.00013049 | 0.00016202 | 0.00013357 | 0.00010602 | 6.7823e-05 | 3.4103e-05 | 3.2749e-06 | 0.00011698
2540 | 106 | 4 | 0.00011415 | 0.00012051 | 8.263e-05 | 0.00010586 | 0.00012726 | 0.00011659 | 0.000115 | 0.00014412 | 0.00017184 | 0.00015075 | 0.00012115 | 0.0001285 | 0.00011495 | 0.00010197 | 9.6867e-05 | 3.7251e-05 | 0 | 0.00011698
2541 | 106 | 4 | 0.00011416 | 0.00011439 | 8.5e-05 | 5.761e-05 | 6.671e-05 | 0.00011701 | 0.00011283 | 0.00014624 | 0.00013908 | 0.00013519 | 0.00011339 | 8.525e-05 | 8.706e-05 | 8.907e-05 | 0.00012349 | 4.0904e-05 | 0 | 0.00011698
2542 | 106 | 4 | 0.00011415 | 0.00011491 | 0.00010091 | 6.163e-05 | 7.537e-05 | 0.00011727 | 0.00010524 | 0.00014412 | 9.797e-05 | 0.00011389 | 0.00010586 | 8.698e-05 | 8.739e-05 | 8.804e-05 | 0.00013311 | 4.5704e-05 | 0 | 0.00011698
2543 | 106 | 4 | 0.00011416 | 0.00011121 | 8.308e-05 | 5.567e-05 | 7.265e-05 | 0.00011595 | 9.902e-05 | 0.0001526 | 9.03e-05 | 9.915e-05 | 9.992e-05 | 7.696e-05 | 7.146e-05 | 6.626e-05 | 0.00013107 | 4.9704e-05 | 0 | 0.00011698
2544 | 106 | 4 | 0.00011415 | 0.00011864 | 8.505e-05 | 5.907e-05 | 6.244e-05 | 0.00010756 | 9.633e-05 | 0.00015259 | 7.991e-05 | 8.592e-05 | 9.046e-05 | 6.331e-05 | 6.127e-05 | 5.944e-05 | 0.00011944 | 4.7003e-05 | 0 | 0.00011698
2545 | 107 | 4 | 0.00011416 | 0.00011886 | 0.00014655 | 5.21e-05 | 6.884e-05 | 9.973e-05 | 9.241e-05 | 0.00015047 | 6.698e-05 | 7.399e-05 | 8.119e-05 | 5.454e-05 | 5.395e-05 | 5.353e-05 | 0.0001114 | 5.0883e-05 | 0 | 0.00011568
2546 | 107 | 4 | 0.00011415 | 0.00011673 | 0.00013577 | 5.959e-05 | 6.281e-05 | 9.451e-05 | 9.046e-05 | 0.00015471 | 5.762e-05 | 6.397e-05 | 7.21e-05 | 1.925e-05 | 3.809e-05 | 5.669e-05 | 0.00010623 | 5.3332e-05 | 0 | 0.00011568
2547 | 107 | 4 | 0.00011416 | 0.00011592 | 0.00014587 | 5.256e-05 | 7.15e-05 | 9.312e-05 | 9.268e-05 | 0.0001526 | 2.79e-05 | 5.237e-05 | 6.564e-05 | 1.361e-05 | 3.771e-05 | 6.147e-05 | 9.9711e-05 | 5.3639e-05 | 0 | 0.00011568
2548 | 107 | 4 | 0.00011415 | 0.00011434 | 0.0001461 | 6.345e-05 | 6.325e-05 | 9.233e-05 | 9.224e-05 | 0.00014623 | 1.75e-05 | 4.432e-05 | 6.203e-05 | 1.351e-05 | 4.679e-05 | 7.958e-05 | 9.6198e-05 | 5.495e-05 | 0 | 0.00011568
2549 | 107 | 4 | 0.00011416 | 0.00011885 | 0.00014599 | 5.357e-05 | 7.428e-05 | 9.385e-05 | 9.258e-05 | 0.00015047 | 1.464e-05 | 4.34e-05 | 6.439e-05 | 1.917e-05 | 5.688e-05 | 9.405e-05 | 9.4881e-05 | 6.0648e-05 | 0 | 0.00011568
2550 | 107 | 4 | 0.00011415 | 0.00010929 | 0.00014152 | 0.00011157 | 0.00012645 | 9.663e-05 | 9.062e-05 | 0.00013776 | 1.804e-05 | 4.836e-05 | 7.101e-05 | 4.624e-05 | 7.669e-05 | 0.0001068 | 9.5386e-05 | 6.6987e-05 | 0 | 0.00011568
2551 | 107 | 4 | 0.00011416 | 0.00011236 | 0.00013984 | 0.00010614 | 0.00013455 | 9.936e-05 | 0.00010065 | 0.00010596 | 3.989e-05 | 5.997e-05 | 8.066e-05 | 0.00012305 | 0.00011768 | 0.00011273 | 9.7444e-05 | 6.9379e-05 | 6.4515e-05 | 0.00011568
2552 | 107 | 4 | 0.00011415 | 0.00011444 | 0.00012616 | 0.00016705 | 0.00018894 | 0.00010632 | 0.00010362 | 6.782e-05 | 0.00010415 | 8.374e-05 | 9.081e-05 | 0.00022018 | 0.00017834 | 0.00013777 | 9.6988e-05 | 7.7446e-05 | 0.00028153 | 0.00011568
2553 | 107 | 4 | 0.00011416 | 0.00011133 | 0.00012456 | 0.0001574 | 0.00019281 | 0.00011219 | 0.00010928 | 5.722e-05 | 0.00019289 | 0.00012394 | 0.0001048 | 0.00020882 | 0.00019183 | 0.00017568 | 7.3378e-05 | 8.707e-05 | 0.00033931 | 0.00011568
2554 | 107 | 4 | 0.00011415 | 0.00011788 | 0.00014389 | 0.00015917 | 0.00019027 | 0.00011443 | 0.00011215 | 2.544e-05 | 0.00020299 | 0.00015858 | 0.00012456 | 0.00016587 | 0.00017351 | 0.00018149 | 8.2927e-05 | 8.7866e-05 | 0.00038917 | 0.00011568
2555 | 107 | 4 | 0.00011416 | 0.00011829 | 0.00014246 | 0.00016197 | 0.00019354 | 0.00011629 | 0.00011036 | 0 | 0.00017417 | 0.00017194 | 0.00014249 | 0.00016695 | 0.00017328 | 0.00017998 | 8.4652e-05 | 8.6519e-05 | 0.00041582 | 0.00011568
2556 | 107 | 4 | 0.00011415 | 0.0001182 | 0.00014182 | 0.0001596 | 0.00019132 | 0.0001162 | 0.0001108 | 0 | 0.00016994 | 0.00017465 | 0.00015668 | 0.00016813 | 0.00017035 | 0.000173 | 6.0987e-05 | 7.3037e-05 | 0.00060807 | 0.00011568
2557 | 107 | 4 | 0.00011416 | 0.00011383 | 0.00013126 | 0.00016321 | 0.00019361 | 0.00011353 | 0.00010854 | 0 | 0.00016865 | 0.00017335 | 0.00016589 | 0.00015958 | 0.00016256 | 0.00016592 | 6.6986e-05 | 7.5477e-05 | 0.00063302 | 0.00011568
2558 | 107 | 4 | 0.00011415 | 0.0001145 | 0.00013979 | 0.00016237 | 0.00019271 | 0.00011012 | 0.0001075 | 0 | 0.00016136 | 0.00016908 | 0.00016987 | 0.00017567 | 0.00016711 | 0.00015916 | 7.728e-05 | 8.0063e-05 | 0.00052164 | 0.00011568
2559 | 107 | 4 | 0.00011416 | 0.00011594 | 0.00012507 | 0.00016158 | 0.0001997 | 0.00011032 | 0.00010653 | 0 | 0.0001727 | 0.00016715 | 0.00016911 | 0.00018277 | 0.00016732 | 0.00015261 | 8.7891e-05 | 8.399e-05 | 0.00042242 | 0.00011568
2560 | 107 | 4 | 0.00011415 | 0.00011616 | 0.00014355 | 0.00015665 | 0.00019592 | 0.00010993 | 0.00010675 | 0 | 0.00018025 | 0.00016683 | 0.00016534 | 0.0001977 | 0.00015348 | 0.0001105 | 9.6395e-05 | 8.8031e-05 | 0.00042047 | 0.00011568
2561 | 107 | 4 | 0.00011416 | 0.00011068 | 0.00013943 | 0.00015848 | 0.00019247 | 0.0001116 | 0.00011012 | 0 | 0.0001936 | 0.00016207 | 0.00015191 | 0.00021339 | 0.00015969 | 0.00010741 | 9.9626e-05 | 9.4069e-05 | 0.0002143 | 0.00011568
2562 | 107 | 4 | 0.00011415 | 0.0001191 | 0.00013989 | 0.00015812 | 0.00019819 | 0.00011151 | 0.00010988 | 4.875e-05 | 0.00020875 | 0.00015987 | 0.0001388 | 0.00020519 | 0.00016104 | 0.00011815 | 0.00010494 | 0.00010104 | 9.3217e-05 | 0.00011568
2563 | 107 | 4 | 0.00011416 | 0.0001185 | 0.00014227 | 0.00010632 | 0.00013522 | 0.00011033 | 0.00010803 | 9.325e-05 | 0.0002056 | 0.00015986 | 0.00013001 | 0.00016309 | 0.00013446 | 0.00010672 | 0.0001105 | 0.00011159 | 4.344e-06 | 0.00011568
2564 | 107 | 4 | 0.00011415 | 0.00011051 | 0.00012788 | 0.0001064 | 0.00012567 | 0.00010866 | 0.0001026 | 0.0001102 | 0.00017262 | 0.00015086 | 0.00012095 | 0.00012871 | 0.00011514 | 0.00010214 | 0.00012679 | 0.00012033 | 0 | 0.00011568
2565 | 107 | 4 | 0.00011416 | 0.0001082 | 0.00014627 | 5.231e-05 | 6.464e-05 | 0.00010867 | 0.00010326 | 0.00011868 | 0.00013938 | 0.00013547 | 0.00011337 | 8.437e-05 | 8.616e-05 | 8.816e-05 | 0.00015584 | 0.00012522 | 0 | 0.00011568
2566 | 107 | 4 | 0.00011415 | 0.00011437 | 0.00014287 | 5.405e-05 | 6.529e-05 | 0.00010864 | 9.906e-05 | 0.00012292 | 9.737e-05 | 0.00011377 | 0.00010571 | 8.783e-05 | 8.825e-05 | 8.89e-05 | 0.00017271 | 0.00012694 | 0 | 0.00011568
2567 | 107 | 4 | 0.00011416 | 0.00010947 | 0.00013434 | 6.008e-05 | 6.715e-05 | 0.00010719 | 9.302e-05 | 0.00012928 | 9.086e-05 | 9.926e-05 | 0.00010002 | 7.719e-05 | 7.168e-05 | 6.646e-05 | 0.00017707 | 0.00012738 | 0 | 0.00011568
2568 | 107 | 4 | 0.00011415 | 0.00011382 | 0.00012825 | 5.784e-05 | 6.576e-05 | 0.00010074 | 8.945e-05 | 0.0001314 | 8.018e-05 | 8.615e-05 | 9.061e-05 | 6.262e-05 | 6.06e-05 | 5.879e-05 | 0.00016868 | 0.00011213 | 0 | 0.00011568
2569 | 108 | 4 | 0.00011416 | 0.00011621 | 0.00010911 | 6.072e-05 | 6.954e-05 | 9.546e-05 | 8.555e-05 | 0.00013776 | 6.65e-05 | 7.393e-05 | 8.117e-05 | 5.432e-05 | 5.374e-05 | 5.332e-05 | 0.00016183 | 0.00010949 | 0 | 0.00011412
2570 | 108 | 4 | 0.00011415 | 0.00011713 | 0.00010255 | 5.781e-05 | 6.566e-05 | 9.207e-05 | 8.603e-05 | 0.00013776 | 5.738e-05 | 6.376e-05 | 7.202e-05 | 1.912e-05 | 3.782e-05 | 5.629e-05 | 0.00015576 | 0.00010668 | 0 | 0.00011412
2571 | 108 | 4 | 0.00011416 | 0.00011977 | 0.00010758 | 6.046e-05 | 6.619e-05 | 9.05e-05 | 8.575e-05 | 0.00014199 | 2.773e-05 | 5.211e-05 | 6.547e-05 | 1.354e-05 | 3.752e-05 | 6.116e-05 | 0.00015253 | 0.00010135 | 0 | 0.00011412
2572 | 108 | 4 | 0.00011415 | 0.00011267 | 0.00011017 | 5.584e-05 | 6.518e-05 | 9.065e-05 | 8.735e-05 | 0.000142 | 1.74e-05 | 4.408e-05 | 6.179e-05 | 1.362e-05 | 4.716e-05 | 8.021e-05 | 0.00014829 | 9.6357e-05 | 0 | 0.00011412
2573 | 108 | 4 | 0.00011416 | 0.0001133 | 0.00011852 | 6.223e-05 | 6.581e-05 | 9.215e-05 | 8.835e-05 | 0.00013988 | 1.47e-05 | 4.338e-05 | 6.431e-05 | 1.893e-05 | 5.617e-05 | 9.289e-05 | 0.00013739 | 9.3145e-05 | 0 | 0.00011412
2574 | 108 | 4 | 0.00011415 | 0.00011694 | 0.00011759 | 0.00010631 | 0.00012978 | 9.197e-05 | 8.82e-05 | 0.00012928 | 1.787e-05 | 4.816e-05 | 7.071e-05 | 4.67e-05 | 7.745e-05 | 0.00010785 | 0.00013052 | 8.8781e-05 | 8.5352e-06 | 0.00011412
2575 | 108 | 4 | 0.00011416 | 0.00011684 | 0.00010252 | 0.00010735 | 0.00013973 | 9.374e-05 | 9.05e-05 | 0.00011656 | 4.022e-05 | 6.005e-05 | 8.064e-05 | 0.00012319 | 0.00011781 | 0.00011286 | 0.0001283 | 8.0044e-05 | 0.00010833 | 0.00011412
2576 | 108 | 4 | 0.00011415 | 0.00011351 | 0.00011754 | 0.00015761 | 0.00018881 | 9.884e-05 | 9.334e-05 | 8.266e-05 | 0.00010431 | 8.392e-05 | 9.086e-05 | 0.00021771 | 0.00017634 | 0.00013623 | 0.00012284 | 7.1871e-05 | 0.00032072 | 0.00011412
2577 | 108 | 4 | 0.00011416 | 0.00012033 | 0.00011234 | 0.00015874 | 0.00020242 | 0.00010338 | 9.62e-05 | 5.087e-05 | 0.000191 | 0.00012336 | 0.00010454 | 0.00021125 | 0.00019406 | 0.00017773 | 8.1823e-05 | 6.1615e-05 | 0.00049944 | 0.00011412
2578 | 108 | 4 | 0.00011415 | 0.00011676 | 0.00011899 | 0.00016088 | 0.00020063 | 0.00010817 | 0.00010281 | 2.12e-05 | 0.00020453 | 0.00015879 | 0.00012476 | 0.00016486 | 0.00017245 | 0.00018038 | 2.3194e-05 | 5.5859e-05 | 0.00064293 | 0.00011412
2579 | 108 | 4 | 0.00011416 | 0.00011692 | 0.00012412 | 0.00016122 | 0.00019246 | 0.00011079 | 0.00010415 | 0 | 0.00017362 | 0.00017194 | 0.00014248 | 0.0001667 | 0.00017303 | 0.00017972 | 3.6451e-05 | 5.2073e-05 | 0.00070513 | 0.00011412
2580 | 108 | 4 | 0.00011415 | 0.00011926 | 0.00012407 | 0.00016531 | 0.0002004 | 0.00011274 | 9.972e-05 | 0 | 0.00016967 | 0.00017449 | 0.00015658 | 0.00016985 | 0.0001721 | 0.00017478 | 3.8347e-05 | 4.4474e-05 | 0.00069433 | 0.00011412
2581 | 108 | 4 | 0.00011416 | 0.00011814 | 0.00011491 | 0.00016266 | 0.00019557 | 0.00010798 | 9.57e-05 | 0 | 0.00016995 | 0.00017381 | 0.00016618 | 0.00016119 | 0.0001642 | 0.0001676 | 6.4109e-05 | 4.3452e-05 | 0.00068945 | 0.00011412
2582 | 108 | 4 | 0.00011415 | 0.00012 | 0.00011206 | 0.00015768 | 0.00019441 | 0.00010236 | 9.488e-05 | 1.907e-05 | 0.00016284 | 0.00017016 | 0.00017055 | 0.00017739 | 0.00016874 | 0.00016072 | 5.9682e-05 | 4.3375e-05 | 0.00058076 | 0.00011412
2583 | 108 | 4 | 0.00011416 | 0.0001129 | 0.000121 | 0.00015982 | 0.00018892 | 0.00010247 | 9.57e-05 | 1.908e-05 | 0.00017437 | 0.00016859 | 0.00017004 | 0.000181 | 0.0001657 | 0.00015114 | 5.8168e-05 | 4.8176e-05 | 0.00049037 | 0.00011412
2584 | 108 | 4 | 0.00011415 | 0.00011083 | 0.00011843 | 0.00016711 | 0.00020137 | 0.00010003 | 0.00010037 | 6.57e-05 | 0.00017924 | 0.00016722 | 0.00016589 | 0.00019514 | 0.00015149 | 0.00010907 | 5.8696e-05 | 5.5395e-05 | 0.00043215 | 0.00011412
2585 | 108 | 4 | 0.00011416 | 0.00011765 | 0.00010801 | 0.0001567 | 0.00019826 | 0.0001023 | 0.00010269 | 9.537e-05 | 0.00019145 | 0.00016131 | 0.00015203 | 0.00021389 | 0.00016006 | 0.00010766 | 6.2895e-05 | 6.607e-05 | 0.00029071 | 0.00011412
2586 | 108 | 4 | 0.00011415 | 0.00011977 | 0.00010882 | 0.0001629 | 0.00019255 | 0.00010509 | 0.00010271 | 9.113e-05 | 0.0002087 | 0.00015924 | 0.00013882 | 0.0002048 | 0.00016074 | 0.00011793 | 7.4645e-05 | 7.7749e-05 | 9.2699e-05 | 0.00011412
2587 | 108 | 4 | 0.00011416 | 0.00011654 | 0.0001065 | 0.00010439 | 0.00012916 | 0.00010611 | 9.956e-05 | 0.00012081 | 0.00020521 | 0.00015943 | 0.00012984 | 0.00016507 | 0.00013609 | 0.00010801 | 9.4141e-05 | 8.7898e-05 | 5.9136e-06 | 0.00011412
2588 | 108 | 4 | 0.00011415 | 0.00010952 | 0.00011553 | 0.00010518 | 0.00013367 | 0.00010625 | 0.00010045 | 0.0001314 | 0.00017407 | 0.00015122 | 0.00012099 | 0.00012884 | 0.00011526 | 0.00010225 | 0.00012527 | 9.3907e-05 | 0 | 0.00011412
2589 | 108 | 4 | 0.00011416 | 0.00011658 | 0.00011986 | 6.114e-05 | 6.973e-05 | 0.00010889 | 0.00010347 | 0.00013564 | 0.00013978 | 0.00013595 | 0.00011346 | 8.448e-05 | 8.628e-05 | 8.827e-05 | 0.00014794 | 0.00010562 | 0 | 0.00011412
2590 | 108 | 4 | 0.00011415 | 0.0001155 | 0.00011525 | 5.376e-05 | 6.522e-05 | 0.00010812 | 9.856e-05 | 0.00014411 | 9.757e-05 | 0.00011413 | 0.00010589 | 8.766e-05 | 8.808e-05 | 8.873e-05 | 0.00015034 | 0.00011475 | 0 | 0.00011412
2591 | 108 | 4 | 0.00011416 | 0.00011699 | 0.00011647 | 5.31e-05 | 7.33e-05 | 0.00010579 | 9.09e-05 | 0.00019074 | 9.079e-05 | 9.939e-05 | 0.00010016 | 7.72e-05 | 7.169e-05 | 6.647e-05 | 0.00014623 | 0.00011776 | 0 | 0.00011412
2592 | 108 | 4 | 0.00011415 | 0.00011386 | 0.00010353 | 5.34e-05 | 7.609e-05 | 9.829e-05 | 8.442e-05 | 0.00020557 | 8.017e-05 | 8.618e-05 | 9.075e-05 | 6.246e-05 | 6.044e-05 | 5.864e-05 | 0.0001243 | 0.00012439 | 0 | 0.00011412
2593 | 109 | 4 | 0.00011416 | 0.00011441 | 9.17e-05 | 5.338e-05 | 6.651e-05 | 9.357e-05 | 8.084e-05 | 0.00019921 | 6.637e-05 | 7.387e-05 | 8.121e-05 | 5.463e-05 | 5.405e-05 | 5.362e-05 | 0.00010725 | 0.00012202 | 0 | 0.00011238
2594 | 109 | 4 | 0.00011415 | 0.00012133 | 9.597e-05 | 5.808e-05 | 6.683e-05 | 9.202e-05 | 8.441e-05 | 0.00019286 | 5.76e-05 | 6.381e-05 | 7.208e-05 | 1.898e-05 | 3.756e-05 | 5.59e-05 | 9.0076e-05 | 0.00012112 | 0 | 0.00011238
2595 | 109 | 4 | 0.00011416 | 0.00012331 | 0.00010404 | 6.112e-05 | 6.515e-05 | 9.061e-05 | 8.541e-05 | 0.00018438 | 2.767e-05 | 5.208e-05 | 6.543e-05 | 1.356e-05 | 3.756e-05 | 6.122e-05 | 6.7184e-05 | 0.00012177 | 0 | 0.00011238
2596 | 109 | 4 | 0.00011415 | 0.00012239 | 0.00010386 | 5.686e-05 | 6.237e-05 | 9.382e-05 | 8.641e-05 | 0.00016743 | 1.74e-05 | 4.405e-05 | 6.175e-05 | 1.353e-05 | 4.686e-05 | 7.97e-05 | 5.0678e-05 | 0.00012754 | 0 | 0.00011238
2597 | 109 | 4 | 0.00011416 | 0.00011653 | 8.789e-05 | 6.084e-05 | 6.293e-05 | 0.00010105 | 8.919e-05 | 0.00016743 | 1.463e-05 | 4.325e-05 | 6.416e-05 | 1.923e-05 | 5.706e-05 | 9.435e-05 | 4.1431e-05 | 0.00013552 | 0 | 0.00011238
2598 | 109 | 4 | 0.00011415 | 0.00011581 | 9.345e-05 | 0.00010664 | 0.00012947 | 0.00011336 | 9.722e-05 | 0.00015471 | 1.808e-05 | 4.837e-05 | 7.09e-05 | 4.667e-05 | 7.741e-05 | 0.00010779 | 3.2199e-05 | 0.00013302 | 1.0444e-05 | 0.00011238
2599 | 109 | 4 | 0.00011416 | 0.00011841 | 8.359e-05 | 0.00011338 | 0.00013785 | 0.0001214 | 0.0001115 | 0.00013564 | 4.024e-05 | 6.027e-05 | 8.081e-05 | 0.00012202 | 0.00011669 | 0.00011178 | 2.2839e-05 | 0.00013614 | 9.46e-05 | 0.00011238
2600 | 109 | 4 | 0.00011415 | 0.00012491 | 9.984e-05 | 0.00016753 | 0.00019037 | 0.00012532 | 0.00012066 | 0.00011868 | 0.00010341 | 8.365e-05 | 9.08e-05 | 0.00021606 | 0.000175 | 0.00013519 | 1.1111e-05 | 0.00011002 | 0.00024858 | 0.00011238
2601 | 109 | 4 | 0.00011416 | 0.00011562 | 8.374e-05 | 0.00016573 | 0.00018748 | 0.00012812 | 0.00012285 | 9.326e-05 | 0.00018955 | 0.00012256 | 0.00010424 | 0.00020978 | 0.00019271 | 0.00017649 | 3.3652e-06 | 9.738e-05 | 0.0004277 | 0.00011238
2602 | 109 | 4 | 0.00011415 | 0.00011547 | 9.103e-05 | 0.00016462 | 0.00019914 | 0.00012889 | 0.00012098 | 6.147e-05 | 0.00020307 | 0.00015767 | 0.0001242 | 0.00016656 | 0.00017423 | 0.00018224 | 2.8574e-06 | 8.391e-05 | 0.00049489 | 0.00011238
2603 | 109 | 4 | 0.00011416 | 0.00011397 | 9.403e-05 | 0.00015673 | 0.00020033 | 0.00012924 | 0.00012079 | 5.722e-05 | 0.00017463 | 0.0001718 | 0.00014233 | 0.00016477 | 0.00017102 | 0.00017763 | 2.4491e-06 | 7.6781e-05 | 0.0005808 | 0.00011238
2604 | 109 | 4 | 0.00011415 | 0.0001219 | 9.94e-05 | 0.00015647 | 0.0001961 | 0.0001249 | 0.00012062 | 5.51e-05 | 0.00016831 | 0.00017395 | 0.00015602 | 0.0001692 | 0.00017144 | 0.00017411 | 1.534e-06 | 7.7642e-05 | 0.00066726 | 0.00011238
2605 | 109 | 4 | 0.00011416 | 0.00012362 | 0.00010204 | 0.00016746 | 0.00018878 | 0.0001228 | 0.00012203 | 6.782e-05 | 0.00016921 | 0.00017309 | 0.00016558 | 0.00016039 | 0.00016338 | 0.00016677 | 1.5662e-06 | 7.8674e-05 | 0.00072082 | 0.00011238
2606 | 109 | 4 | 0.00011415 | 0.00012142 | 9.845e-05 | 0.00015883 | 0.00019603 | 0.0001237 | 0.00011883 | 0.00012504 | 0.00016205 | 0.00016936 | 0.00016988 | 0.00017862 | 0.00016992 | 0.00016184 | 1.988e-06 | 7.8683e-05 | 0.00067895 | 0.00011238
2607 | 109 | 4 | 0.00011416 | 0.00012061 | 9.552e-05 | 0.00016481 | 0.00019895 | 0.00012343 | 0.00011761 | 0.00012292 | 0.00017514 | 0.00016849 | 0.00016976 | 0.00018163 | 0.00016627 | 0.00015166 | 1.344e-06 | 7.7007e-05 | 0.00059646 | 0.00011238
2608 | 109 | 4 | 0.00011415 | 0.00012379 | 8.77e-05 | 0.00015916 | 0.00018924 | 0.00012156 | 0.00011883 | 0.000142 | 0.00017987 | 0.00016756 | 0.00016579 | 0.00019559 | 0.00015184 | 0.00010932 | 1.7998e-06 | 7.5413e-05 | 0.00047343 | 0.00011238
2609 | 109 | 4 | 0.00011416 | 0.00012272 | 9.692e-05 | 0.00016709 | 0.00019434 | 0.00012296 | 0.0001216 | 0.00015048 | 0.00019194 | 0.00016174 | 0.00015211 | 0.00021287 | 0.0001593 | 0.00010715 | 4.3892e-06 | 7.3678e-05 | 0.00028931 | 0.00011238
2610 | 109 | 4 | 0.00011415 | 0.00011909 | 8.82e-05 | 0.00015716 | 0.00018852 | 0.00012293 | 0.00011828 | 0.00015683 | 0.00020803 | 0.00015925 | 0.00013885 | 0.00020655 | 0.00016211 | 0.00011893 | 1.0865e-05 | 5.9525e-05 | 9.4176e-05 | 0.00011238
2611 | 109 | 4 | 0.00011416 | 0.00011754 | 8.728e-05 | 0.00011412 | 0.00013343 | 0.00012043 | 0.00011618 | 0.00015683 | 0.00020645 | 0.00015981 | 0.00013013 | 0.0001637 | 0.00013496 | 0.00010712 | 2.0816e-05 | 3.9069e-05 | 6.4396e-06 | 0.00011238
2612 | 109 | 4 | 0.00011415 | 0.00012315 | 9.572e-05 | 0.00011204 | 0.00013194 | 0.00011974 | 0.00011584 | 0.00015259 | 0.00017322 | 0.00015118 | 0.00012104 | 0.00012815 | 0.00011464 | 0.0001017 | 4.3561e-05 | 3.1024e-05 | 0 | 0.00011238
2613 | 109 | 4 | 0.00011416 | 0.00011776 | 0.00010043 | 6.229e-05 | 7.093e-05 | 0.00011967 | 0.000115 | 0.00015047 | 0.0001391 | 0.00013557 | 0.00011335 | 8.529e-05 | 8.71e-05 | 8.911e-05 | 9.4649e-05 | 3.3842e-05 | 0 | 0.00011238
2614 | 109 | 4 | 0.00011415 | 0.00011472 | 9.182e-05 | 5.304e-05 | 6.351e-05 | 0.00011866 | 0.00010663 | 0.00015048 | 9.806e-05 | 0.00011409 | 0.00010593 | 8.727e-05 | 8.769e-05 | 8.834e-05 | 0.00015038 | 3.9089e-05 | 0 | 0.00011238
2615 | 109 | 4 | 0.00011416 | 0.00011332 | 0.00010107 | 6.316e-05 | 6.906e-05 | 0.00011556 | 9.856e-05 | 0.00014836 | 9.055e-05 | 9.935e-05 | 0.00010011 | 7.838e-05 | 7.278e-05 | 6.748e-05 | 0.00017181 | 4.6355e-05 | 0 | 0.00011238
2616 | 109 | 4 | 0.00011415 | 0.00012395 | 0.00010565 | 6.027e-05 | 6.888e-05 | 0.00010647 | 9.192e-05 | 0.00014624 | 8.105e-05 | 8.653e-05 | 9.09e-05 | 6.236e-05 | 6.036e-05 | 5.855e-05 | 0.00017372 | 4.8499e-05 | 0 | 0.00011238
2617 | 110 | 4 | 0.00011416 | 0.00011567 | 0.00010796 | 5.477e-05 | 6.259e-05 | 0.00010067 | 8.872e-05 | 0.00014624 | 6.647e-05 | 7.416e-05 | 8.137e-05 | 5.472e-05 | 5.414e-05 | 5.371e-05 | 0.00015944 | 4.7251e-05 | 0 | 0.00011039
2618 | 110 | 4 | 0.00011415 | 0.00011932 | 0.00012164 | 6.109e-05 | 7.181e-05 | 9.708e-05 | 8.454e-05 | 0.00014411 | 5.77e-05 | 6.401e-05 | 7.227e-05 | 1.908e-05 | 3.776e-05 | 5.62e-05 | 0.00015565 | 4.3347e-05 | 0 | 0.00011039
2619 | 110 | 4 | 0.00011416 | 0.00011491 | 0.0001012 | 6.321e-05 | 6.874e-05 | 9.481e-05 | 8.447e-05 | 0.00014411 | 2.778e-05 | 5.225e-05 | 6.563e-05 | 1.367e-05 | 3.788e-05 | 6.174e-05 | 0.0001558 | 3.7878e-05 | 0 | 0.00011039
2620 | 110 | 4 | 0.00011415 | 0.00011963 | 0.00010657 | 5.618e-05 | 6.9e-05 | 9.627e-05 | 8.646e-05 | 0.00014412 | 1.751e-05 | 4.427e-05 | 6.205e-05 | 1.358e-05 | 4.7e-05 | 7.995e-05 | 0.00015169 | 4.0783e-05 | 0 | 0.00011039
2621 | 110 | 4 | 0.00011416 | 0.00011363 | 0.00011435 | 6.134e-05 | 6.904e-05 | 0.00010338 | 8.868e-05 | 0.00014623 | 1.469e-05 | 4.347e-05 | 6.444e-05 | 1.895e-05 | 5.625e-05 | 9.302e-05 | 0.00014225 | 4.178e-05 | 0 | 0.00011039
2622 | 110 | 4 | 0.00011415 | 0.00011017 | 0.00010178 | 0.00011146 | 0.0001313 | 0.00011518 | 9.601e-05 | 0.00018014 | 1.789e-05 | 4.821e-05 | 7.084e-05 | 4.623e-05 | 7.668e-05 | 0.00010678 | 0.00012736 | 3.497e-05 | 9.7145e-06 | 0.00011039
2623 | 110 | 4 | 0.00011416 | 0.00011668 | 0.00012171 | 0.00010457 | 0.00012936 | 0.00012386 | 0.00011048 | 0.00018226 | 3.986e-05 | 5.98e-05 | 8.049e-05 | 0.00012328 | 0.00011789 | 0.00011293 | 0.00010277 | 2.3849e-05 | 0.00010309 | 0.00011039
2624 | 110 | 4 | 0.00011415 | 0.00011504 | 0.000107 | 0.00015711 | 0.00019587 | 0.00012811 | 0.00011937 | 0.00018226 | 0.00010431 | 8.371e-05 | 9.071e-05 | 0.00021877 | 0.0001772 | 0.00013689 | 8.0383e-05 | 1.777e-05 | 0.00031728 | 0.00011039
2625 | 110 | 4 | 0.00011416 | 0.00010978 | 0.00010783 | 0.00016062 | 0.00018801 | 0.00013084 | 0.00012159 | 0.00018438 | 0.00019183 | 0.00012356 | 0.00010452 | 0.00020952 | 0.00019247 | 0.00017627 | 6.0737e-05 | 1.8485e-05 | 0.00047767 | 0.00011039
2626 | 110 | 4 | 0.00011415 | 0.00010989 | 0.00012161 | 0.00015644 | 0.00019407 | 0.00012861 | 0.00012033 | 0.00016743 | 0.00020333 | 0.00015846 | 0.00012444 | 0.00016611 | 0.00017376 | 0.00018175 | 3.6065e-05 | 2.2966e-05 | 0.0006312 | 0.00011039
2627 | 110 | 4 | 0.00011416 | 0.00011491 | 0.00011043 | 0.00016717 | 0.0001887 | 0.00013004 | 0.00012079 | 0.00013776 | 0.00017439 | 0.00017203 | 0.00014249 | 0.00016577 | 0.00017206 | 0.00017871 | 1.7521e-05 | 3.1582e-05 | 0.00072587 | 0.00011039
2628 | 110 | 4 | 0.00011415 | 0.00011916 | 0.00011122 | 0.00016702 | 0.00020016 | 0.00013012 | 0.00011946 | 0.00011868 | 0.00016907 | 0.00017433 | 0.00015642 | 0.00016746 | 0.00016968 | 0.00017232 | 3.0069e-05 | 4.4371e-05 | 0.00076684 | 0.00011039
2629 | 110 | 4 | 0.00011416 | 0.000114 | 9.996e-05 | 0.00016171 | 0.00019712 | 0.00013034 | 0.00011882 | 7.842e-05 | 0.00016798 | 0.00017277 | 0.00016551 | 0.00016144 | 0.00016445 | 0.00016786 | 3.5534e-05 | 5.0802e-05 | 0.00075205 | 0.00011039
2630 | 110 | 4 | 0.00011415 | 0.00011341 | 0.00011405 | 0.000164 | 0.00019165 | 0.00012789 | 0.00011842 | 6.146e-05 | 0.00016265 | 0.00016933 | 0.00016997 | 0.00017834 | 0.00016965 | 0.00016158 | 3.6598e-05 | 6.1294e-05 | 0.00070707 | 0.00011039
2631 | 110 | 4 | 0.00011416 | 0.00011783 | 0.00010219 | 0.00016016 | 0.00019889 | 0.00012447 | 0.00011767 | 4.875e-05 | 0.00017501 | 0.00016848 | 0.00016975 | 0.00018095 | 0.00016565 | 0.0001511 | 4.1685e-05 | 7.035e-05 | 0.00060587 | 0.00011039
2632 | 110 | 4 | 0.00011415 | 0.00011994 | 0.00010303 | 0.00016575 | 0.00019686 | 0.00012357 | 0.00011735 | 3.391e-05 | 0.00017931 | 0.00016734 | 0.00016565 | 0.00019627 | 0.00015237 | 0.0001097 | 5.0404e-05 | 8.1123e-05 | 0.00047358 | 0.00011039
2633 | 110 | 4 | 0.00011416 | 0.00011699 | 0.00010363 | 0.00015886 | 0.00019159 | 0.00012386 | 0.00011844 | 3.391e-05 | 0.00019238 | 0.00016172 | 0.00015204 | 0.00021376 | 0.00015996 | 0.0001076 | 6.0882e-05 | 9.5771e-05 | 0.00027892 | 0.00011039
2634 | 110 | 4 | 0.00011415 | 0.00011724 | 0.00010401 | 0.00016533 | 0.00019166 | 0.00012257 | 0.00011465 | 6.359e-05 | 0.00020879 | 0.00015955 | 0.00013893 | 0.00020302 | 0.00015934 | 0.0001169 | 7.3301e-05 | 0.00010957 | 9.1164e-05 | 0.00011039
2635 | 110 | 4 | 0.00011416 | 0.0001155 | 0.0001013 | 0.00011332 | 0.00012843 | 0.00011842 | 0.00011361 | 0.00010173 | 0.00020385 | 0.00015909 | 0.00012975 | 0.00016352 | 0.00013481 | 0.000107 | 9.8427e-05 | 0.00012346 | 6.3717e-06 | 0.00011039
2636 | 110 | 4 | 0.00011415 | 0.00011367 | 0.00010254 | 0.0001055 | 0.00013243 | 0.00011623 | 0.00011279 | 0.0001314 | 0.00017261 | 0.00015036 | 0.00012067 | 0.00012865 | 0.00011509 | 0.00010209 | 0.00014047 | 0.00013381 | 0 | 0.00011039
2637 | 110 | 4 | 0.00011416 | 0.00010931 | 0.00012059 | 6.209e-05 | 7.486e-05 | 0.0001186 | 0.0001153 | 0.00015259 | 0.0001393 | 0.00013522 | 0.00011311 | 8.477e-05 | 8.657e-05 | 8.858e-05 | 0.00017786 | 0.00013538 | 0 | 0.00011039
2638 | 110 | 4 | 0.00011415 | 0.00011663 | 0.00011484 | 6.278e-05 | 6.79e-05 | 0.0001185 | 0.00010797 | 0.00018014 | 9.766e-05 | 0.00011383 | 0.0001056 | 8.751e-05 | 8.792e-05 | 8.857e-05 | 0.00018679 | 0.00012759 | 0 | 0.00011039
2639 | 110 | 4 | 0.00011416 | 0.00011794 | 0.00010357 | 5.439e-05 | 7.318e-05 | 0.00011503 | 9.997e-05 | 0.00019074 | 9.067e-05 | 9.925e-05 | 9.989e-05 | 7.732e-05 | 7.18e-05 | 6.657e-05 | 0.00017824 | 0.00011308 | 0 | 0.00011039
2640 | 110 | 4 | 0.00011415 | 0.00011938 | 0.00011521 | 5.434e-05 | 6.749e-05 | 0.00010609 | 9.178e-05 | 0.00020981 | 8.025e-05 | 8.615e-05 | 9.059e-05 | 6.312e-05 | 6.109e-05 | 5.926e-05 | 0.00015701 | 0.0001038 | 0 | 0.00011039
2641 | 111 | 4 | 0.00011416 | 0.0001077 | 0.00011879 | 5.821e-05 | 4.101e-05 | 0.00010033 | 8.68e-05 | 0.0002077 | 6.691e-05 | 7.412e-05 | 8.127e-05 | 6.877e-05 | 6.123e-05 | 5.4e-05 | 0.00013702 | 0.00011486 | 0 | 0.00010874
2642 | 111 | 4 | 0.00011415 | 0.00011368 | 0.00011835 | 5.259e-05 | 4.449e-05 | 9.695e-05 | 8.67e-05 | 0.00022041 | 6.873e-05 | 6.663e-05 | 7.228e-05 | 3.511e-05 | 4.542e-05 | 5.567e-05 | 0.00012281 | 0.00013188 | 0 | 0.00010874
2643 | 111 | 4 | 0.00011416 | 0.00010837 | 0.00010409 | 5.427e-05 | 4.241e-05 | 9.58e-05 | 8.995e-05 | 0.00024796 | 4.24e-05 | 5.741e-05 | 6.557e-05 | 2.215e-05 | 4.168e-05 | 6.097e-05 | 0.0001104 | 0.0001372 | 0 | 0.00010874
2644 | 111 | 4 | 0.00011415 | 0.00010858 | 0.00011102 | 5.428e-05 | 4.571e-05 | 9.809e-05 | 9.075e-05 | 0.00026704 | 2.724e-05 | 4.955e-05 | 6.183e-05 | 2.193e-05 | 5.154e-05 | 8.073e-05 | 0.0001033 | 0.00014072 | 0 | 0.00010874
2645 | 111 | 4 | 0.00011416 | 0.00011472 | 0.00010981 | 5.979e-05 | 4.112e-05 | 0.00010413 | 9.258e-05 | 0.00027339 | 2.356e-05 | 4.839e-05 | 6.443e-05 | 2.358e-05 | 5.858e-05 | 9.309e-05 | 9.5875e-05 | 0.00013308 | 0 | 0.00010874
2646 | 111 | 4 | 0.00011415 | 0.00010822 | 0.00010718 | 0.00011187 | 7.491e-05 | 0.00011579 | 9.699e-05 | 0.00022253 | 2.349e-05 | 5.21e-05 | 7.084e-05 | 2.985e-05 | 6.846e-05 | 0.00010654 | 9.8029e-05 | 0.00012244 | 1.2939e-05 | 0.00010874
2647 | 111 | 4 | 0.00011416 | 0.00010933 | 9.853e-05 | 0.00010928 | 7.544e-05 | 0.00012368 | 0.00011129 | 0.0001526 | 2.836e-05 | 5.908e-05 | 8.045e-05 | 4.632e-05 | 7.951e-05 | 0.00011231 | 0.0001059 | 0.00011116 | 0.00011332 | 0.00010874
2648 | 111 | 4 | 0.00011415 | 0.00011224 | 0.00011631 | 0.00016623 | 0.00012002 | 0.00012682 | 0.00011952 | 0.00010173 | 4.222e-05 | 6.817e-05 | 9.056e-05 | 6.865e-05 | 0.00010324 | 0.00013747 | 0.00010952 | 0.00011227 | 0.00031196 | 0.00010874
2649 | 111 | 4 | 0.00011416 | 0.00010673 | 0.00012045 | 0.00016664 | 0.00011736 | 0.00012844 | 0.00012202 | 8.266e-05 | 6.246e-05 | 8.306e-05 | 0.00010452 | 0.00010045 | 0.00013954 | 0.00017829 | 9.5452e-05 | 0.00011557 | 0.00049384 | 0.00010874
2650 | 111 | 4 | 0.00011415 | 0.00010669 | 0.00011253 | 0.00016461 | 0.00011602 | 0.00012787 | 0.00012146 | 5.087e-05 | 9.157e-05 | 0.00010716 | 0.00012488 | 0.00012753 | 0.00015435 | 0.0001811 | 3.9791e-05 | 0.00012253 | 0.00062563 | 0.00010874
2651 | 111 | 4 | 0.00011416 | 0.00011243 | 0.00011864 | 0.00016412 | 0.00011274 | 0.00012858 | 0.00012034 | 6.147e-05 | 0.0001189 | 0.00013023 | 0.00014277 | 0.00013563 | 0.00015699 | 0.00017838 | 2.114e-05 | 0.00012275 | 0.00070922 | 0.00010874
2652 | 111 | 4 | 0.00011415 | 0.00011006 | 0.00010377 | 0.00016168 | 0.00011795 | 0.00012524 | 0.00011967 | 4.239e-05 | 0.00013131 | 0.00014529 | 0.00015662 | 0.00013713 | 0.00015514 | 0.00017324 | 2.2345e-05 | 7.3482e-05 | 0.00074608 | 0.00010874
2653 | 111 | 4 | 0.00011416 | 0.00011327 | 0.00011979 | 0.000164 | 0.00011231 | 0.00012421 | 0.00012191 | 4.027e-05 | 0.00013569 | 0.00015204 | 0.00016587 | 0.00012858 | 0.00014728 | 0.00016605 | 3.3361e-05 | 5.693e-05 | 0.00074707 | 0.00010874
2654 | 111 | 4 | 0.00011415 | 0.00011351 | 0.00011381 | 0.00016685 | 0.00011994 | 0.00012305 | 0.00012038 | 3.816e-05 | 0.00013019 | 0.00015161 | 0.00016986 | 0.00011301 | 0.00013751 | 0.00016194 | 4.2604e-05 | 5.1767e-05 | 0.00072153 | 0.00010874
2655 | 111 | 4 | 0.00011416 | 0.00011359 | 0.00010485 | 0.0001589 | 0.00011312 | 0.0001225 | 0.00011767 | 3.179e-05 | 0.00011701 | 0.00014617 | 0.00016963 | 0.000126 | 0.00013872 | 0.0001516 | 5.5836e-05 | 5.1107e-05 | 0.00061878 | 0.00010874
2656 | 111 | 4 | 0.00011415 | 0.00010971 | 0.00011281 | 0.00016125 | 0.00011773 | 0.00012214 | 0.00011914 | 4.875e-05 | 0.0001244 | 0.00014197 | 0.00016562 | 0.0001348 | 0.00012247 | 0.00011071 | 7.2137e-05 | 5.8306e-05 | 0.00048506 | 0.00010874
2657 | 111 | 4 | 0.00011416 | 0.00010828 | 0.00010876 | 0.00016309 | 0.00011914 | 0.00012183 | 0.00012089 | 6.359e-05 | 0.00013226 | 0.000134 | 0.00015224 | 0.00014047 | 0.00012377 | 0.00010771 | 8.631e-05 | 7.4652e-05 | 0.00028632 | 0.00010874
2658 | 111 | 4 | 0.00011415 | 0.00011279 | 0.00010441 | 0.0001651 | 0.00011691 | 0.00012085 | 0.00011342 | 9.113e-05 | 0.00013835 | 0.0001283 | 0.00013914 | 0.00014018 | 0.00012858 | 0.00011755 | 9.983e-05 | 0.00010192 | 9.751e-05 | 0.00010874
2659 | 111 | 4 | 0.00011416 | 0.00010495 | 0.00011585 | 0.00011327 | 7.485e-05 | 0.00011781 | 0.00011172 | 0.00011868 | 0.00013967 | 0.0001271 | 0.00013015 | 0.00014226 | 0.00012481 | 0.00010803 | 0.00012814 | 0.00012792 | 7.5934e-06 | 0.00010874
2660 | 111 | 4 | 0.00011415 | 0.00011424 | 0.00011976 | 0.00011407 | 7.956e-05 | 0.00011638 | 0.00011063 | 0.00015047 | 0.00014171 | 0.00012621 | 0.00012125 | 0.00014439 | 0.00012312 | 0.00010258 | 0.00015328 | 0.00014686 | 0 | 0.00010874
2661 | 111 | 4 | 0.00011416 | 0.00011413 | 0.00012086 | 6.199e-05 | 4.049e-05 | 0.00011878 | 0.00011392 | 0.00017802 | 0.00014378 | 0.0001249 | 0.00011372 | 8.477e-05 | 8.657e-05 | 8.857e-05 | 0.00017705 | 0.00015723 | 0 | 0.00010874
2662 | 111 | 4 | 0.00011415 | 0.00011405 | 0.00010003 | 5.535e-05 | 4.078e-05 | 0.0001188 | 0.00010695 | 0.00021617 | 9.769e-05 | 0.00011073 | 0.0001061 | 8.683e-05 | 8.724e-05 | 8.789e-05 | 0.00017399 | 0.00015407 | 0 | 0.00010874
2663 | 111 | 4 | 0.00011416 | 0.00010998 | 0.00010697 | 5.335e-05 | 4.102e-05 | 0.00011538 | 9.891e-05 | 0.00024372 | 9.051e-05 | 9.845e-05 | 0.00010012 | 8.408e-05 | 7.513e-05 | 6.655e-05 | 0.00016282 | 0.00014853 | 0 | 0.00010874
2664 | 111 | 4 | 0.00011415 | 0.00011026 | 0.00010789 | 6.223e-05 | 3.869e-05 | 0.00010625 | 9.08e-05 | 0.00026492 | 8.573e-05 | 8.716e-05 | 9.069e-05 | 7.932e-05 | 6.9e-05 | 5.906e-05 | 0.00012567 | 0.0001349 | 0 | 0.00010874
2665 | 112 | 4 | 0.00011416 | 0.00011488 | 0.00013062 | 5.453e-05 | 1.466e-05 | 0.00010062 | 9.05e-05 | 0.00027763 | 8.051e-05 | 7.807e-05 | 8.123e-05 | 6.799e-05 | 6.053e-05 | 5.339e-05 | 0.00011695 | 0.00014094 | 0 | 0.00010692
2666 | 112 | 4 | 0.00011415 | 0.00010812 | 0.00013635 | 5.521e-05 | 1.472e-05 | 9.648e-05 | 8.962e-05 | 0.00029458 | 7.087e-05 | 6.964e-05 | 7.205e-05 | 3.51e-05 | 4.541e-05 | 5.566e-05 | 0.00011848 | 0.00015067 | 0 | 0.00010692
2667 | 112 | 4 | 0.00011416 | 0.00010589 | 0.00012546 | 5.525e-05 | 1.464e-05 | 9.538e-05 | 8.922e-05 | 0.00029246 | 4.323e-05 | 5.893e-05 | 6.534e-05 | 2.245e-05 | 4.226e-05 | 6.182e-05 | 0.00013034 | 0.0001557 | 0 | 0.00010692
2668 | 112 | 4 | 0.00011415 | 0.00011289 | 0.00012211 | 6.251e-05 | 1.58e-05 | 9.702e-05 | 9.006e-05 | 0.00030306 | 2.777e-05 | 5.035e-05 | 6.182e-05 | 2.19e-05 | 5.146e-05 | 8.062e-05 | 0.00014085 | 0.00015489 | 0 | 0.00010692
2669 | 112 | 4 | 0.00011416 | 0.00010766 | 0.00013514 | 6.215e-05 | 1.508e-05 | 0.00010297 | 9.237e-05 | 0.00030094 | 2.357e-05 | 4.876e-05 | 6.444e-05 | 2.361e-05 | 5.867e-05 | 9.325e-05 | 0.00013521 | 0.00015214 | 0 | 0.00010692
2670 | 112 | 4 | 0.00011415 | 0.00010831 | 0.0001191 | 0.00011481 | 2.714e-05 | 0.00011471 | 9.714e-05 | 0.0002416 | 2.353e-05 | 5.227e-05 | 7.092e-05 | 2.972e-05 | 6.816e-05 | 0.00010608 | 0.00013197 | 0.00015523 | 1.489e-05 | 0.00010692
2671 | 112 | 4 | 0.00011416 | 0.00010592 | 0.00012006 | 0.00011073 | 2.76e-05 | 0.00012243 | 0.00011131 | 0.00015471 | 2.827e-05 | 5.903e-05 | 8.045e-05 | 4.642e-05 | 7.969e-05 | 0.00011257 | 0.00013516 | 0.00016062 | 0.00010162 | 0.00010692
2672 | 112 | 4 | 0.00011415 | 0.00010596 | 0.00013608 | 0.00016476 | 3.988e-05 | 0.00012615 | 0.00011953 | 9.538e-05 | 4.228e-05 | 6.817e-05 | 9.061e-05 | 6.758e-05 | 0.00010162 | 0.00013532 | 0.00013802 | 0.00016642 | 0.00021682 | 0.00010692
2673 | 112 | 4 | 0.00011416 | 0.00010573 | 0.00012369 | 0.00016416 | 4.254e-05 | 0.00012813 | 0.00012084 | 6.359e-05 | 6.163e-05 | 8.249e-05 | 0.00010407 | 9.883e-05 | 0.00013728 | 0.0001754 | 0.00011538 | 0.00016664 | 0.00021805 | 0.00010692
2674 | 112 | 4 | 0.00011415 | 0.00011189 | 0.00011726 | 0.0001639 | 4.236e-05 | 0.00012836 | 0.00011936 | 3.815e-05 | 9.014e-05 | 0.00010583 | 0.0001238 | 0.00012904 | 0.00015617 | 0.00018324 | 0.00014226 | 0.00016157 | 0.00024111 | 0.00010692
2675 | 112 | 4 | 0.00011416 | 0.00011259 | 0.00012431 | 0.00015797 | 4.078e-05 | 0.00012886 | 0.0001185 | 3.815e-05 | 0.00011978 | 0.00012984 | 0.00014223 | 0.00013566 | 0.00015703 | 0.00017843 | 0.00013702 | 0.00015009 | 0.00017201 | 0.00010692
2676 | 112 | 4 | 0.00011415 | 0.00010686 | 0.00012483 | 0.00016318 | 4.108e-05 | 0.00012605 | 0.00011585 | 1.484e-05 | 0.00013147 | 0.00014535 | 0.00015619 | 0.00013803 | 0.00015616 | 0.00017439 | 9.7846e-05 | 0.00011836 | 0.00032523 | 0.00010692
2677 | 112 | 4 | 0.00011416 | 0.00010857 | 0.00013803 | 0.00015633 | 4.143e-05 | 0.000125 | 0.00011584 | 2.12e-06 | 0.00013644 | 0.00015254 | 0.00016582 | 0.00013027 | 0.00014922 | 0.00016824 | 8.0479e-05 | 0.00011201 | 0.00047304 | 0.00010692
2678 | 112 | 4 | 0.00011415 | 0.00011467 | 0.00012291 | 0.00015907 | 4.195e-05 | 0.00012428 | 0.00011494 | 0 | 0.00013168 | 0.00015272 | 0.00017046 | 0.00011281 | 0.00013726 | 0.00016164 | 7.0433e-05 | 0.00010352 | 0.00046386 | 0.00010692
2679 | 112 | 4 | 0.00011416 | 0.0001121 | 0.00013407 | 0.00016719 | 4.023e-05 | 0.00012248 | 0.00011437 | 0 | 0.00011714 | 0.00014695 | 0.00017027 | 0.00012744 | 0.00014032 | 0.00015334 | 7.1013e-05 | 9.0689e-05 | 0.00051919 | 0.00010692
2680 | 112 | 4 | 0.00011415 | 0.00010526 | 0.00013685 | 0.0001602 | 4.037e-05 | 0.0001229 | 0.0001148 | 4.25e-06 | 0.0001256 | 0.00014293 | 0.00016657 | 0.0001332 | 0.00012101 | 0.00010939 | 7.5101e-05 | 7.6989e-05 | 0.00044066 | 0.00010692
2681 | 112 | 4 | 0.00011416 | 0.00011278 | 0.00011885 | 0.000166 | 4.101e-05 | 0.00012448 | 0.00011653 | 2.12e-05 | 0.00013125 | 0.00013414 | 0.00015278 | 0.00013962 | 0.00012302 | 0.00010706 | 7.2775e-05 | 6.779e-05 | 0.00028959 | 0.00010692
2682 | 112 | 4 | 0.00011415 | 0.00010479 | 0.00012984 | 0.00016221 | 4.101e-05 | 0.00012367 | 0.00011504 | 5.087e-05 | 0.00013751 | 0.0001279 | 0.00013936 | 0.0001391 | 0.00012759 | 0.00011665 | 6.2032e-05 | 6.0202e-05 | 0.00010011 | 0.00010692
2683 | 112 | 4 | 0.00011416 | 0.00011331 | 0.00013818 | 0.00010926 | 2.815e-05 | 0.00012069 | 0.00011398 | 8.477e-05 | 0.00013865 | 0.00012636 | 0.00012997 | 0.00014105 | 0.00012375 | 0.00010712 | 5.4753e-05 | 5.5104e-05 | 9.3921e-06 | 0.00010692
2684 | 112 | 4 | 0.00011415 | 0.00010821 | 0.00012812 | 0.00010607 | 2.834e-05 | 0.00011841 | 0.00011338 | 0.00011445 | 0.00014053 | 0.00012529 | 0.00012079 | 0.00014213 | 0.0001212 | 0.00010098 | 5.3534e-05 | 5.1051e-05 | 0 | 0.00010692
2685 | 112 | 4 | 0.00011416 | 0.00010558 | 0.00013662 | 5.584e-05 | 1.381e-05 | 0.0001195 | 0.0001142 | 0.00018226 | 0.00014177 | 0.00012359 | 0.00011286 | 8.382e-05 | 8.56e-05 | 8.758e-05 | 6.1297e-05 | 5.2115e-05 | 0 | 0.00010692
2686 | 112 | 4 | 0.00011415 | 0.00010962 | 0.00012214 | 5.405e-05 | 1.473e-05 | 0.00011837 | 0.00010693 | 0.00016107 | 9.654e-05 | 0.00010943 | 0.00010512 | 8.776e-05 | 8.817e-05 | 8.883e-05 | 6.5559e-05 | 5.37e-05 | 0 | 0.00010692
2687 | 112 | 4 | 0.00011416 | 0.000111 | 0.00013265 | 6.023e-05 | 1.581e-05 | 0.00011625 | 9.936e-05 | 0.00018862 | 9.095e-05 | 9.798e-05 | 9.949e-05 | 8.521e-05 | 7.614e-05 | 6.745e-05 | 7.0176e-05 | 5.518e-05 | 0 | 0.00010692
2688 | 112 | 4 | 0.00011415 | 0.00010992 | 0.00013761 | 6.044e-05 | 1.577e-05 | 0.00010741 | 9.131e-05 | 0.00019498 | 8.666e-05 | 8.746e-05 | 9.045e-05 | 7.953e-05 | 6.918e-05 | 5.922e-05 | 6.3425e-05 | 3.756e-05 | 0 | 0.00010692
2689 | 113 | 4 | 0.00011416 | 0.00011956 | 0.00011797 | 5.475e-05 | 7.491e-05 | 0.00010068 | 8.612e-05 | 0.0002077 | 8.088e-05 | 7.851e-05 | 8.12e-05 | 5.469e-05 | 5.41e-05 | 5.368e-05 | 5.6808e-05 | 3.2098e-05 | 0 | 0.00010544
2690 | 113 | 4 | 0.00011415 | 0.0001135 | 0.00011689 | 5.282e-05 | 7.276e-05 | 9.654e-05 | 8.436e-05 | 0.00021617 | 6.06e-05 | 6.761e-05 | 7.222e-05 | 1.907e-05 | 3.773e-05 | 5.614e-05 | 4.7398e-05 | 2.1497e-05 | 0 | 0.00010544
2691 | 113 | 4 | 0.00011416 | 0.00011046 | 0.00011986 | 5.7e-05 | 6.488e-05 | 9.561e-05 | 8.44e-05 | 0.00023524 | 2.876e-05 | 5.417e-05 | 6.568e-05 | 1.365e-05 | 3.78e-05 | 6.161e-05 | 3.6619e-05 | 1.5274e-05 | 0 | 0.00010544
2692 | 113 | 4 | 0.00011415 | 0.00011279 | 0.00012317 | 5.56e-05 | 7.31e-05 | 9.618e-05 | 8.362e-05 | 0.00024796 | 1.783e-05 | 4.504e-05 | 6.208e-05 | 1.361e-05 | 4.713e-05 | 8.016e-05 | 2.8242e-05 | 1.3309e-05 | 0 | 0.00010544
2693 | 113 | 4 | 0.00011416 | 0.00011996 | 0.00012775 | 5.96e-05 | 7.346e-05 | 0.00010138 | 8.687e-05 | 0.00024796 | 1.471e-05 | 4.377e-05 | 6.452e-05 | 1.911e-05 | 5.673e-05 | 9.38e-05 | 2.1273e-05 | 1.1432e-05 | 0 | 0.00010544
2694 | 113 | 4 | 0.00011415 | 0.00011339 | 0.00012366 | 0.00011046 | 0.00013662 | 0.00011301 | 9.614e-05 | 0.00020345 | 1.801e-05 | 4.849e-05 | 7.107e-05 | 4.638e-05 | 7.692e-05 | 0.00010711 | 1.86e-05 | 1.1544e-05 | 1.2217e-05 | 0.00010544
2695 | 113 | 4 | 0.00011416 | 0.00011233 | 0.00010965 | 0.00011481 | 0.00013726 | 0.00012199 | 0.00011043 | 0.00013351 | 3.999e-05 | 6.006e-05 | 8.076e-05 | 0.0001239 | 0.00011849 | 0.00011351 | 1.2051e-05 | 1.0425e-05 | 6.9885e-05 | 0.00010544
2696 | 113 | 4 | 0.00011415 | 0.00011113 | 0.00012828 | 0.00016417 | 0.00019732 | 0.00012733 | 0.00011995 | 8.265e-05 | 0.00010483 | 8.41e-05 | 9.108e-05 | 0.0002192 | 0.00017755 | 0.00013716 | 4.4637e-06 | 9.601e-06 | 0.00013493 | 0.00010544
2697 | 113 | 4 | 0.00011416 | 0.00011392 | 0.00011224 | 0.00016352 | 0.00019073 | 0.00013037 | 0.00012275 | 3.815e-05 | 0.00019226 | 0.00012396 | 0.00010491 | 0.00021048 | 0.00019336 | 0.00017708 | 1.1353e-06 | 9.859e-06 | 0.00017338 | 0.00010544
2698 | 113 | 4 | 0.00011415 | 0.00011487 | 0.00012434 | 0.00016612 | 0.00019546 | 0.00012977 | 0.00012191 | 1.272e-05 | 0.00020418 | 0.00015904 | 0.00012494 | 0.0001658 | 0.00017343 | 0.00018141 | 3.7142e-07 | 9.4509e-06 | 0.00021785 | 0.00010544
2699 | 113 | 4 | 0.00011416 | 0.00011565 | 0.0001193 | 0.00015814 | 0.00018995 | 0.00013122 | 0.00012064 | 0 | 0.00017433 | 0.00017233 | 0.00014282 | 0.00016683 | 0.00017316 | 0.00017985 | 1.7737e-07 | 8.7037e-06 | 0.00032533 | 0.00010544
2700 | 113 | 4 | 0.00011415 | 0.0001129 | 0.00012842 | 0.00016225 | 0.00019213 | 0.00012816 | 0.00011869 | 0 | 0.0001699 | 0.00017484 | 0.00015692 | 0.00016838 | 0.00017061 | 0.00017326 | 2.789e-07 | 3.3154e-06 | 0.00053682 | 0.00010544
2701 | 113 | 4 | 0.00011416 | 0.00011939 | 0.00011323 | 0.00016542 | 0.00020145 | 0.00012622 | 0.00011815 | 0 | 0.00016886 | 0.00017349 | 0.00016611 | 0.0001599 | 0.00016288 | 0.00016625 | 5.5822e-07 | 2.4218e-06 | 0.00073606 | 0.00010544
2702 | 113 | 4 | 0.00011415 | 0.00011205 | 0.00011819 | 0.00016438 | 0.00019546 | 0.00012508 | 0.00011788 | 0 | 0.00016163 | 0.00016929 | 0.00017011 | 0.00017684 | 0.00016822 | 0.00016022 | 6.8217e-07 | 2.8052e-06 | 0.0006977 | 0.00010544
2703 | 113 | 4 | 0.00011416 | 0.00011406 | 0.00011211 | 0.0001575 | 0.00019234 | 0.00012264 | 0.00011714 | 0 | 0.00017367 | 0.00016771 | 0.0001695 | 0.00018402 | 0.00016846 | 0.00015366 | 6.6242e-07 | 4.8316e-06 | 0.00059731 | 0.00010544
2704 | 113 | 4 | 0.00011415 | 0.00011911 | 0.00012293 | 0.00015898 | 0.00019009 | 0.00012222 | 0.00011668 | 0 | 0.00018142 | 0.00016768 | 0.00016591 | 0.00019811 | 0.0001538 | 0.00011073 | 6.1895e-07 | 9.063e-06 | 0.00048053 | 0.00010544
2705 | 113 | 4 | 0.00011416 | 0.00011432 | 0.00012667 | 0.00016389 | 0.00020095 | 0.00012113 | 0.00011856 | 0 | 0.00019417 | 0.0001628 | 0.00015247 | 0.00021089 | 0.00015781 | 0.00010615 | 6.8492e-07 | 1.1903e-05 | 0.00029482 | 0.00010544
2706 | 113 | 4 | 0.00011415 | 0.00011863 | 0.0001216 | 0.00016246 | 0.00020165 | 0.00011977 | 0.00011616 | 0 | 0.00020695 | 0.00015962 | 0.00013899 | 0.00020574 | 0.00016147 | 0.00011847 | 8.4325e-07 | 1.224e-05 | 0.00010054 | 0.00010544
2707 | 113 | 4 | 0.00011416 | 0.00011572 | 0.00011953 | 0.00010625 | 0.00013761 | 0.00011662 | 0.00011371 | 1.484e-05 | 0.0002057 | 0.00015958 | 0.00013018 | 0.00016496 | 0.000136 | 0.00010794 | 1.1837e-06 | 1.0024e-05 | 1.0487e-05 | 0.00010544
2708 | 113 | 4 | 0.00011415 | 0.00011211 | 0.00011391 | 0.00010561 | 0.00013603 | 0.00011458 | 0.00011187 | 5.087e-05 | 0.00017404 | 0.00015127 | 0.00012128 | 0.00012797 | 0.00011448 | 0.00010155 | 2.7608e-06 | 8.1685e-06 | 0 | 0.00010544
2709 | 113 | 4 | 0.00011416 | 0.00011751 | 0.00012153 | 6.358e-05 | 6.604e-05 | 0.00011569 | 0.00011142 | 0.00010385 | 0.00013906 | 0.00013569 | 0.00011348 | 8.411e-05 | 8.59e-05 | 8.788e-05 | 4.8357e-06 | 6.6565e-06 | 0 | 0.00010544
2710 | 113 | 4 | 0.00011415 | 0.00011383 | 0.00011495 | 6.059e-05 | 7.027e-05 | 0.00011644 | 0.00010432 | 0.00014835 | 9.716e-05 | 0.00011373 | 0.00010572 | 8.713e-05 | 8.755e-05 | 8.82e-05 | 4.0557e-06 | 6.0718e-06 | 0 | 0.00010544
2711 | 113 | 4 | 0.00011416 | 0.00011817 | 0.00012185 | 5.572e-05 | 7.38e-05 | 0.00011457 | 9.787e-05 | 0.00018014 | 9.028e-05 | 9.891e-05 | 9.987e-05 | 7.825e-05 | 7.266e-05 | 6.738e-05 | 2.4186e-06 | 5.8863e-06 | 0 | 0.00010544
2712 | 113 | 4 | 0.00011415 | 0.00011114 | 0.00011582 | 5.49e-05 | 7.131e-05 | 0.00010603 | 9.047e-05 | 0.00020346 | 8.087e-05 | 8.622e-05 | 9.064e-05 | 6.241e-05 | 6.04e-05 | 5.86e-05 | 6.1064e-07 | 7.8968e-06 | 0 | 0.00010544
2713 | 114 | 4 | 0.00011416 | 0.00012427 | 0.00011735 | 5.303e-05 | 7e-05 | 9.98e-05 | 8.542e-05 | 0.00021617 | 6.646e-05 | 7.402e-05 | 8.114e-05 | 5.5e-05 | 5.441e-05 | 5.398e-05 | 3.4504e-07 | 7.442e-06 | 0 | 0.00010396
2714 | 114 | 4 | 0.00011415 | 0.00011372 | 0.00012579 | 5.732e-05 | 6.961e-05 | 9.545e-05 | 8.553e-05 | 0.00023948 | 5.792e-05 | 6.405e-05 | 7.216e-05 | 1.919e-05 | 3.796e-05 | 5.649e-05 | 4.5694e-07 | 6.6735e-06 | 0 | 0.00010396
2715 | 114 | 4 | 0.00011416 | 0.00011354 | 0.00010831 | 5.261e-05 | 7.084e-05 | 9.357e-05 | 8.594e-05 | 0.00023524 | 2.79e-05 | 5.24e-05 | 6.566e-05 | 1.368e-05 | 3.789e-05 | 6.177e-05 | 8.9539e-07 | 7.0086e-06 | 0 | 0.00010396
2716 | 114 | 4 | 0.00011415 | 0.00011889 | 0.00012058 | 6.046e-05 | 7.074e-05 | 9.392e-05 | 8.597e-05 | 0.00023524 | 1.755e-05 | 4.439e-05 | 6.211e-05 | 1.371e-05 | 4.747e-05 | 8.074e-05 | 2.0329e-06 | 7.9662e-06 | 0 | 0.00010396
2717 | 114 | 4 | 0.00011416 | 0.00011906 | 0.00012287 | 5.289e-05 | 7.017e-05 | 9.418e-05 | 8.696e-05 | 0.00024796 | 1.48e-05 | 4.37e-05 | 6.47e-05 | 1.903e-05 | 5.649e-05 | 9.342e-05 | 5.5367e-06 | 1.0126e-05 | 0 | 0.00010396
2718 | 114 | 4 | 0.00011415 | 0.00011339 | 0.00012479 | 0.00011551 | 0.00013524 | 9.666e-05 | 8.988e-05 | 0.00018226 | 1.797e-05 | 4.848e-05 | 7.118e-05 | 4.635e-05 | 7.687e-05 | 0.00010704 | 1.0002e-05 | 1.2957e-05 | 1.7537e-05 | 0.00010396
2719 | 114 | 4 | 0.00011416 | 0.00011549 | 0.000119 | 0.00010454 | 0.00012995 | 9.984e-05 | 9.555e-05 | 0.00010809 | 3.997e-05 | 6.005e-05 | 8.084e-05 | 0.0001223 | 0.00011696 | 0.00011204 | 1.4662e-05 | 1.5625e-05 | 0.00011868 | 0.00010396
2720 | 114 | 4 | 0.00011415 | 0.00011374 | 0.00012951 | 0.00016709 | 0.00019571 | 0.00010726 | 9.818e-05 | 3.815e-05 | 0.00010357 | 8.352e-05 | 9.08e-05 | 0.00021626 | 0.00017517 | 0.00013532 | 1.7282e-05 | 1.7244e-05 | 0.00030624 | 0.00010396
2721 | 114 | 4 | 0.00011416 | 0.00012426 | 0.00012838 | 0.00016574 | 0.00019745 | 0.00011388 | 0.00010277 | 0 | 0.00018972 | 0.00012258 | 0.00010421 | 0.00021056 | 0.00019342 | 0.00017714 | 1.2805e-05 | 2.5085e-05 | 0.0004728 | 0.00010396
2722 | 114 | 4 | 0.00011415 | 0.00011439 | 0.0001293 | 0.00015638 | 0.00019694 | 0.00011437 | 0.00010529 | 0 | 0.00020371 | 0.00015798 | 0.00012427 | 0.00016559 | 0.00017322 | 0.00018119 | 1.0803e-05 | 3.7847e-05 | 0.0005927 | 0.00010396
2723 | 114 | 4 | 0.00011416 | 0.00011875 | 0.00011085 | 0.00016305 | 0.0002018 | 0.00011767 | 0.00010492 | 0 | 0.00017401 | 0.0001717 | 0.00014219 | 0.0001652 | 0.00017147 | 0.0001781 | 1.4577e-05 | 5.1905e-05 | 0.00067354 | 0.00010396
2724 | 114 | 4 | 0.00011415 | 0.000123 | 0.00011034 | 0.000167 | 0.0001893 | 0.00011631 | 0.00010479 | 0 | 0.00016855 | 0.00017393 | 0.00015602 | 0.00016943 | 0.00017167 | 0.00017435 | 1.5733e-05 | 6.621e-05 | 0.0006503 | 0.00010396
2725 | 114 | 4 | 0.00011416 | 0.00011916 | 0.00011057 | 0.00016104 | 0.00019352 | 0.00011416 | 0.00010688 | 0 | 0.00016943 | 0.0001732 | 0.00016563 | 0.00016075 | 0.00016374 | 0.00016714 | 3.5593e-05 | 8.0743e-05 | 0.00069352 | 0.00010396
2726 | 114 | 4 | 0.00011415 | 0.00011285 | 0.0001297 | 0.00016214 | 0.00019137 | 0.00011255 | 0.00010472 | 0 | 0.00016237 | 0.00016959 | 0.00017002 | 0.00017849 | 0.00016979 | 0.00016171 | 4.9932e-05 | 9.4203e-05 | 0.0006717 | 0.00010396
2727 | 114 | 4 | 0.00011416 | 0.00011329 | 0.00012692 | 0.00015871 | 0.0001912 | 0.00011078 | 0.00010696 | 0 | 0.00017511 | 0.00016862 | 0.00016985 | 0.00018274 | 0.00016729 | 0.00015259 | 5.7874e-05 | 0.00010758 | 0.00053139 | 0.00010396
2728 | 114 | 4 | 0.00011415 | 0.00011723 | 0.00012088 | 0.00016073 | 0.00020209 | 0.00010876 | 0.00010882 | 0 | 0.00018073 | 0.00016798 | 0.00016609 | 0.00019645 | 0.00015251 | 0.0001098 | 6.0164e-05 | 0.00011242 | 0.00040259 | 0.00010396
2729 | 114 | 4 | 0.00011416 | 0.00011771 | 0.00011554 | 0.00016649 | 0.00019297 | 0.00010943 | 0.00011291 | 0 | 0.00019278 | 0.00016233 | 0.00015248 | 0.00021278 | 0.00015923 | 0.0001071 | 5.5068e-05 | 0.00010854 | 0.00014306 | 0.00010396
2730 | 114 | 4 | 0.00011415 | 0.00011876 | 0.00011292 | 0.00015692 | 0.00020045 | 0.00010962 | 0.00010885 | 0 | 0.00020814 | 0.00015965 | 0.00013916 | 0.00020435 | 0.00016038 | 0.00011767 | 4.267e-05 | 0.00010529 | 9.1639e-05 | 0.00010396
2731 | 114 | 4 | 0.00011416 | 0.00011998 | 0.00012414 | 0.00011323 | 0.00012971 | 0.00010725 | 0.00010635 | 0 | 0.00020478 | 0.00015937 | 0.0001301 | 0.00016308 | 0.00013445 | 0.00010671 | 2.9185e-05 | 0.00010233 | 1.0843e-05 | 0.00010396
2732 | 114 | 4 | 0.00011415 | 0.00011275 | 0.00012644 | 0.00010821 | 0.00012711 | 0.00010591 | 0.00010071 | 1.484e-05 | 0.00017242 | 0.0001505 | 0.00012088 | 0.00012801 | 0.00011452 | 0.00010159 | 3.1196e-05 | 9.6143e-05 | 0 | 0.00010396
2733 | 114 | 4 | 0.00011416 | 0.00011927 | 0.00012944 | 5.64e-05 | 6.944e-05 | 0.00010801 | 0.00010254 | 1.908e-05 | 0.00013879 | 0.00013505 | 0.00011311 | 8.471e-05 | 8.651e-05 | 8.851e-05 | 4.5053e-05 | 9.944e-05 | 0 | 0.00010396
2734 | 114 | 4 | 0.00011415 | 0.00011384 | 0.00010969 | 5.322e-05 | 6.729e-05 | 0.00010968 | 9.912e-05 | 3.179e-05 | 9.752e-05 | 0.00011361 | 0.00010554 | 8.656e-05 | 8.697e-05 | 8.762e-05 | 6.589e-05 | 0.00011013 | 0 | 0.00010396
2735 | 114 | 4 | 0.00011416 | 0.00012078 | 0.00011862 | 5.563e-05 | 7.531e-05 | 0.00010899 | 9.825e-05 | 4.663e-05 | 8.989e-05 | 9.877e-05 | 9.96e-05 | 7.761e-05 | 7.207e-05 | 6.683e-05 | 8.6896e-05 | 0.00012427 | 0 | 0.00010396
2736 | 114 | 4 | 0.00011415 | 0.00011435 | 0.00012695 | 5.278e-05 | 7.349e-05 | 0.00010281 | 9.699e-05 | 7.206e-05 | 8.032e-05 | 8.588e-05 | 9.035e-05 | 6.24e-05 | 6.039e-05 | 5.858e-05 | 0.00011202 | 0.00014902 | 0 | 0.00010396
2737 | 115 | 4 | 0.00011416 | 0.00012028 | 0.00011771 | 5.936e-05 | 6.308e-05 | 9.725e-05 | 9.476e-05 | 6.782e-05 | 6.633e-05 | 7.375e-05 | 8.092e-05 | 5.412e-05 | 5.354e-05 | 5.312e-05 | 0.00012385 | 0.00015577 | 0 | 0.00010292
2738 | 115 | 4 | 0.00011415 | 0.00011327 | 0.00011922 | 5.457e-05 | 7.265e-05 | 9.269e-05 | 9.234e-05 | 8.054e-05 | 5.719e-05 | 6.359e-05 | 7.18e-05 | 1.909e-05 | 3.777e-05 | 5.621e-05 | 0.00012999 | 0.00014966 | 0 | 0.00010292
2739 | 115 | 4 | 0.00011416 | 0.00011461 | 0.00012145 | 5.778e-05 | 7.575e-05 | 9.096e-05 | 9.078e-05 | 8.69e-05 | 2.768e-05 | 5.198e-05 | 6.528e-05 | 1.372e-05 | 3.801e-05 | 6.196e-05 | 0.00012426 | 0.00013901 | 0 | 0.00010292
2740 | 115 | 4 | 0.00011415 | 0.00011735 | 0.00012752 | 5.472e-05 | 7.428e-05 | 9.156e-05 | 9.029e-05 | 0.00010173 | 1.752e-05 | 4.418e-05 | 6.185e-05 | 1.376e-05 | 4.763e-05 | 8.101e-05 | 0.00010642 | 0.00013207 | 0 | 0.00010292
2741 | 115 | 4 | 0.00011416 | 0.00011754 | 0.00013134 | 5.5e-05 | 6.532e-05 | 9.19e-05 | 9.077e-05 | 0.00011444 | 1.482e-05 | 4.368e-05 | 6.457e-05 | 1.907e-05 | 5.661e-05 | 9.36e-05 | 9.1011e-05 | 0.00013506 | 0 | 0.00010292
2742 | 115 | 4 | 0.00011415 | 0.00012072 | 0.00012347 | 0.00011075 | 0.00013248 | 9.179e-05 | 9.048e-05 | 0.00011445 | 1.801e-05 | 4.855e-05 | 7.114e-05 | 4.59e-05 | 7.613e-05 | 0.00010601 | 8.6826e-05 | 0.00014651 | 7.6528e-06 | 0.00010292
2743 | 115 | 4 | 0.00011416 | 0.0001165 | 0.00011636 | 0.00010769 | 0.00012727 | 9.26e-05 | 9.32e-05 | 0.00010808 | 3.963e-05 | 5.985e-05 | 8.064e-05 | 0.00012262 | 0.00011726 | 0.00011233 | 9.7483e-05 | 0.00016318 | 7.2532e-05 | 0.00010292
2744 | 115 | 4 | 0.00011415 | 0.00012037 | 0.0001287 | 0.00016675 | 0.00019712 | 9.881e-05 | 9.785e-05 | 0.00010173 | 0.00010375 | 8.342e-05 | 9.071e-05 | 0.0002166 | 0.00017545 | 0.00013553 | 0.00010388 | 0.00017092 | 8.6345e-05 | 0.00010292
2745 | 115 | 4 | 0.00011416 | 0.00011157 | 0.00012681 | 0.00016078 | 0.00018763 | 0.00010563 | 0.00010293 | 3.391e-05 | 0.00019002 | 0.00012266 | 0.00010418 | 0.00021036 | 0.00019325 | 0.00017698 | 0.00010596 | 0.00017582 | 0.00011477 | 0.00010292
2746 | 115 | 4 | 0.00011415 | 0.00012014 | 0.00011172 | 0.00016014 | 0.00019145 | 0.00011017 | 0.00010576 | 2.755e-05 | 0.00020362 | 0.00015801 | 0.00012422 | 0.00016559 | 0.00017322 | 0.00018119 | 9.978e-05 | 0.00017475 | 0.00022323 | 0.00010292
2747 | 115 | 4 | 0.00011416 | 0.00011305 | 0.00012998 | 0.00015675 | 0.00018855 | 0.00011302 | 0.00010774 | 0 | 0.000174 | 0.0001717 | 0.00014214 | 0.00016781 | 0.00017418 | 0.00018091 | 0.0001033 | 0.00017127 | 0.00015943 | 0.00010292
2748 | 115 | 4 | 0.00011415 | 0.00011176 | 0.00013221 | 0.00016485 | 0.00019993 | 0.00011371 | 0.00010919 | 0 | 0.00017058 | 0.0001749 | 0.00015662 | 0.00016896 | 0.0001712 | 0.00017387 | 7.3608e-05 | 0.0001696 | 0.000219 | 0.00010292
2749 | 115 | 4 | 0.00011416 | 0.00012057 | 0.00011361 | 0.00016004 | 0.00018971 | 0.00011033 | 0.0001082 | 0 | 0.00016945 | 0.00017392 | 0.0001661 | 0.00016154 | 0.00016455 | 0.00016796 | 8.1098e-05 | 0.0001754 | 8.8457e-05 | 0.00010292
2750 | 115 | 4 | 0.00011415 | 0.00012077 | 0.00013094 | 0.00016636 | 0.00018675 | 0.00010652 | 0.00010639 | 0 | 0.00016305 | 0.00017024 | 0.00017063 | 0.0001779 | 0.00016923 | 0.00016118 | 8.8561e-05 | 0.00018056 | 9.555e-05 | 0.00010292
2751 | 115 | 4 | 0.00011416 | 0.00011285 | 0.00012952 | 0.00016605 | 0.00018766 | 0.00010491 | 0.00010486 | 0 | 0.0001748 | 0.00016882 | 0.00017026 | 0.00018406 | 0.0001685 | 0.0001537 | 9.4549e-05 | 0.00018166 | 0.0001316 | 0.00010292
2752 | 115 | 4 | 0.00011415 | 0.00011032 | 0.00011475 | 0.00015875 | 0.00018753 | 0.00010351 | 0.000106 | 0 | 0.00018171 | 0.00016843 | 0.00016664 | 0.00019676 | 0.00015275 | 0.00010997 | 0.00010697 | 0.00018115 | 0.00038145 | 0.00010292
2753 | 115 | 4 | 0.00011416 | 0.0001124 | 0.00012752 | 0.00015828 | 0.00019522 | 0.00010562 | 0.00011191 | 0 | 0.00019321 | 0.00016279 | 0.00015289 | 0.0002138 | 0.00015999 | 0.00010761 | 0.00011094 | 0.00018062 | 0.00015219 | 0.00010292
2754 | 115 | 4 | 0.00011415 | 0.00011544 | 0.00012453 | 0.00015787 | 0.00018917 | 0.00010798 | 0.00011267 | 0 | 0.00020904 | 0.00016021 | 0.00013959 | 0.00020321 | 0.00015949 | 0.00011701 | 0.00010947 | 0.00016703 | 8.2145e-05 | 0.00010292
2755 | 115 | 4 | 0.00011416 | 0.00011005 | 0.00011724 | 0.00011175 | 0.00012706 | 0.00010807 | 0.0001077 | 4.028e-05 | 0.00020409 | 0.00015944 | 0.00013027 | 0.00016207 | 0.00013362 | 0.00010605 | 0.00010342 | 0.00013824 | 0 | 0.00010292
2756 | 115 | 4 | 0.00011415 | 0.00011307 | 0.00012452 | 0.00011354 | 0.00013253 | 0.00010879 | 0.00010335 | 6.782e-05 | 0.00017152 | 0.0001501 | 0.00012084 | 0.0001278 | 0.00011433 | 0.00010142 | 9.0073e-05 | 0.00010956 | 0 | 0.00010292
2757 | 115 | 4 | 0.00011416 | 0.00011026 | 0.0001134 | 5.343e-05 | 6.362e-05 | 0.0001112 | 0.00010412 | 8.901e-05 | 0.00013843 | 0.00013462 | 0.00011297 | 8.512e-05 | 8.693e-05 | 8.894e-05 | 7.7039e-05 | 8.5287e-05 | 0 | 0.00010292
2758 | 115 | 4 | 0.00011415 | 0.00011118 | 0.0001208 | 5.47e-05 | 7.287e-05 | 0.00011069 | 0.00010014 | 0.00010173 | 9.773e-05 | 0.0001135 | 0.00010547 | 8.761e-05 | 8.803e-05 | 8.868e-05 | 7.4695e-05 | 7.1954e-05 | 0 | 0.00010292
2759 | 115 | 4 | 0.00011416 | 0.00011659 | 0.00012576 | 5.646e-05 | 7.101e-05 | 0.00010864 | 9.298e-05 | 0.0001314 | 9.074e-05 | 9.917e-05 | 9.976e-05 | 7.808e-05 | 7.25e-05 | 6.722e-05 | 7.7648e-05 | 6.0718e-05 | 0 | 0.00010292
2760 | 115 | 4 | 0.00011415 | 0.00011853 | 0.00011404 | 5.344e-05 | 6.673e-05 | 0.0001018 | 9.066e-05 | 0.00015047 | 8.085e-05 | 8.641e-05 | 9.061e-05 | 6.22e-05 | 6.019e-05 | 5.839e-05 | 0.00013031 | 4.4733e-05 | 0 | 0.00010292
2761 | 116 | 4 | 0.00011416 | 0.0001201 | 0.00012909 | 5.247e-05 | 6.311e-05 | 9.688e-05 | 8.879e-05 | 0.00017591 | 6.631e-05 | 7.404e-05 | 8.116e-05 | 5.459e-05 | 5.4e-05 | 5.358e-05 | 0.00012278 | 3.4875e-05 | 0 | 0.0001024
2762 | 116 | 4 | 0.00011415 | 0.00011385 | 0.00010773 | 5.671e-05 | 6.276e-05 | 9.24e-05 | 8.753e-05 | 0.00019074 | 5.756e-05 | 6.387e-05 | 7.212e-05 | 1.9e-05 | 3.76e-05 | 5.596e-05 | 9.0728e-05 | 3.1419e-05 | 0 | 0.0001024
2763 | 116 | 4 | 0.00011416 | 0.00011635 | 0.00012577 | 6.205e-05 | 6.99e-05 | 9.201e-05 | 8.735e-05 | 0.00020981 | 2.768e-05 | 5.21e-05 | 6.549e-05 | 1.374e-05 | 3.807e-05 | 6.206e-05 | 7.0292e-05 | 2.8246e-05 | 0 | 0.0001024
2764 | 116 | 4 | 0.00011415 | 0.00011497 | 0.00011442 | 6.252e-05 | 6.369e-05 | 9.436e-05 | 8.974e-05 | 0.00020133 | 1.754e-05 | 4.425e-05 | 6.2e-05 | 1.354e-05 | 4.688e-05 | 7.973e-05 | 6.1516e-05 | 2.8113e-05 | 0 | 0.0001024
2765 | 116 | 4 | 0.00011416 | 0.00011893 | 0.0001114 | 5.639e-05 | 7.287e-05 | 0.00010117 | 9.111e-05 | 0.00018227 | 1.466e-05 | 4.344e-05 | 6.437e-05 | 1.919e-05 | 5.696e-05 | 9.419e-05 | 5.1645e-05 | 2.7905e-05 | 0 | 0.0001024
2766 | 116 | 4 | 0.00011415 | 0.0001206 | 0.00012213 | 0.00010764 | 0.00013209 | 0.0001143 | 9.559e-05 | 0.00013775 | 1.807e-05 | 4.844e-05 | 7.105e-05 | 4.656e-05 | 7.722e-05 | 0.00010753 | 4.8661e-05 | 2.8864e-05 | 5.939e-06 | 0.0001024
2767 | 116 | 4 | 0.00011416 | 0.00012284 | 0.00012426 | 0.00010821 | 0.000135 | 0.00012381 | 0.00010928 | 0.00011656 | 4.015e-05 | 6.022e-05 | 8.087e-05 | 0.00012319 | 0.00011781 | 0.00011285 | 4.5912e-05 | 3.6006e-05 | 8.704e-05 | 0.0001024
2768 | 116 | 4 | 0.00011415 | 0.00012282 | 0.00011614 | 0.00015809 | 0.00019152 | 0.00012917 | 0.00011993 | 8.265e-05 | 0.0001043 | 8.399e-05 | 9.106e-05 | 0.00022023 | 0.00017839 | 0.00013781 | 4.4798e-05 | 4.0795e-05 | 0.00012786 | 0.0001024
2769 | 116 | 4 | 0.00011416 | 0.000123 | 0.00012425 | 0.00015716 | 0.00018821 | 0.00013324 | 0.00012291 | 8.478e-05 | 0.00019297 | 0.00012411 | 0.00010502 | 0.00021192 | 0.00019468 | 0.00017829 | 5.5487e-05 | 3.8596e-05 | 0.00027528 | 0.0001024
2770 | 116 | 4 | 0.00011415 | 0.00011325 | 0.00012932 | 0.00016296 | 0.00019951 | 0.00013413 | 0.0001243 | 8.053e-05 | 0.00020543 | 0.00015969 | 0.00012532 | 0.0001668 | 0.00017448 | 0.0001825 | 6.193e-05 | 2.996e-05 | 9.9232e-05 | 0.0001024
2771 | 116 | 4 | 0.00011416 | 0.00012359 | 0.0001074 | 0.00016337 | 0.00019167 | 0.0001371 | 0.00012711 | 5.299e-05 | 0.00017536 | 0.00017326 | 0.0001434 | 0.00016802 | 0.0001744 | 0.00018114 | 6.0475e-05 | 2.2326e-05 | 0.000173 | 0.0001024
2772 | 116 | 4 | 0.00011415 | 0.00011973 | 0.00010943 | 0.00016701 | 0.00019212 | 0.00013408 | 0.00012645 | 4.027e-05 | 0.00017108 | 0.00017593 | 0.00015772 | 0.00016979 | 0.00017204 | 0.00017472 | 4.1314e-05 | 1.149e-05 | 0.00031775 | 0.0001024
2773 | 116 | 4 | 0.00011416 | 0.00011835 | 0.00012493 | 0.00016762 | 0.00019504 | 0.0001336 | 0.00012753 | 6.36e-06 | 0.00017022 | 0.00017474 | 0.00016716 | 0.00015949 | 0.00016247 | 0.00016583 | 3.2691e-05 | 9.6448e-06 | 0.0003059 | 0.0001024
2774 | 116 | 4 | 0.00011415 | 0.00012199 | 0.00010941 | 0.00016244 | 0.00019156 | 0.00013358 | 0.00012836 | 0 | 0.00016161 | 0.00016998 | 0.00017092 | 0.00017861 | 0.0001699 | 0.00016182 | 2.4793e-05 | 9.6314e-06 | 0.00011742 | 0.0001024
2775 | 116 | 4 | 0.00011416 | 0.00011668 | 0.00012347 | 0.00015616 | 0.00019032 | 0.00013168 | 0.00012744 | 0 | 0.00017509 | 0.0001686 | 0.00017047 | 0.00018392 | 0.00016838 | 0.00015358 | 2.247e-05 | 1.0673e-05 | 0.00024894 | 0.0001024
2776 | 116 | 4 | 0.00011415 | 0.00011727 | 0.00012141 | 0.00016373 | 0.0001907 | 0.00013089 | 0.00012695 | 1.272e-05 | 0.00018162 | 0.00016829 | 0.00016665 | 0.00019614 | 0.00015227 | 0.00010963 | 2.5276e-05 | 1.1509e-05 | 0.00010656 | 0.0001024
2777 | 116 | 4 | 0.00011416 | 0.00011287 | 0.00010752 | 0.00016252 | 0.00019667 | 0.00013324 | 0.00012766 | 5.511e-05 | 0.0001927 | 0.00016256 | 0.00015274 | 0.0002124 | 0.00015894 | 0.00010691 | 3.3255e-05 | 1.1512e-05 | 9.1622e-05 | 0.0001024
2778 | 116 | 4 | 0.00011415 | 0.00011888 | 0.00010796 | 0.00015945 | 0.00019537 | 0.00013345 | 0.00012199 | 7.418e-05 | 0.00020786 | 0.00015965 | 0.00013926 | 0.0002054 | 0.00016121 | 0.00011828 | 3.9017e-05 | 1.234e-05 | 2.2959e-05 | 0.0001024
2779 | 116 | 4 | 0.00011416 | 0.00011884 | 0.0001268 | 0.00010941 | 0.00013384 | 0.00013002 | 0.00011865 | 8.69e-05 | 0.00020556 | 0.00015961 | 0.0001303 | 0.00016223 | 0.00013374 | 0.00010615 | 3.898e-05 | 1.3231e-05 | 5.3621e-06 | 0.0001024
2780 | 116 | 4 | 0.00011415 | 0.0001194 | 0.00010863 | 0.00010421 | 0.00012916 | 0.00012596 | 0.00011636 | 8.266e-05 | 0.00017189 | 0.00015048 | 0.00012091 | 0.0001287 | 0.00011513 | 0.00010213 | 3.955e-05 | 1.3444e-05 | 0 | 0.0001024
2781 | 116 | 4 | 0.00011416 | 0.00011684 | 0.00011587 | 5.283e-05 | 6.769e-05 | 0.00012467 | 0.00011642 | 9.749e-05 | 0.00013924 | 0.00013518 | 0.00011322 | 8.392e-05 | 8.57e-05 | 8.768e-05 | 4.4651e-05 | 1.3295e-05 | 0 | 0.0001024
2782 | 116 | 4 | 0.00011415 | 0.00011265 | 0.00011525 | 5.376e-05 | 6.939e-05 | 0.00012444 | 0.00010848 | 0.00010384 | 9.698e-05 | 0.00011344 | 0.00010546 | 8.771e-05 | 8.813e-05 | 8.878e-05 | 5.2273e-05 | 1.3709e-05 | 0 | 0.0001024
2783 | 116 | 4 | 0.00011416 | 0.0001206 | 0.00011103 | 5.357e-05 | 6.235e-05 | 0.00012193 | 0.00010101 | 0.00010385 | 9.068e-05 | 9.901e-05 | 9.977e-05 | 7.747e-05 | 7.193e-05 | 6.67e-05 | 5.4556e-05 | 1.3725e-05 | 0 | 0.0001024
2784 | 116 | 4 | 0.00011415 | 0.00012007 | 0.00011315 | 5.67e-05 | 6.942e-05 | 0.00011507 | 9.688e-05 | 8.901e-05 | 8.035e-05 | 8.61e-05 | 9.046e-05 | 6.305e-05 | 6.102e-05 | 5.92e-05 | 7.4683e-05 | 1.3994e-05 | 0 | 0.0001024
2785 | 117 | 4 | 0.00011416 | 0.00011665 | 0.00011132 | 5.76e-05 | 7.501e-05 | 0.0001085 | 9.326e-05 | 9.75e-05 | 6.686e-05 | 7.41e-05 | 8.117e-05 | 5.422e-05 | 5.364e-05 | 5.322e-05 | 7.7372e-05 | 1.5669e-05 | 0 | 0.00010275
2786 | 117 | 4 | 0.00011415 | 0.00010974 | 0.00012276 | 5.369e-05 | 7.094e-05 | 0.00010436 | 9.114e-05 | 0.00010385 | 5.738e-05 | 6.389e-05 | 7.203e-05 | 1.901e-05 | 3.762e-05 | 5.599e-05 | 8.373e-05 | 1.9594e-05 | 0 | 0.00010275
2787 | 117 | 4 | 0.00011416 | 0.00010893 | 0.00011415 | 6.257e-05 | 7.128e-05 | 0.00010274 | 9.03e-05 | 0.0001102 | 2.767e-05 | 5.209e-05 | 6.545e-05 | 1.361e-05 | 3.77e-05 | 6.146e-05 | 9.4588e-05 | 2.8723e-05 | 0 | 0.00010275
2788 | 117 | 4 | 0.00011415 | 0.00011187 | 0.00011359 | 5.778e-05 | 7.539e-05 | 0.00010384 | 9.065e-05 | 0.00010385 | 1.744e-05 | 4.41e-05 | 6.184e-05 | 1.369e-05 | 4.741e-05 | 8.064e-05 | 0.00010154 | 5.2956e-05 | 0 | 0.00010275
2789 | 117 | 4 | 0.00011416 | 0.00010831 | 0.00012472 | 5.827e-05 | 6.379e-05 | 0.00011051 | 9.341e-05 | 9.961e-05 | 1.476e-05 | 4.35e-05 | 6.445e-05 | 1.908e-05 | 5.661e-05 | 9.361e-05 | 0.00010684 | 7.4098e-05 | 0 | 0.00010275
2790 | 117 | 4 | 0.00011415 | 0.00011692 | 0.0001254 | 0.00011413 | 0.0001359 | 0.00012051 | 9.78e-05 | 0.00010597 | 1.799e-05 | 4.842e-05 | 7.099e-05 | 4.598e-05 | 7.627e-05 | 0.0001062 | 0.00011144 | 9.6462e-05 | 2.1474e-05 | 0.00010275
2791 | 117 | 4 | 0.00011416 | 0.0001151 | 0.00010663 | 0.00011108 | 0.00013411 | 0.00012664 | 0.00011138 | 9.538e-05 | 3.969e-05 | 5.983e-05 | 8.053e-05 | 0.0001217 | 0.00011638 | 0.00011149 | 0.00011275 | 0.00010773 | 0.0001274 | 0.00010275
2792 | 117 | 4 | 0.00011415 | 0.00011006 | 0.00011381 | 0.00016172 | 0.0001912 | 0.00013056 | 0.00012197 | 8.053e-05 | 0.00010305 | 8.312e-05 | 9.044e-05 | 0.00021841 | 0.00017691 | 0.00013667 | 0.00010518 | 0.00010779 | 0.00030459 | 0.00010275
2793 | 117 | 4 | 0.00011416 | 0.00011337 | 0.00011999 | 0.00016174 | 0.00018941 | 0.00013313 | 0.00012596 | 7.206e-05 | 0.0001913 | 0.00012291 | 0.00010421 | 0.00020864 | 0.00019167 | 0.00017553 | 0.00010329 | 0.00010594 | 0.00043261 | 0.00010275
2794 | 117 | 4 | 0.00011415 | 0.00010975 | 0.00012514 | 0.0001644 | 0.000194 | 0.00013473 | 0.00012657 | 4.663e-05 | 0.00020251 | 0.00015777 | 0.00012397 | 0.00016731 | 0.00017501 | 0.00018306 | 0.00011237 | 0.00010161 | 0.0005177 | 0.00010275
2795 | 117 | 4 | 0.00011416 | 0.00011555 | 0.00011155 | 0.00016519 | 0.0001979 | 0.0001378 | 0.00012688 | 1.908e-05 | 0.00017515 | 0.00017203 | 0.00014233 | 0.00016766 | 0.00017402 | 0.00018074 | 9.7232e-05 | 9.8507e-05 | 0.0006344 | 0.00010275
2796 | 117 | 4 | 0.00011415 | 0.00011565 | 0.00011245 | 0.00016501 | 0.00019925 | 0.00013525 | 0.00012478 | 2.331e-05 | 0.00017067 | 0.00017523 | 0.00015679 | 0.0001683 | 0.00017053 | 0.00017318 | 7.6849e-05 | 9.3224e-05 | 0.00067131 | 0.00010275
2797 | 117 | 4 | 0.00011416 | 0.00010848 | 0.00011959 | 0.0001571 | 0.0001997 | 0.00013661 | 0.00012426 | 1.696e-05 | 0.00016896 | 0.00017387 | 0.00016613 | 0.00016178 | 0.0001648 | 0.00016822 | 8.2094e-05 | 8.0495e-05 | 0.00051425 | 0.00010275
2798 | 117 | 4 | 0.00011415 | 0.000112 | 0.00012703 | 0.00015957 | 0.00019279 | 0.00013418 | 0.00012343 | 0 | 0.00016317 | 0.00017019 | 0.00017068 | 0.00017661 | 0.000168 | 0.00016002 | 8.0078e-05 | 6.9066e-05 | 0.00067924 | 0.00010275
2799 | 117 | 4 | 0.00011416 | 0.00011279 | 0.00011734 | 0.00016647 | 0.00019917 | 0.00013402 | 0.00012276 | 2.12e-06 | 0.00017379 | 0.00016835 | 0.00017007 | 0.0001828 | 0.00016735 | 0.00015264 | 7.9776e-05 | 5.3835e-05 | 0.0005354 | 0.00010275
2800 | 117 | 4 | 0.00011415 | 0.00011656 | 0.00011396 | 0.00015671 | 0.00020069 | 0.00013339 | 0.00012265 | 2.12e-05 | 0.00018053 | 0.00016761 | 0.00016616 | 0.00019712 | 0.00015303 | 0.00011017 | 7.9212e-05 | 4.1541e-05 | 0.00028307 | 0.00010275
2801 | 117 | 4 | 0.00011416 | 0.00010718 | 0.00012763 | 0.00015701 | 0.00019175 | 0.00013383 | 0.00012291 | 3.815e-05 | 0.00019324 | 0.00016228 | 0.00015248 | 0.00021297 | 0.00015937 | 0.0001072 | 8.2151e-05 | 3.7206e-05 | 0.00022621 | 0.00010275
2802 | 117 | 4 | 0.00011415 | 0.00011523 | 0.00011608 | 0.00016472 | 0.00019328 | 0.00013088 | 0.00011834 | 5.511e-05 | 0.00020836 | 0.00015976 | 0.00013916 | 0.00020635 | 0.00016195 | 0.00011882 | 8.4034e-05 | 3.39e-05 | 6.5567e-05 | 0.00010275
2803 | 117 | 4 | 0.00011416 | 0.00010727 | 0.00011162 | 0.00011431 | 0.00013259 | 0.0001267 | 0.00011579 | 7.842e-05 | 0.00020641 | 0.00016005 | 0.00013031 | 0.00016227 | 0.00013377 | 0.00010618 | 8.2419e-05 | 2.7209e-05 | 1.3295e-05 | 0.00010275
2804 | 117 | 4 | 0.00011415 | 0.00011034 | 0.00011444 | 0.0001118 | 0.00013135 | 0.00012336 | 0.00011373 | 0.00010173 | 0.00017211 | 0.00015083 | 0.000121 | 0.00012898 | 0.00011538 | 0.00010235 | 7.7117e-05 | 1.9945e-05 | 0 | 0.00010275
2805 | 117 | 4 | 0.00011416 | 0.00011724 | 0.00012207 | 5.495e-05 | 7.197e-05 | 0.00012429 | 0.00011356 | 0.00013564 | 0.00013952 | 0.00013547 | 0.00011341 | 8.491e-05 | 8.671e-05 | 8.872e-05 | 7.0368e-05 | 1.2409e-05 | 0 | 0.00010275
2806 | 117 | 4 | 0.00011415 | 0.00010743 | 0.00012644 | 5.613e-05 | 7.187e-05 | 0.00012601 | 0.00010638 | 0.00013988 | 9.782e-05 | 0.00011398 | 0.00010585 | 8.691e-05 | 8.733e-05 | 8.797e-05 | 6.2647e-05 | 5.4346e-06 | 0 | 0.00010275
2807 | 117 | 4 | 0.00011416 | 0.00011265 | 0.00012377 | 6.352e-05 | 6.845e-05 | 0.00012369 | 9.94e-05 | 0.000142 | 9.022e-05 | 9.913e-05 | 9.994e-05 | 7.825e-05 | 7.266e-05 | 6.737e-05 | 5.1432e-05 | 1.8292e-06 | 0 | 0.00010275
2808 | 117 | 4 | 0.00011415 | 0.00011663 | 0.00011462 | 6.065e-05 | 6.485e-05 | 0.00011634 | 9.297e-05 | 0.000142 | 8.09e-05 | 8.631e-05 | 9.072e-05 | 6.334e-05 | 6.13e-05 | 5.946e-05 | 3.2512e-05 | 4.9453e-06 | 0 | 0.00010275
2809 | 118 | 4 | 0.00011416 | 0.00010996 | 9.707e-05 | 5.835e-05 | 4.171e-05 | 0.00011009 | 8.75e-05 | 0.00016743 | 6.718e-05 | 7.437e-05 | 8.143e-05 | 6.815e-05 | 6.068e-05 | 5.351e-05 | 2.2435e-05 | 1.4261e-05 | 0 | 0.00010344
2810 | 118 | 4 | 0.00011415 | 0.00010774 | 0.0001091 | 5.391e-05 | 3.83e-05 | 0.00010615 | 8.302e-05 | 0.00021829 | 6.831e-05 | 6.662e-05 | 7.23e-05 | 3.567e-05 | 4.615e-05 | 5.656e-05 | 1.3339e-05 | 3.0205e-05 | 0 | 0.00010344
2811 | 118 | 4 | 0.00011416 | 0.00011714 | 0.00010288 | 5.411e-05 | 4.345e-05 | 0.00010417 | 8.509e-05 | 0.000231 | 4.278e-05 | 5.758e-05 | 6.577e-05 | 2.25e-05 | 4.235e-05 | 6.196e-05 | 6.903e-06 | 5.2646e-05 | 0 | 0.00010344
2812 | 118 | 4 | 0.00011415 | 0.00010936 | 0.00011331 | 5.709e-05 | 4.435e-05 | 0.00010483 | 8.733e-05 | 0.00022464 | 2.758e-05 | 4.996e-05 | 6.224e-05 | 2.172e-05 | 5.102e-05 | 7.993e-05 | 4.863e-06 | 8.5548e-05 | 0 | 0.00010344
2813 | 118 | 4 | 0.00011416 | 0.00010974 | 0.00011038 | 5.315e-05 | 4.389e-05 | 0.00011174 | 8.504e-05 | 0.00021617 | 2.346e-05 | 4.853e-05 | 6.461e-05 | 2.354e-05 | 5.849e-05 | 9.295e-05 | 7.6166e-06 | 0.00011396 | 0 | 0.00010344
2814 | 118 | 4 | 0.00011415 | 0.00011446 | 0.00011082 | 0.00011332 | 7.964e-05 | 0.00012245 | 8.353e-05 | 0.00014836 | 2.346e-05 | 5.207e-05 | 7.094e-05 | 3.022e-05 | 6.932e-05 | 0.00010788 | 2.0232e-05 | 0.00013467 | 8.6964e-06 | 0.00010344
2815 | 118 | 4 | 0.00011416 | 0.00011508 | 9.831e-05 | 0.00011469 | 8.282e-05 | 0.0001315 | 8.824e-05 | 0.00010385 | 2.864e-05 | 5.933e-05 | 8.081e-05 | 4.634e-05 | 7.955e-05 | 0.00011237 | 3.8432e-05 | 0.00014714 | 0.00012001 | 0.00010344
2816 | 118 | 4 | 0.00011415 | 0.00011831 | 0.00011448 | 0.00016321 | 0.00012037 | 0.0001367 | 9.555e-05 | 5.087e-05 | 4.229e-05 | 6.844e-05 | 9.085e-05 | 6.843e-05 | 0.00010291 | 0.00013703 | 5.4629e-05 | 0.00015442 | 0.00029619 | 0.00010344
2817 | 118 | 4 | 0.00011416 | 0.00010854 | 0.0001017 | 0.00015754 | 0.000122 | 0.00014118 | 0.00010163 | 1.696e-05 | 6.231e-05 | 8.31e-05 | 0.00010465 | 9.868e-05 | 0.00013708 | 0.00017515 | 5.5745e-05 | 0.00014608 | 0 | 0.00010344
2818 | 118 | 4 | 0.00011415 | 0.00010849 | 0.00011442 | 0.00016726 | 0.0001179 | 0.0001427 | 0.00010386 | 0 | 9.016e-05 | 0.00010623 | 0.00012429 | 0.00012886 | 0.00015596 | 0.00018299 | 7.1754e-05 | 0.00013391 | 0.00036937 | 0.00010344
2819 | 118 | 4 | 0.00011416 | 0.00011427 | 9.868e-05 | 0.00015975 | 0.00011847 | 0.00014293 | 0.00010303 | 0 | 0.00011966 | 0.00012996 | 0.00014259 | 0.00013725 | 0.00015887 | 0.00018052 | 9.7607e-05 | 0.00014032 | 0.00038921 | 0.00010344
2820 | 118 | 4 | 0.00011415 | 0.0001169 | 9.925e-05 | 0.00016418 | 0.00012081 | 0.00013949 | 0.00010037 | 0 | 0.00013269 | 0.00014602 | 0.00015689 | 0.00013797 | 0.00015609 | 0.00017431 | 0.00011348 | 0.00016605 | 0.00064195 | 0.00010344
2821 | 118 | 4 | 0.00011416 | 0.00010931 | 0.00011583 | 0.00016309 | 0.00011711 | 0.00014033 | 9.814e-05 | 0 | 0.00013662 | 0.0001531 | 0.0001664 | 0.00012863 | 0.00014734 | 0.00016612 | 0.00013121 | 0.00017352 | 0 | 0.00010344
2822 | 118 | 4 | 0.00011415 | 0.00011227 | 0.00010208 | 0.00016088 | 0.00011608 | 0.00013798 | 9.575e-05 | 0 | 0.00013046 | 0.00015236 | 0.00017042 | 0.00011107 | 0.00013515 | 0.00015915 | 0.00014894 | 0.00017308 | 0.00048551 | 0.00010344
2823 | 118 | 4 | 0.00011416 | 0.00011764 | 0.00011768 | 0.00015882 | 0.00012131 | 0.00013508 | 9.447e-05 | 0 | 0.00011557 | 0.00014569 | 0.0001696 | 0.00012618 | 0.00013892 | 0.00015182 | 0.00015231 | 0.00017444 | 0.00037914 | 0.00010344
2824 | 118 | 4 | 0.00011415 | 0.00011524 | 0.00010704 | 0.0001576 | 0.00012082 | 0.00013236 | 9.6e-05 | 0 | 0.00012427 | 0.00014142 | 0.00016554 | 0.00013302 | 0.00012085 | 0.00010925 | 0.00015473 | 0.00017649 | 0.0004813 | 0.00010344
2825 | 118 | 4 | 0.00011416 | 0.00011311 | 0.00010339 | 0.00016723 | 0.00011855 | 0.00013457 | 0.00010088 | 0 | 0.00013081 | 0.00013309 | 0.00015172 | 0.00014078 | 0.00012404 | 0.00010795 | 0.00016647 | 0.00017405 | 0.0002838 | 0.00010344
2826 | 118 | 4 | 0.00011415 | 0.00011245 | 0.00010604 | 0.00015663 | 0.00011412 | 0.00013152 | 0.00010235 | 0 | 0.00013829 | 0.00012772 | 0.00013864 | 0.00014115 | 0.00012947 | 0.00011837 | 0.00016375 | 0.00016373 | 0.00011016 | 0.00010344
2827 | 118 | 4 | 0.00011416 | 0.00011038 | 0.00010155 | 0.00010609 | 8.411e-05 | 0.00012684 | 0.00010207 | 0 | 0.00014039 | 0.00012715 | 0.00012986 | 0.00014094 | 0.00012366 | 0.00010703 | 0.000138 | 0.00014912 | 1.4525e-05 | 0.00010344
2828 | 118 | 4 | 0.00011415 | 0.00011581 | 0.00010605 | 0.00010833 | 7.82e-05 | 0.00012462 | 0.00010195 | 0 | 0.00014081 | 0.000126 | 0.00012089 | 0.00014435 | 0.00012308 | 0.00010255 | 9.9206e-05 | 0.00014046 | 0 | 0.00010344
2829 | 118 | 4 | 0.00011416 | 0.00011627 | 0.00011635 | 5.496e-05 | 4.176e-05 | 0.00012582 | 0.00010411 | 0 | 0.0001436 | 0.00012465 | 0.00011345 | 8.516e-05 | 8.696e-05 | 8.898e-05 | 8.0545e-05 | 0.00014221 | 0 | 0.00010344
2830 | 118 | 4 | 0.00011415 | 0.00011009 | 0.00011426 | 5.733e-05 | 4.464e-05 | 0.00012744 | 9.999e-05 | 4.24e-06 | 9.794e-05 | 0.00011071 | 0.00010604 | 8.762e-05 | 8.804e-05 | 8.869e-05 | 8.4521e-05 | 0.00014733 | 0 | 0.00010344
2831 | 118 | 4 | 0.00011416 | 0.00011854 | 0.00010105 | 6.154e-05 | 4.46e-05 | 0.0001254 | 9.387e-05 | 6.36e-06 | 9.116e-05 | 9.88e-05 | 0.00010028 | 8.528e-05 | 7.62e-05 | 6.75e-05 | 9.9386e-05 | 0.00015086 | 0 | 0.00010344
2832 | 118 | 4 | 0.00011415 | 0.00011868 | 9.645e-05 | 5.339e-05 | 3.844e-05 | 0.00011884 | 8.748e-05 | 4.239e-05 | 8.68e-05 | 8.786e-05 | 9.107e-05 | 7.895e-05 | 6.868e-05 | 5.879e-05 | 0.0001415 | 0.00015776 | 0 | 0.00010344
2833 | 119 | 4 | 0.00011416 | 0.0001049 | 0.00013618 | 6.089e-05 | 1.334e-05 | 0.00011168 | 8.326e-05 | 6.57e-05 | 8.046e-05 | 7.849e-05 | 8.156e-05 | 6.84e-05 | 6.09e-05 | 5.371e-05 | 0.00014876 | 0.00015681 | 0 | 0.0001037
2834 | 119 | 4 | 0.00011415 | 0.00010328 | 0.00013053 | 5.224e-05 | 1.407e-05 | 0.00010643 | 8.118e-05 | 6.358e-05 | 7.121e-05 | 6.995e-05 | 7.24e-05 | 3.576e-05 | 4.626e-05 | 5.67e-05 | 0.00014658 | 0.00015045 | 0 | 0.0001037
2835 | 119 | 4 | 0.00011416 | 0.00010572 | 0.00012472 | 6.173e-05 | 1.488e-05 | 0.00010556 | 8.02e-05 | 6.147e-05 | 4.38e-05 | 5.941e-05 | 6.585e-05 | 2.217e-05 | 4.173e-05 | 6.104e-05 | 0.00014094 | 0.00013931 | 0 | 0.0001037
2836 | 119 | 4 | 0.00011415 | 0.0001092 | 0.00012425 | 6.157e-05 | 1.299e-05 | 0.00010745 | 8.21e-05 | 5.511e-05 | 2.766e-05 | 5.052e-05 | 6.206e-05 | 2.196e-05 | 5.16e-05 | 8.084e-05 | 0.00013297 | 0.00013492 | 0 | 0.0001037
2837 | 119 | 4 | 0.00011416 | 0.00011104 | 0.00011913 | 5.943e-05 | 1.548e-05 | 0.00011269 | 8.44e-05 | 4.663e-05 | 2.361e-05 | 4.883e-05 | 6.462e-05 | 2.396e-05 | 5.953e-05 | 9.461e-05 | 0.00013298 | 0.00012999 | 0 | 0.0001037
2838 | 119 | 4 | 0.00011415 | 0.00010619 | 0.00012025 | 0.00010671 | 2.685e-05 | 0.00012327 | 9.267e-05 | 4.027e-05 | 2.381e-05 | 5.26e-05 | 7.134e-05 | 2.99e-05 | 6.856e-05 | 0.00010671 | 0.00013828 | 0.00012561 | 2.3858e-05 | 0.0001037
2839 | 119 | 4 | 0.00011416 | 0.0001101 | 0.00012054 | 0.00011117 | 2.872e-05 | 0.00012988 | 0.0001062 | 2.967e-05 | 2.845e-05 | 5.947e-05 | 8.093e-05 | 4.599e-05 | 7.895e-05 | 0.00011152 | 0.0001422 | 0.00012859 | 0.00013426 | 0.0001037
2840 | 119 | 4 | 0.00011415 | 0.0001083 | 0.00012519 | 0.00015958 | 4.042e-05 | 0.00013221 | 0.00011594 | 2.968e-05 | 4.199e-05 | 6.82e-05 | 9.078e-05 | 6.849e-05 | 0.000103 | 0.00013715 | 0.00014167 | 0.00014804 | 0.00028416 | 0.0001037
2841 | 119 | 4 | 0.00011416 | 0.00011266 | 0.00013456 | 0.00015812 | 4.088e-05 | 0.00013382 | 0.00011981 | 8.48e-06 | 6.23e-05 | 8.289e-05 | 0.0001046 | 9.866e-05 | 0.00013705 | 0.00017511 | 0.00011258 | 0.00016916 | 0.00041509 | 0.0001037
2842 | 119 | 4 | 0.00011415 | 0.00010993 | 0.00013568 | 0.00016465 | 4.036e-05 | 0.00013362 | 0.00012095 | 0 | 9.013e-05 | 0.00010611 | 0.00012419 | 0.00012917 | 0.00015633 | 0.00018343 | 9.6884e-05 | 0.00017812 | 0.00056969 | 0.0001037
2843 | 119 | 4 | 0.00011416 | 0.00010351 | 0.00013341 | 0.00016675 | 4.105e-05 | 0.00013676 | 0.00012222 | 0 | 0.00011989 | 0.00013004 | 0.00014254 | 0.00013712 | 0.00015872 | 0.00018035 | 0.00011093 | 0.00018622 | 0.00049389 | 0.0001037
2844 | 119 | 4 | 0.00011415 | 0.0001134 | 0.00013344 | 0.00015688 | 3.933e-05 | 0.00013234 | 0.00012209 | 0 | 0.00013263 | 0.00014606 | 0.00015684 | 0.00013806 | 0.00015619 | 0.00017442 | 0.00011449 | 0.00018877 | 0.00029571 | 0.0001037
2845 | 119 | 4 | 0.00011416 | 0.00011201 | 0.00012868 | 0.00015918 | 4.046e-05 | 0.00013219 | 0.00012165 | 0 | 0.00013669 | 0.00015315 | 0.00016641 | 0.00012825 | 0.00014691 | 0.00016564 | 0.00015907 | 0.00018956 | 0.00016111 | 0.0001037
2846 | 119 | 4 | 0.00011415 | 0.0001122 | 0.00013365 | 0.0001633 | 4.087e-05 | 0.0001312 | 0.00012081 | 0 | 0.00013019 | 0.00015224 | 0.00017034 | 0.00011156 | 0.00013575 | 0.00015986 | 0.00018778 | 0.00019011 | 0.00041358 | 0.0001037
2847 | 119 | 4 | 0.00011416 | 0.00010908 | 0.00013124 | 0.00016102 | 3.881e-05 | 0.00013081 | 0.00012038 | 0 | 0.0001159 | 0.00014578 | 0.00016969 | 0.00012656 | 0.00013934 | 0.00015227 | 0.00018958 | 0.00019018 | 0.00030148 | 0.0001037
2848 | 119 | 4 | 0.00011415 | 0.00010739 | 0.00012861 | 0.00016601 | 4.16e-05 | 0.00012969 | 0.00011988 | 0 | 0.00012462 | 0.00014169 | 0.00016572 | 0.00013399 | 0.00012174 | 0.00011004 | 0.00017764 | 0.00019021 | 0.00010014 | 0.0001037
2849 | 119 | 4 | 0.00011416 | 0.00010835 | 0.0001202 | 0.00015704 | 4.071e-05 | 0.00012984 | 0.00011962 | 0 | 0.00013164 | 0.00013362 | 0.00015207 | 0.00013904 | 0.0001225 | 0.00010661 | 0.00017221 | 0.00018876 | 4.7376e-05 | 0.0001037
2850 | 119 | 4 | 0.00011415 | 0.00010533 | 0.00011923 | 0.00016451 | 4.043e-05 | 0.0001277 | 0.00011605 | 0 | 0.00013711 | 0.00012758 | 0.00013866 | 0.00014002 | 0.00012843 | 0.00011741 | 0.00016333 | 0.00016948 | 5.2501e-05 | 0.0001037
2851 | 119 | 4 | 0.00011416 | 0.00010343 | 0.00012745 | 0.00010969 | 2.65e-05 | 0.00012314 | 0.00011436 | 8.48e-06 | 0.0001393 | 0.00012648 | 0.00012965 | 0.00014077 | 0.0001235 | 0.0001069 | 0.00013789 | 0.00013454 | 0 | 0.0001037
2852 | 119 | 4 | 0.00011415 | 0.00010807 | 0.00013583 | 0.00010552 | 2.812e-05 | 0.00012141 | 0.00011285 | 3.603e-05 | 0.00014043 | 0.0001254 | 0.00012062 | 0.00014377 | 0.00012259 | 0.00010214 | 0.00012442 | 0.00010336 | 0 | 0.0001037
2853 | 119 | 4 | 0.00011416 | 0.0001091 | 0.00013555 | 5.404e-05 | 1.454e-05 | 0.00012298 | 0.00011375 | 3.18e-05 | 0.00014304 | 0.00012414 | 0.00011308 | 8.499e-05 | 8.679e-05 | 8.88e-05 | 0.00010436 | 7.9515e-05 | 0 | 0.0001037
2854 | 119 | 4 | 0.00011415 | 0.0001136 | 0.00011838 | 5.922e-05 | 1.432e-05 | 0.0001245 | 0.00010731 | 7.206e-05 | 9.769e-05 | 0.00011033 | 0.00010565 | 8.658e-05 | 8.699e-05 | 8.763e-05 | 9.1211e-05 | 7.0118e-05 | 0 | 0.0001037
2855 | 119 | 4 | 0.00011416 | 0.0001125 | 0.0001288 | 6.341e-05 | 1.362e-05 | 0.00012294 | 9.956e-05 | 8.477e-05 | 9.028e-05 | 9.821e-05 | 9.975e-05 | 8.49e-05 | 7.586e-05 | 6.72e-05 | 9.6027e-05 | 7.2258e-05 | 0 | 0.0001037
2856 | 119 | 4 | 0.00011415 | 0.00010786 | 0.00011973 | 5.925e-05 | 1.357e-05 | 0.00011455 | 9.165e-05 | 9.113e-05 | 8.633e-05 | 8.73e-05 | 9.057e-05 | 7.937e-05 | 6.905e-05 | 5.91e-05 | 9.741e-05 | 0.00010721 | 0 | 0.0001037
2857 | 120 | 4 | 0.00011416 | 0.00011906 | 0.00012372 | 5.568e-05 | 7.63e-05 | 0.00010866 | 8.571e-05 | 8.689e-05 | 8.068e-05 | 7.828e-05 | 8.123e-05 | 5.496e-05 | 5.437e-05 | 5.395e-05 | 9.6457e-05 | 0.00010143 | 0 | 0.00010353
2858 | 120 | 4 | 0.00011415 | 0.00011868 | 0.00013135 | 5.259e-05 | 7.472e-05 | 0.00010471 | 8.305e-05 | 8.054e-05 | 6.075e-05 | 6.756e-05 | 7.223e-05 | 1.922e-05 | 3.802e-05 | 5.659e-05 | 9.9832e-05 | 0.00011199 | 0 | 0.00010353
2859 | 120 | 4 | 0.00011416 | 0.00011309 | 0.00013145 | 6.296e-05 | 6.35e-05 | 0.00010297 | 8.177e-05 | 6.994e-05 | 2.89e-05 | 5.43e-05 | 6.574e-05 | 1.352e-05 | 3.744e-05 | 6.102e-05 | 0.00010315 | 0.00011635 | 0 | 0.00010353
2860 | 120 | 4 | 0.00011415 | 0.00012223 | 0.0001164 | 5.96e-05 | 7.039e-05 | 0.00010424 | 8.233e-05 | 5.934e-05 | 1.776e-05 | 4.503e-05 | 6.202e-05 | 1.363e-05 | 4.72e-05 | 8.028e-05 | 0.00010071 | 0.00011289 | 0 | 0.00010353
2861 | 120 | 4 | 0.00011416 | 0.00012256 | 0.00013101 | 5.745e-05 | 7.099e-05 | 0.00011007 | 8.604e-05 | 5.511e-05 | 1.472e-05 | 4.375e-05 | 6.45e-05 | 1.907e-05 | 5.661e-05 | 9.36e-05 | 0.00010002 | 0.0001195 | 0 | 0.00010353
2862 | 120 | 4 | 0.00011415 | 0.00012026 | 0.00011976 | 0.00010423 | 0.00013659 | 0.00011962 | 9.419e-05 | 4.451e-05 | 1.798e-05 | 4.843e-05 | 7.101e-05 | 4.647e-05 | 7.707e-05 | 0.00010732 | 0.00010878 | 0.00012464 | 2.0133e-05 | 0.00010353
2863 | 120 | 4 | 0.00011416 | 0.00011717 | 0.00012228 | 0.00010499 | 0.00013086 | 0.00012629 | 0.00010775 | 2.12e-05 | 4.006e-05 | 6.007e-05 | 8.076e-05 | 0.00012277 | 0.00011741 | 0.00011247 | 0.00010633 | 0.00011937 | 0.00011777 | 0.00010353
2864 | 120 | 4 | 0.00011415 | 0.00011711 | 0.00011745 | 0.00015634 | 0.00019164 | 0.00013114 | 0.00011974 | 0 | 0.00010396 | 8.374e-05 | 9.084e-05 | 0.00021984 | 0.00017807 | 0.00013756 | 0.00010494 | 0.00011105 | 9.8961e-05 | 0.00010353
2865 | 120 | 4 | 0.00011416 | 0.00011775 | 0.00012851 | 0.00016389 | 0.00020003 | 0.00013481 | 0.00012516 | 0 | 0.00019259 | 0.00012381 | 0.00010478 | 0.0002115 | 0.00019429 | 0.00017794 | 0.00010213 | 0.00011744 | 0.00030427 | 0.00010353
2866 | 120 | 4 | 0.00011415 | 0.00011431 | 0.00012553 | 0.00015896 | 0.00018894 | 0.00013531 | 0.0001257 | 0 | 0.00020501 | 0.00015935 | 0.00012502 | 0.00016693 | 0.00017462 | 0.00018265 | 9.4241e-05 | 0.00013227 | 0.00063292 | 0.00010353
2867 | 120 | 4 | 0.00011416 | 0.00011619 | 0.00012531 | 0.00015922 | 0.00019835 | 0.00013668 | 0.00012575 | 0 | 0.00017538 | 0.00017308 | 0.00014319 | 0.00016655 | 0.00017287 | 0.00017955 | 9.7921e-05 | 0.00015089 | 0.0006923 | 0.00010353
2868 | 120 | 4 | 0.00011415 | 0.00011734 | 0.00011471 | 0.00016712 | 0.00019657 | 0.00013442 | 0.00012338 | 0 | 0.00016992 | 0.00017531 | 0.00015722 | 0.00017035 | 0.0001726 | 0.00017529 | 0.00012601 | 0.00015652 | 0.00033582 | 0.00010353
2869 | 120 | 4 | 0.00011416 | 0.00011419 | 0.00012073 | 0.00016346 | 0.00019095 | 0.00013363 | 0.0001217 | 0 | 0.00017043 | 0.00017442 | 0.00016685 | 0.00016237 | 0.00016539 | 0.00016882 | 0.00012083 | 0.00016103 | 0.00078691 | 0.00010353
2870 | 120 | 4 | 0.00011415 | 0.00011311 | 0.00012955 | 0.00015883 | 0.00018947 | 0.00013219 | 0.00012077 | 0 | 0.00016386 | 0.00017092 | 0.00017134 | 0.00017815 | 0.00016946 | 0.00016141 | 0.00011069 | 0.00016491 | 0.00051792 | 0.00010353
2871 | 120 | 4 | 0.00011416 | 0.00012292 | 0.00012135 | 0.00015974 | 0.00019569 | 0.00013072 | 0.00011869 | 0 | 0.00017516 | 0.00016939 | 0.00017084 | 0.00018373 | 0.0001682 | 0.00015342 | 0.00010847 | 0.0001623 | 0.00052344 | 0.00010353
2872 | 120 | 4 | 0.00011415 | 0.00011633 | 0.00011408 | 0.00016334 | 0.00019783 | 0.00012911 | 0.00011775 | 0 | 0.00018155 | 0.00016864 | 0.00016699 | 0.00019541 | 0.0001517 | 0.00010922 | 0.00011781 | 0.00014406 | 0.00047768 | 0.00010353
2873 | 120 | 4 | 0.00011416 | 0.00011364 | 0.00011528 | 0.00016564 | 0.00019192 | 0.00012939 | 0.0001186 | 0 | 0.00019213 | 0.00016245 | 0.00015299 | 0.00021093 | 0.00015784 | 0.00010617 | 0.00012766 | 0.00012864 | 0.00031385 | 0.00010353
2874 | 120 | 4 | 0.00011415 | 0.00011298 | 0.00011254 | 0.00015882 | 0.00019372 | 0.00012701 | 0.00011514 | 0 | 0.00020659 | 0.00015909 | 0.00013926 | 0.00020448 | 0.00016048 | 0.00011774 | 0.00012142 | 0.00011643 | 0.00011314 | 0.00010353
2875 | 120 | 4 | 0.00011416 | 0.0001124 | 0.00012153 | 0.00010987 | 0.0001384 | 0.00012291 | 0.00011165 | 0 | 0.00020458 | 0.00015888 | 0.00013005 | 0.00016349 | 0.00013479 | 0.00010698 | 0.00010754 | 0.00010468 | 1.5679e-05 | 0.00010353
2876 | 120 | 4 | 0.00011415 | 0.00011584 | 0.00012704 | 0.0001078 | 0.00012836 | 0.0001196 | 0.00010979 | 4.24e-06 | 0.00017265 | 0.00015035 | 0.00012082 | 0.00012878 | 0.0001152 | 0.0001022 | 9.0976e-05 | 9.9165e-05 | 0 | 0.00010353
2877 | 120 | 4 | 0.00011416 | 0.00012001 | 0.00011506 | 5.616e-05 | 6.845e-05 | 0.00012023 | 0.00010968 | 3.815e-05 | 0.00013941 | 0.00013531 | 0.00011315 | 8.484e-05 | 8.664e-05 | 8.865e-05 | 6.6772e-05 | 9.8084e-05 | 0 | 0.00010353
2878 | 120 | 4 | 0.00011415 | 0.00011986 | 0.00013117 | 5.654e-05 | 7e-05 | 0.00012246 | 0.00010389 | 6.57e-05 | 9.776e-05 | 0.00011391 | 0.00010564 | 8.811e-05 | 8.853e-05 | 8.919e-05 | 5.1294e-05 | 0.00010343 | 0 | 0.00010353
2879 | 120 | 4 | 0.00011416 | 0.00012226 | 0.00013136 | 6.26e-05 | 7.142e-05 | 0.00012146 | 9.816e-05 | 5.298e-05 | 9.116e-05 | 9.953e-05 | 0.00010008 | 7.823e-05 | 7.265e-05 | 6.736e-05 | 4.3343e-05 | 0.000107 | 0 | 0.00010353
2880 | 120 | 4 | 0.00011415 | 0.00011668 | 0.00011281 | 5.855e-05 | 6.903e-05 | 0.00011398 | 9.066e-05 | 6.147e-05 | 8.106e-05 | 8.669e-05 | 9.092e-05 | 6.273e-05 | 6.071e-05 | 5.889e-05 | 8.0564e-05 | 0.00012718 | 0 | 0.00010353
2881 | 121 | 5 | 0.00011416 | 0.00011421 | 0.00011031 | 5.52e-05 | 7.106e-05 | 0.00010631 | 8.513e-05 | 5.934e-05 | 6.677e-05 | 7.438e-05 | 8.151e-05 | 5.418e-05 | 5.36e-05 | 5.318e-05 | 7.5009e-05 | 0.00012445 | 0 | 0.00010414
2882 | 121 | 5 | 0.00011415 | 0.0001194 | 0.00010854 | 5.419e-05 | 7.161e-05 | 0.00010173 | 8.192e-05 | 8.902e-05 | 5.734e-05 | 6.397e-05 | 7.229e-05 | 1.945e-05 | 3.764e-05 | 5.601e-05 | 7.6952e-05 | 0.00011983 | 0 | 0.00010414
2883 | 121 | 5 | 0.00011416 | 0.00012232 | 0.00012729 | 5.324e-05 | 6.849e-05 | 9.892e-05 | 8.026e-05 | 6.782e-05 | 2.8e-05 | 5.21e-05 | 6.561e-05 | 1.422e-05 | 3.802e-05 | 6.197e-05 | 7.6403e-05 | 0.00011881 | 0 | 0.00010414
2884 | 121 | 5 | 0.00011415 | 0.00012287 | 0.00011458 | 5.85e-05 | 7.033e-05 | 9.847e-05 | 7.981e-05 | 0.0001102 | 1.797e-05 | 4.421e-05 | 6.204e-05 | 1.408e-05 | 4.707e-05 | 8.007e-05 | 7.3181e-05 | 0.00011954 | 0 | 0.00010414
2885 | 121 | 5 | 0.00011416 | 0.00012448 | 0.00011643 | 6.042e-05 | 7.408e-05 | 9.954e-05 | 8.031e-05 | 8.054e-05 | 1.518e-05 | 4.348e-05 | 6.445e-05 | 1.965e-05 | 5.705e-05 | 9.433e-05 | 6.7365e-05 | 0.00011813 | 0 | 0.00010414
2886 | 121 | 5 | 0.00011415 | 0.00011855 | 0.00011752 | 0.0001137 | 0.00013885 | 0.00010042 | 8.168e-05 | 4.028e-05 | 1.854e-05 | 4.852e-05 | 7.113e-05 | 4.619e-05 | 7.645e-05 | 0.00010645 | 6.0746e-05 | 0.00011101 | 2.4486e-05 | 0.00010414
2887 | 121 | 5 | 0.00011416 | 0.00011681 | 0.00011268 | 0.00010759 | 0.00013984 | 0.00010377 | 8.736e-05 | 0 | 3.996e-05 | 6e-05 | 8.071e-05 | 0.00012188 | 0.00011734 | 0.0001124 | 5.181e-05 | 0.00010195 | 0.000116 | 0.00010414
2888 | 121 | 5 | 0.00011415 | 0.0001177 | 0.0001196 | 0.00016359 | 0.00019622 | 0.00011126 | 9.423e-05 | 0 | 0.00010326 | 8.359e-05 | 9.08e-05 | 0.00021515 | 0.00017585 | 0.00013585 | 3.8366e-05 | 9.3166e-05 | 0.00019206 | 0.00010414
2889 | 121 | 5 | 0.00011416 | 0.00012141 | 0.00011395 | 0.00015678 | 0.00019477 | 0.00011829 | 0.0001003 | 0 | 0.0001888 | 0.00012291 | 0.00010435 | 0.00020656 | 0.00019145 | 0.00017534 | 3.4644e-05 | 8.3042e-05 | 0.00035049 | 0.00010414
2890 | 121 | 5 | 0.00011415 | 0.00012441 | 0.00012505 | 0.00016234 | 0.0002018 | 0.0001218 | 0.00010265 | 0 | 0.00020041 | 0.00015755 | 0.00012403 | 0.00016378 | 0.00017272 | 0.00018066 | 2.9605e-05 | 6.8648e-05 | 0.00052847 | 0.00010414
2891 | 121 | 5 | 0.00011416 | 0.00012251 | 0.00011932 | 0.00016131 | 0.00019323 | 0.00012316 | 0.00010284 | 0 | 0.00017193 | 0.00017102 | 0.00014182 | 0.00016579 | 0.00017349 | 0.00018019 | 1.9953e-05 | 5.3748e-05 | 0.00049544 | 0.00010414
2892 | 121 | 5 | 0.00011415 | 0.00012095 | 0.00012504 | 0.00016673 | 0.00019102 | 0.00012127 | 0.00010319 | 0 | 0.00016852 | 0.00017418 | 0.00015614 | 0.00016618 | 0.00016976 | 0.0001724 | 6.8435e-06 | 3.6574e-05 | 0.00065184 | 0.00010414
2893 | 121 | 5 | 0.00011416 | 0.00012144 | 0.00012149 | 0.00016709 | 0.00019306 | 0.00011888 | 0.00010457 | 0 | 0.00016681 | 0.00017295 | 0.00016533 | 0.00015901 | 0.00016327 | 0.00016666 | 7.9997e-06 | 2.8003e-05 | 0.0005975 | 0.00010414
2894 | 121 | 5 | 0.00011415 | 0.00011874 | 0.00012724 | 0.000159 | 0.00019273 | 0.00011594 | 0.00010314 | 0 | 0.00016052 | 0.00016908 | 0.00016964 | 0.00017755 | 0.00017031 | 0.00016222 | 8.849e-06 | 2.696e-05 | 0.0005388 | 0.00010414
2895 | 121 | 5 | 0.00011416 | 0.0001187 | 0.00011788 | 0.00016033 | 0.00019379 | 0.00011473 | 0.00010256 | 0 | 0.00017397 | 0.00016842 | 0.00016967 | 0.00018118 | 0.00016728 | 0.00015258 | 1.0346e-05 | 2.9211e-05 | 0.00051177 | 0.00010414
2896 | 121 | 5 | 0.00011415 | 0.00012478 | 0.0001066 | 0.00016503 | 0.00019116 | 0.00011356 | 0.0001034 | 0 | 0.00017923 | 0.00016796 | 0.00016596 | 0.00019309 | 0.00015121 | 0.00010886 | 1.4753e-05 | 3.1453e-05 | 0.00045642 | 0.00010414
2897 | 121 | 5 | 0.00011416 | 0.00012034 | 0.00010798 | 0.00016341 | 0.0002025 | 0.00011452 | 0.00010657 | 0 | 0.00018984 | 0.00016189 | 0.00015215 | 0.0002125 | 0.00016045 | 0.00010792 | 2.0047e-05 | 3.52e-05 | 0.00030217 | 0.00010414
2898 | 121 | 5 | 0.00011415 | 0.00012238 | 0.00012723 | 0.00016629 | 0.00019504 | 0.00011534 | 0.00010202 | 0 | 0.00020732 | 0.00015966 | 0.0001391 | 0.00020464 | 0.00016204 | 0.00011888 | 2.7957e-05 | 4.2097e-05 | 0.00011215 | 0.00010414
2899 | 121 | 5 | 0.00011416 | 0.00011878 | 0.0001142 | 0.00010861 | 0.0001387 | 0.00011301 | 9.964e-05 | 0 | 0.00020477 | 0.00016014 | 0.00013035 | 0.00016112 | 0.0001339 | 0.00010628 | 4.1752e-05 | 5.0066e-05 | 1.769e-05 | 0.00010414
2900 | 121 | 5 | 0.00011415 | 0.00012488 | 0.00012865 | 0.0001068 | 0.00012995 | 0.00011003 | 9.852e-05 | 0 | 0.00017085 | 0.00015098 | 0.00012104 | 0.00012606 | 0.00011355 | 0.00010073 | 5.7315e-05 | 5.5996e-05 | 0 | 0.00010414
2901 | 121 | 5 | 0.00011416 | 0.00011611 | 0.00011997 | 5.97e-05 | 6.308e-05 | 0.00011057 | 0.00010005 | 0 | 0.00013697 | 0.0001349 | 0.00011309 | 8.433e-05 | 8.649e-05 | 8.849e-05 | 7.5292e-05 | 6.4565e-05 | 0 | 0.00010414
2902 | 121 | 5 | 0.00011415 | 0.00012158 | 0.00012322 | 6.117e-05 | 7.628e-05 | 0.00011345 | 9.737e-05 | 0 | 9.684e-05 | 0.00011334 | 0.00010552 | 8.619e-05 | 8.699e-05 | 8.763e-05 | 8.4871e-05 | 6.7463e-05 | 0 | 0.00010414
2903 | 121 | 5 | 0.00011416 | 0.00012047 | 0.00010921 | 6.005e-05 | 6.924e-05 | 0.00011316 | 9.215e-05 | 0 | 8.94e-05 | 9.861e-05 | 9.954e-05 | 7.721e-05 | 7.195e-05 | 6.672e-05 | 8.2575e-05 | 6.3831e-05 | 0 | 0.00010414
2904 | 121 | 5 | 0.00011415 | 0.00011376 | 0.00011242 | 5.915e-05 | 7.066e-05 | 0.00010503 | 9.1e-05 | 0 | 7.989e-05 | 8.576e-05 | 9.022e-05 | 6.324e-05 | 6.13e-05 | 5.947e-05 | 7.1074e-05 | 4.292e-05 | 0 | 0.00010414
2905 | 122 | 5 | 0.00011416 | 0.0001122 | 9.633e-05 | 6.037e-05 | 6.491e-05 | 9.907e-05 | 9.124e-05 | 4.24e-06 | 6.691e-05 | 7.401e-05 | 8.101e-05 | 5.407e-05 | 5.349e-05 | 5.307e-05 | 4.9557e-05 | 3.8714e-05 | 0 | 0.00010761
2906 | 122 | 5 | 0.00011415 | 0.00011397 | 9.097e-05 | 5.333e-05 | 7.35e-05 | 9.536e-05 | 9.068e-05 | 1.696e-05 | 5.724e-05 | 6.385e-05 | 7.19e-05 | 1.935e-05 | 3.745e-05 | 5.573e-05 | 3.5447e-05 | 3.6121e-05 | 0 | 0.00010761
2907 | 122 | 5 | 0.00011416 | 0.00012188 | 0.000107 | 5.246e-05 | 6.662e-05 | 9.374e-05 | 8.947e-05 | 1.484e-05 | 2.791e-05 | 5.201e-05 | 6.529e-05 | 1.407e-05 | 3.761e-05 | 6.13e-05 | 2.8397e-05 | 3.443e-05 | 0 | 0.00010761
2908 | 122 | 5 | 0.00011415 | 0.00011132 | 9.473e-05 | 5.65e-05 | 7.057e-05 | 9.325e-05 | 8.889e-05 | 2.756e-05 | 1.784e-05 | 4.399e-05 | 6.171e-05 | 1.419e-05 | 4.743e-05 | 8.067e-05 | 2.1052e-05 | 3.2517e-05 | 0 | 0.00010761
2909 | 122 | 5 | 0.00011416 | 0.00011766 | 8.688e-05 | 5.982e-05 | 6.34e-05 | 9.448e-05 | 8.906e-05 | 4.027e-05 | 1.523e-05 | 4.344e-05 | 6.435e-05 | 1.957e-05 | 5.681e-05 | 9.393e-05 | 1.2152e-05 | 2.9634e-05 | 0 | 0.00010761
2910 | 122 | 5 | 0.00011415 | 0.00011792 | 9.599e-05 | 0.00010792 | 0.00012506 | 9.47e-05 | 8.871e-05 | 1.06e-05 | 1.848e-05 | 4.846e-05 | 7.098e-05 | 4.644e-05 | 7.685e-05 | 0.00010702 | 7.353e-06 | 2.6157e-05 | 1.8988e-05 | 0.00010761
2911 | 122 | 5 | 0.00011416 | 0.00011218 | 8.548e-05 | 0.00010624 | 0.00013686 | 9.246e-05 | 8.954e-05 | 0 | 4.015e-05 | 6.009e-05 | 8.073e-05 | 0.00012148 | 0.00011695 | 0.00011203 | 6.7393e-06 | 2.3744e-05 | 0.00014589 | 0.00010761
2912 | 122 | 5 | 0.00011415 | 0.00011197 | 8.521e-05 | 0.00015822 | 0.00018852 | 9.375e-05 | 9.409e-05 | 0 | 0.00010298 | 8.355e-05 | 9.076e-05 | 0.00021413 | 0.00017502 | 0.0001352 | 4.9195e-06 | 2.1091e-05 | 0.0003402 | 0.00010761
2913 | 122 | 5 | 0.00011416 | 0.0001167 | 8.966e-05 | 0.0001579 | 0.00018616 | 9.522e-05 | 0.00010009 | 0 | 0.00018795 | 0.00012255 | 0.00010419 | 0.00020714 | 0.00019199 | 0.00017583 | 2.1898e-06 | 1.5332e-05 | 0.00049664 | 0.00010761
2914 | 122 | 5 | 0.00011415 | 0.0001182 | 9.142e-05 | 0.00015806 | 0.00019613 | 9.388e-05 | 0.00010312 | 0 | 0.00020069 | 0.00015742 | 0.00012399 | 0.00016604 | 0.0001751 | 0.00018315 | 1.2799e-06 | 1.029e-05 | 0.00059247 | 0.00010761
2915 | 122 | 5 | 0.00011416 | 0.00012174 | 9.741e-05 | 0.00016375 | 0.00019257 | 8.935e-05 | 0.00010385 | 0 | 0.00017372 | 0.00017188 | 0.00014234 | 0.00016405 | 0.00017166 | 0.0001783 | 9.3976e-07 | 9.0478e-06 | 0.0006196 | 0.00010761
2916 | 122 | 5 | 0.00011415 | 0.00011738 | 0.00010006 | 0.00015748 | 0.00018959 | 8.522e-05 | 0.0001037 | 0 | 0.0001675 | 0.00017434 | 0.00015622 | 0.00016691 | 0.00017051 | 0.00017317 | 7.7114e-07 | 8.7929e-06 | 0.00069541 | 0.00010761
2917 | 122 | 5 | 0.00011416 | 0.00011822 | 0.00010508 | 0.00016286 | 0.00018648 | 7.963e-05 | 0.00010102 | 0 | 0.00016725 | 0.00017308 | 0.00016557 | 0.00016091 | 0.00016522 | 0.00016865 | 5.5131e-07 | 8.0207e-06 | 0.00072334 | 0.00010761
2918 | 122 | 5 | 0.00011415 | 0.00011427 | 8.716e-05 | 0.00015825 | 0.00018851 | 7.656e-05 | 9.886e-05 | 0 | 0.00016207 | 0.00016988 | 0.00017029 | 0.0001756 | 0.00016844 | 0.00016043 | 5.7124e-07 | 8.0049e-06 | 0.00060944 | 0.00010761
2919 | 122 | 5 | 0.00011416 | 0.00011764 | 8.783e-05 | 0.00016384 | 0.00019491 | 7.671e-05 | 9.758e-05 | 0 | 0.00017273 | 0.00016847 | 0.00016984 | 0.00018017 | 0.00016634 | 0.00015172 | 9.7483e-07 | 9.0603e-06 | 0.00053085 | 0.00010761
2920 | 122 | 5 | 0.00011415 | 0.00011822 | 0.00010135 | 0.00016225 | 0.00019474 | 7.843e-05 | 9.924e-05 | 0 | 0.00017826 | 0.0001674 | 0.00016583 | 0.00019308 | 0.0001512 | 0.00010886 | 1.4558e-06 | 1.1643e-05 | 0.000456 | 0.00010761
2921 | 122 | 5 | 0.00011416 | 0.00012115 | 9.454e-05 | 0.00016307 | 0.00019244 | 8.444e-05 | 0.00010348 | 0 | 0.00018963 | 0.00016138 | 0.00015201 | 0.00021278 | 0.00016066 | 0.00010806 | 3.2727e-06 | 1.7677e-05 | 0.00026769 | 0.00010761
2922 | 122 | 5 | 0.00011415 | 0.00011516 | 0.00010593 | 0.00016379 | 0.00019779 | 9.394e-05 | 0.00010226 | 0 | 0.00020745 | 0.00015948 | 0.00013894 | 0.00020452 | 0.00016194 | 0.00011881 | 7.7961e-06 | 2.7902e-05 | 0.00010382 | 0.00010761
2923 | 122 | 5 | 0.00011416 | 0.00012026 | 9.456e-05 | 0.00010833 | 0.00013468 | 0.00010078 | 0.00010215 | 0 | 0.0002047 | 0.00016006 | 0.00013014 | 0.00016291 | 0.00013539 | 0.00010746 | 2.3466e-05 | 4.3026e-05 | 2.0668e-05 | 0.00010761
2924 | 122 | 5 | 0.00011415 | 0.00011447 | 9.571e-05 | 0.00010615 | 0.00013533 | 0.00010476 | 0.0001029 | 1.696e-05 | 0.00017224 | 0.00015147 | 0.00012117 | 0.00012841 | 0.00011567 | 0.00010261 | 5.2841e-05 | 5.7257e-05 | 0 | 0.00010761
2925 | 122 | 5 | 0.00011416 | 0.00011485 | 9.565e-05 | 6.173e-05 | 6.624e-05 | 0.00010776 | 0.00010529 | 1.908e-05 | 0.00013908 | 0.00013614 | 0.00011367 | 8.373e-05 | 8.587e-05 | 8.786e-05 | 8.5594e-05 | 7.1548e-05 | 0 | 0.00010761
2926 | 122 | 5 | 0.00011415 | 0.0001179 | 8.894e-05 | 5.708e-05 | 6.695e-05 | 0.00010926 | 9.84e-05 | 5.087e-05 | 9.681e-05 | 0.00011409 | 0.00010596 | 8.706e-05 | 8.787e-05 | 8.852e-05 | 0.00011305 | 8.4255e-05 | 0 | 0.00010761
2927 | 122 | 5 | 0.00011416 | 0.0001108 | 9.387e-05 | 6.288e-05 | 6.99e-05 | 0.00010669 | 9.184e-05 | 7.63e-05 | 9.014e-05 | 9.924e-05 | 0.00010014 | 7.774e-05 | 7.245e-05 | 6.718e-05 | 0.0001385 | 9.607e-05 | 0 | 0.00010761
2928 | 122 | 5 | 0.00011415 | 0.00011537 | 9.276e-05 | 5.573e-05 | 6.413e-05 | 9.943e-05 | 8.932e-05 | 9.749e-05 | 8.045e-05 | 8.633e-05 | 9.083e-05 | 6.218e-05 | 6.027e-05 | 5.847e-05 | 0.00015232 | 0.0001097 | 0 | 0.00010761
2929 | 123 | 5 | 0.00011416 | 0.00011255 | 0.00012826 | 6.125e-05 | 6.51e-05 | 9.475e-05 | 8.77e-05 | 9.326e-05 | 6.619e-05 | 7.399e-05 | 8.125e-05 | 5.497e-05 | 5.438e-05 | 5.396e-05 | 0.00015955 | 0.00011391 | 0 | 0.00010726
2930 | 123 | 5 | 0.00011415 | 0.00011791 | 0.0001249 | 5.225e-05 | 7.333e-05 | 9.171e-05 | 8.628e-05 | 0.00010596 | 5.783e-05 | 6.399e-05 | 7.219e-05 | 1.933e-05 | 3.741e-05 | 5.568e-05 | 0.00016057 | 0.00011881 | 0 | 0.00010726
2931 | 123 | 5 | 0.00011416 | 0.0001118 | 0.00013534 | 6.321e-05 | 7.593e-05 | 9.108e-05 | 8.615e-05 | 0.00011657 | 2.799e-05 | 5.216e-05 | 6.548e-05 | 1.404e-05 | 3.754e-05 | 6.118e-05 | 0.00015768 | 0.00012631 | 0 | 0.00010726
2932 | 123 | 5 | 0.00011415 | 0.00011453 | 0.0001226 | 5.589e-05 | 6.74e-05 | 9.301e-05 | 8.672e-05 | 9.537e-05 | 1.784e-05 | 4.407e-05 | 6.179e-05 | 1.402e-05 | 4.686e-05 | 7.969e-05 | 0.00015625 | 0.0001355 | 0 | 0.00010726
2933 | 123 | 5 | 0.00011416 | 0.00011395 | 0.00013245 | 5.61e-05 | 6.305e-05 | 0.00010009 | 8.916e-05 | 7.842e-05 | 1.511e-05 | 4.325e-05 | 6.417e-05 | 1.947e-05 | 5.652e-05 | 9.346e-05 | 0.00013816 | 0.00014862 | 0 | 0.00010726
2934 | 123 | 5 | 0.00011415 | 0.00011556 | 0.00013243 | 0.00010909 | 0.00013702 | 0.00010978 | 9.194e-05 | 6.782e-05 | 1.838e-05 | 4.817e-05 | 7.071e-05 | 4.621e-05 | 7.647e-05 | 0.00010649 | 0.00013294 | 0.00016165 | 2.2237e-05 | 0.00010726
2935 | 123 | 5 | 0.00011416 | 0.00011675 | 0.00013162 | 0.00010983 | 0.00012777 | 0.00011482 | 0.00010801 | 4.239e-05 | 3.994e-05 | 5.976e-05 | 8.033e-05 | 0.00012301 | 0.00011843 | 0.00011345 | 0.00014476 | 0.00017251 | 7.4899e-05 | 0.00010726
2936 | 123 | 5 | 0.00011415 | 0.00011072 | 0.00012564 | 0.00016564 | 0.00019139 | 0.00011519 | 0.0001189 | 3.815e-05 | 0.00010413 | 8.386e-05 | 9.072e-05 | 0.00021428 | 0.00017514 | 0.0001353 | 0.00014322 | 0.00017972 | 0.00020555 | 0.00010726
2937 | 123 | 5 | 0.00011416 | 0.00011615 | 0.00012354 | 0.00015654 | 0.00018845 | 0.00011329 | 0.00011886 | 3.391e-05 | 0.00018829 | 0.00012296 | 0.00010422 | 0.00020651 | 0.00019141 | 0.0001753 | 0.00014061 | 0.00018653 | 0.00026373 | 0.00010726
2938 | 123 | 5 | 0.00011415 | 0.00011536 | 0.00014468 | 0.00016139 | 0.00019751 | 0.00010884 | 0.0001161 | 1.696e-05 | 0.0002003 | 0.00015749 | 0.00012396 | 0.00016396 | 0.00017291 | 0.00018086 | 0.00012176 | 0.00018933 | 0.0002642 | 0.00010726
2939 | 123 | 5 | 0.00011416 | 0.00011222 | 0.00013946 | 0.00015968 | 0.0001978 | 0.00010617 | 0.00011592 | 0 | 0.00017204 | 0.00017102 | 0.00014185 | 0.00016559 | 0.00017327 | 0.00017997 | 0.00010851 | 0.00018969 | 0.00014519 | 0.00010726
2940 | 123 | 5 | 0.00011415 | 0.00011494 | 0.0001336 | 0.00016271 | 0.00019591 | 0.0001017 | 0.00011418 | 0 | 0.00016836 | 0.00017413 | 0.00015613 | 0.00016914 | 0.00017279 | 0.00017548 | 9.038e-05 | 0.00018661 | 9.0375e-05 | 0.00010726
2941 | 123 | 5 | 0.00011416 | 0.00011809 | 0.00012361 | 0.00016378 | 0.0001949 | 0.00010135 | 0.00011473 | 0 | 0.0001691 | 0.00017399 | 0.00016598 | 0.00016063 | 0.00016493 | 0.00016835 | 0.00011788 | 0.00018925 | 0.00010687 | 0.00010726
2942 | 123 | 5 | 0.00011415 | 0.00011191 | 0.00012554 | 0.00016636 | 0.00019527 | 0.00010267 | 0.00011402 | 0 | 0.00016222 | 0.00017064 | 0.00017064 | 0.00017485 | 0.00016772 | 0.00015975 | 0.00015643 | 0.00018997 | 6.3776e-05 | 0.00010726
2943 | 123 | 5 | 0.00011416 | 0.00011144 | 0.00014504 | 0.00016396 | 0.00018989 | 0.00010471 | 0.00011396 | 0 | 0.00017225 | 0.0001686 | 0.00017005 | 0.00018227 | 0.00016828 | 0.00015349 | 0.00016749 | 0.00019011 | 9.1359e-05 | 0.00010726
2944 | 123 | 5 | 0.00011415 | 0.00011065 | 0.00014377 | 0.00016707 | 0.00019479 | 0.00010801 | 0.00011513 | 0 | 0.00017981 | 0.00016801 | 0.00016644 | 0.00019595 | 0.00015345 | 0.00011048 | 0.00018083 | 0.00019028 | 5.3867e-05 | 0.00010726
2945 | 123 | 5 | 0.00011416 | 0.00011995 | 0.0001395 | 0.00016155 | 0.00020136 | 0.00011345 | 0.00011745 | 0 | 0.00019214 | 0.00016275 | 0.00015286 | 0.00020984 | 0.00015844 | 0.00010658 | 0.00019173 | 0.00019029 | 4.2379e-05 | 0.00010726
2946 | 123 | 5 | 0.00011415 | 0.00011986 | 0.00012322 | 0.00016507 | 0.00019356 | 0.00011647 | 0.00011453 | 0 | 0.00020568 | 0.00015974 | 0.00013931 | 0.00020255 | 0.00016038 | 0.00011767 | 0.0001965 | 0.00019027 | 9.1571e-05 | 0.00010726
2947 | 123 | 5 | 0.00011416 | 0.00011123 | 0.00014232 | 0.00011044 | 0.00013691 | 0.00011626 | 0.00011173 | 0 | 0.00020291 | 0.00015932 | 0.00013015 | 0.0001638 | 0.00013613 | 0.00010805 | 0.00019896 | 0.00019028 | 1.9234e-05 | 0.00010726
2948 | 123 | 5 | 0.00011415 | 0.00011833 | 0.00013927 | 0.00011488 | 0.00013288 | 0.00011504 | 0.00010994 | 2.544e-05 | 0.00017256 | 0.00015104 | 0.00012122 | 0.00012679 | 0.00011421 | 0.00010131 | 0.00019905 | 0.00019008 | 0 | 0.00010726
2949 | 123 | 5 | 0.00011416 | 0.00010985 | 0.00013624 | 6.12e-05 | 6.638e-05 | 0.00011648 | 0.0001108 | 4.027e-05 | 0.00013779 | 0.00013547 | 0.00011333 | 8.378e-05 | 8.593e-05 | 8.792e-05 | 0.00019905 | 0.00018517 | 0 | 0.00010726
2950 | 123 | 5 | 0.00011415 | 0.0001171 | 0.00013614 | 5.585e-05 | 6.763e-05 | 0.00011668 | 0.00010466 | 3.815e-05 | 9.661e-05 | 0.00011361 | 0.00010559 | 8.695e-05 | 8.776e-05 | 8.841e-05 | 0.0002013 | 0.0001875 | 0 | 0.00010726
2951 | 123 | 5 | 0.00011416 | 0.00011605 | 0.00013963 | 5.898e-05 | 7.03e-05 | 0.00011279 | 9.772e-05 | 3.18e-05 | 9e-05 | 9.893e-05 | 9.981e-05 | 7.806e-05 | 7.274e-05 | 6.745e-05 | 0.00020352 | 0.00018965 | 0 | 0.00010726
2952 | 123 | 5 | 0.00011415 | 0.00011597 | 0.00013177 | 5.395e-05 | 6.484e-05 | 0.00010464 | 9.008e-05 | 5.087e-05 | 8.065e-05 | 8.63e-05 | 9.065e-05 | 6.214e-05 | 6.023e-05 | 5.843e-05 | 0.00020814 | 0.00018185 | 0 | 0.00010726
2953 | 124 | 5 | 0.00011416 | 0.00011275 | 0.0001087 | 6.22e-05 | 6.786e-05 | 9.857e-05 | 8.553e-05 | 5.298e-05 | 6.62e-05 | 7.402e-05 | 8.112e-05 | 5.466e-05 | 5.407e-05 | 5.365e-05 | 0.000206 | 0.00018435 | 0 | 0.00010718
2954 | 124 | 5 | 0.00011415 | 0.00011163 | 0.0001117 | 6.115e-05 | 7.264e-05 | 9.491e-05 | 8.411e-05 | 6.358e-05 | 5.759e-05 | 6.39e-05 | 7.208e-05 | 1.964e-05 | 3.802e-05 | 5.658e-05 | 0.00020403 | 0.00018949 | 0 | 0.00010718
2955 | 124 | 5 | 0.00011416 | 0.00011218 | 0.00010257 | 5.389e-05 | 7.409e-05 | 9.351e-05 | 8.807e-05 | 8.689e-05 | 2.819e-05 | 5.229e-05 | 6.561e-05 | 1.399e-05 | 3.74e-05 | 6.095e-05 | 0.00019716 | 0.0001865 | 0 | 0.00010718
2956 | 124 | 5 | 0.00011415 | 0.00011499 | 0.00012133 | 6.018e-05 | 6.746e-05 | 9.477e-05 | 8.681e-05 | 7.63e-05 | 1.783e-05 | 4.416e-05 | 6.188e-05 | 1.404e-05 | 4.691e-05 | 7.979e-05 | 0.00018861 | 0.00018781 | 0 | 0.00010718
2957 | 124 | 5 | 0.00011416 | 0.00011004 | 0.00010561 | 5.469e-05 | 6.891e-05 | 0.00010089 | 8.84e-05 | 7.206e-05 | 1.512e-05 | 4.331e-05 | 6.428e-05 | 1.971e-05 | 5.722e-05 | 9.462e-05 | 0.00018682 | 0.00019017 | 0 | 0.00010718
2958 | 124 | 5 | 0.00011415 | 0.00011143 | 0.00010836 | 0.00010496 | 0.00013162 | 0.00011099 | 9.22e-05 | 6.146e-05 | 1.857e-05 | 4.845e-05 | 7.106e-05 | 4.629e-05 | 7.661e-05 | 0.00010668 | 0.00018213 | 0.00019023 | 2.4774e-05 | 0.00010718
2959 | 124 | 5 | 0.00011416 | 0.00011599 | 0.0001071 | 0.00010598 | 0.00012748 | 0.00011773 | 0.00010473 | 5.935e-05 | 4.004e-05 | 6.005e-05 | 8.069e-05 | 0.0001225 | 0.00011794 | 0.00011297 | 0.00017922 | 0.00019002 | 0.00013286 | 0.00010718
2960 | 124 | 5 | 0.00011415 | 0.00011072 | 0.00010044 | 0.00016568 | 0.00019788 | 0.00011852 | 0.00011431 | 4.451e-05 | 0.00010376 | 8.387e-05 | 9.09e-05 | 0.00021723 | 0.00017755 | 0.00013716 | 0.00017721 | 0.00018885 | 0.00022007 | 0.00010718
2961 | 124 | 5 | 0.00011416 | 0.00011384 | 0.00010423 | 0.00016735 | 0.0001942 | 0.00011621 | 0.00011703 | 3.18e-05 | 0.00019052 | 0.00012375 | 0.00010477 | 0.00020727 | 0.00019211 | 0.00017594 | 0.00019375 | 0.00018828 | 0.0002562 | 0.00010718
2962 | 124 | 5 | 0.00011415 | 0.00010551 | 0.00010486 | 0.00015878 | 0.00019803 | 0.00011188 | 0.00011724 | 5.299e-05 | 0.0002013 | 0.00015847 | 0.00012458 | 0.00016425 | 0.00017321 | 0.00018118 | 0.00020489 | 0.00018755 | 0.0003329 | 0.00010718
2963 | 124 | 5 | 0.00011416 | 0.0001106 | 0.00011358 | 0.00015752 | 0.00019218 | 0.00011011 | 0.00011763 | 5.511e-05 | 0.00017252 | 0.00017179 | 0.00014242 | 0.00016509 | 0.00017275 | 0.00017943 | 0.00019713 | 0.00018506 | 0.00018927 | 0.00010718
2964 | 124 | 5 | 0.00011415 | 0.00010611 | 0.00011435 | 0.00016068 | 0.00019817 | 0.00010488 | 0.00011526 | 5.934e-05 | 0.00016812 | 0.00017436 | 0.00015649 | 0.00016874 | 0.00017237 | 0.00017506 | 0.00015723 | 0.00016906 | 9.2029e-05 | 0.00010718
2965 | 124 | 5 | 0.00011416 | 0.0001062 | 0.00010516 | 0.00016174 | 0.0001904 | 0.0001029 | 0.00011463 | 5.087e-05 | 0.00016874 | 0.00017385 | 0.00016615 | 0.0001583 | 0.00016254 | 0.0001659 | 0.00013657 | 0.00014774 | 0.00044528 | 0.00010718
2966 | 124 | 5 | 0.00011415 | 0.00010646 | 0.00010481 | 0.00016035 | 0.00019094 | 0.00010267 | 0.00011391 | 4.663e-05 | 0.00016032 | 0.00016961 | 0.00017014 | 0.00017682 | 0.0001696 | 0.00016154 | 0.00010472 | 0.00011764 | 0.00052315 | 0.00010718
2967 | 124 | 5 | 0.00011416 | 0.00011247 | 0.00011952 | 0.00015617 | 0.00019389 | 0.00010162 | 0.00011319 | 5.722e-05 | 0.0001734 | 0.00016838 | 0.00016989 | 0.00018009 | 0.00016627 | 0.00015166 | 7.0224e-05 | 8.025e-05 | 0.00042045 | 0.00010718
2968 | 124 | 5 | 0.00011415 | 0.00011346 | 0.00010221 | 0.00015943 | 0.00020021 | 0.00010259 | 0.00011353 | 5.299e-05 | 0.00017828 | 0.00016741 | 0.00016587 | 0.00019291 | 0.00015107 | 0.00010877 | 4.5132e-05 | 5.0529e-05 | 0.00035164 | 0.00010718
2969 | 124 | 5 | 0.00011416 | 0.00011283 | 0.00010688 | 0.00016214 | 0.00020106 | 0.00010793 | 0.00011561 | 5.51e-05 | 0.00018949 | 0.00016138 | 0.00015198 | 0.00021097 | 0.0001593 | 0.00010715 | 2.9744e-05 | 2.9358e-05 | 0.00024974 | 0.00010718
2970 | 124 | 5 | 0.00011415 | 0.00011297 | 0.00010449 | 0.00015879 | 0.00020118 | 0.00011243 | 0.00011202 | 5.299e-05 | 0.00020604 | 0.00015896 | 0.00013868 | 0.00020191 | 0.00015987 | 0.0001173 | 2.0966e-05 | 1.8101e-05 | 0.00010571 | 0.00010718
2971 | 124 | 5 | 0.00011416 | 0.00011444 | 0.00011351 | 0.00011097 | 0.00013122 | 0.00011467 | 0.00011046 | 6.57e-05 | 0.00020238 | 0.00015884 | 0.00012962 | 0.00016278 | 0.00013528 | 0.00010737 | 1.0954e-05 | 1.0154e-05 | 2.295e-05 | 0.00010718
2972 | 124 | 5 | 0.00011415 | 0.00011197 | 0.00010311 | 0.00011019 | 0.00012664 | 0.00011528 | 0.00010892 | 9.325e-05 | 0.00017166 | 0.00015049 | 0.00012063 | 0.00012609 | 0.00011358 | 0.00010076 | 1.4804e-05 | 6.358e-06 | 0 | 0.00010718
2973 | 124 | 5 | 0.00011416 | 0.00010741 | 0.00011596 | 6.186e-05 | 6.45e-05 | 0.00011699 | 0.00011073 | 9.961e-05 | 0.00013708 | 0.00013484 | 0.0001128 | 8.367e-05 | 8.582e-05 | 8.78e-05 | 4.5417e-05 | 1.4634e-05 | 0 | 0.00010718
2974 | 124 | 5 | 0.00011415 | 0.00010958 | 0.00011468 | 5.962e-05 | 7.231e-05 | 0.00011869 | 0.00010631 | 0.00010808 | 9.636e-05 | 0.00011316 | 0.00010519 | 8.633e-05 | 8.714e-05 | 8.778e-05 | 0.00010662 | 3.5505e-05 | 0 | 0.00010718
2975 | 124 | 5 | 0.00011416 | 0.0001145 | 0.00011962 | 5.405e-05 | 7.335e-05 | 0.00011595 | 0.0001001 | 0.00011657 | 8.945e-05 | 9.848e-05 | 9.936e-05 | 7.674e-05 | 7.152e-05 | 6.631e-05 | 0.00016016 | 6.8809e-05 | 0 | 0.00010718
2976 | 124 | 5 | 0.00011415 | 0.0001088 | 0.0001014 | 6.332e-05 | 7.642e-05 | 0.00010712 | 9.389e-05 | 0.00012716 | 7.952e-05 | 8.555e-05 | 9.005e-05 | 6.204e-05 | 6.014e-05 | 5.834e-05 | 0.00018354 | 0.00010388 | 0 | 0.00010718
2977 | 125 | 5 | 0.00011416 | 0.0001138 | 0.00011562 | 5.273e-05 | 3.796e-05 | 0.00010159 | 8.825e-05 | 0.00016319 | 6.589e-05 | 7.343e-05 | 8.061e-05 | 6.807e-05 | 6.061e-05 | 5.345e-05 | 0.00019851 | 0.00014312 | 0 | 0.00010561
2978 | 125 | 5 | 0.00011415 | 0.00011006 | 0.00012685 | 6.016e-05 | 4.489e-05 | 9.748e-05 | 8.797e-05 | 0.00018014 | 6.796e-05 | 6.593e-05 | 7.163e-05 | 3.609e-05 | 4.618e-05 | 5.659e-05 | 0.00020782 | 0.00016215 | 0 | 0.00010561
2979 | 125 | 5 | 0.00011416 | 0.00011643 | 0.0001092 | 6.313e-05 | 3.8e-05 | 9.649e-05 | 8.931e-05 | 0.0001971 | 4.3e-05 | 5.724e-05 | 6.527e-05 | 2.27e-05 | 4.169e-05 | 6.099e-05 | 0.00021226 | 0.00018742 | 0 | 0.00010561
2980 | 125 | 5 | 0.00011415 | 0.00010561 | 0.0001231 | 5.739e-05 | 4.002e-05 | 9.795e-05 | 8.956e-05 | 0.00020133 | 2.776e-05 | 4.959e-05 | 6.166e-05 | 2.247e-05 | 5.148e-05 | 8.064e-05 | 0.00021242 | 0.00019023 | 0 | 0.00010561
2981 | 125 | 5 | 0.00011416 | 0.00011292 | 0.00012863 | 6.177e-05 | 3.855e-05 | 0.00010388 | 9.192e-05 | 0.00019498 | 2.41e-05 | 4.843e-05 | 6.434e-05 | 2.417e-05 | 5.873e-05 | 9.334e-05 | 0.00021243 | 0.00019029 | 0 | 0.00010561
2982 | 125 | 5 | 0.00011415 | 0.00011542 | 0.00012619 | 0.00010925 | 7.638e-05 | 0.00011178 | 9.458e-05 | 0.00016531 | 2.408e-05 | 5.217e-05 | 7.089e-05 | 3.068e-05 | 6.93e-05 | 0.00010785 | 0.00021242 | 0.00019029 | 2.1092e-05 | 0.00010561
2983 | 125 | 5 | 0.00011416 | 0.00011429 | 0.00011698 | 0.00010859 | 7.934e-05 | 0.00011692 | 0.00010795 | 0.00013776 | 2.913e-05 | 5.944e-05 | 8.082e-05 | 4.699e-05 | 8.021e-05 | 0.00011331 | 0.00021241 | 0.00018691 | 0.00014789 | 0.00010561
2984 | 125 | 5 | 0.00011415 | 0.00010972 | 0.00011334 | 0.00015866 | 0.00011901 | 0.0001171 | 0.00012063 | 0.00011444 | 4.291e-05 | 6.874e-05 | 9.111e-05 | 6.827e-05 | 0.00010267 | 0.00013671 | 0.0002124 | 0.00019016 | 0.00018204 | 0.00010561
2985 | 125 | 5 | 0.00011416 | 0.00011137 | 0.00011062 | 0.00015703 | 0.00011777 | 0.00011325 | 0.00012267 | 7.63e-05 | 6.232e-05 | 8.326e-05 | 0.00010486 | 9.87e-05 | 0.00013762 | 0.00017584 | 0.00021241 | 0.00019027 | 0.00011215 | 0.00010561
2986 | 125 | 5 | 0.00011415 | 0.00010928 | 0.00011918 | 0.00016116 | 0.00011429 | 0.0001093 | 0.0001211 | 6.994e-05 | 9.019e-05 | 0.00010649 | 0.00012461 | 0.00012834 | 0.00015621 | 0.00018328 | 0.00021234 | 0.00018818 | 0.00051486 | 0.00010561
2987 | 125 | 5 | 0.00011416 | 0.00010679 | 0.00013076 | 0.00016265 | 0.00011458 | 0.00010667 | 0.00011685 | 5.934e-05 | 0.00011926 | 0.00013024 | 0.00014292 | 0.00013678 | 0.00015928 | 0.00018098 | 0.00021243 | 0.00019019 | 6.0289e-05 | 0.00010561
2988 | 125 | 5 | 0.00011415 | 0.00011481 | 0.00012708 | 0.00015749 | 0.00011578 | 0.00010222 | 0.00011491 | 5.087e-05 | 0.00013224 | 0.00014635 | 0.00015726 | 0.00013815 | 0.00015724 | 0.00017559 | 0.00020628 | 0.00019029 | 0.00015409 | 0.00010561
2989 | 125 | 5 | 0.00011416 | 0.00010976 | 0.00012913 | 0.0001664 | 0.0001167 | 0.0001015 | 0.00011522 | 4.663e-05 | 0.00013666 | 0.00015374 | 0.00016697 | 0.00012904 | 0.00014866 | 0.00016761 | 0.00020024 | 0.00019029 | 8.2467e-05 | 0.00010561
2990 | 125 | 5 | 0.00011415 | 0.00011266 | 0.00012432 | 0.00016574 | 0.00011716 | 0.00010039 | 0.00011746 | 5.087e-05 | 0.00013078 | 0.00015332 | 0.00017124 | 0.00011214 | 0.00013709 | 0.00016144 | 0.00020729 | 0.00019029 | 0.00049259 | 0.00010561
2991 | 125 | 5 | 0.00011416 | 0.00010998 | 0.00012167 | 0.00016171 | 0.00011574 | 0.00010115 | 0.00011945 | 6.782e-05 | 0.00011647 | 0.00014709 | 0.00017081 | 0.00012505 | 0.00013845 | 0.0001513 | 0.00021225 | 0.00019026 | 0.00052157 | 0.00010561
2992 | 125 | 5 | 0.00011415 | 0.00010653 | 0.00012798 | 0.00016548 | 0.00011407 | 0.00010158 | 0.00011912 | 8.478e-05 | 0.00012358 | 0.00014225 | 0.00016649 | 0.00013391 | 0.00012238 | 0.00011063 | 0.00021245 | 0.00019026 | 0.0004848 | 0.00010561
2993 | 125 | 5 | 0.00011416 | 0.00010604 | 0.00013048 | 0.00016103 | 0.00011913 | 0.00010529 | 0.00011888 | 8.478e-05 | 0.00013139 | 0.000134 | 0.00015279 | 0.00013919 | 0.00012339 | 0.00010739 | 0.00021245 | 0.00019028 | 0.00022885 | 0.00010561
2994 | 125 | 5 | 0.00011415 | 0.00011118 | 0.0001188 | 0.00016449 | 0.00011492 | 0.00010821 | 0.00011073 | 8.477e-05 | 0.00013715 | 0.00012811 | 0.00013935 | 0.00013847 | 0.00012781 | 0.00011684 | 0.00021244 | 0.00019028 | 0.00011741 | 0.00010561
2995 | 125 | 5 | 0.00011416 | 0.00011381 | 0.0001252 | 0.00011068 | 7.682e-05 | 0.00010906 | 0.00010797 | 9.113e-05 | 0.00013808 | 0.00012666 | 0.00012999 | 0.00014024 | 0.00012381 | 0.00010717 | 0.00021145 | 0.00019029 | 2.2619e-05 | 0.00010561
2996 | 125 | 5 | 0.00011415 | 0.00010713 | 0.00012722 | 0.00010807 | 8.112e-05 | 0.00011091 | 0.00010507 | 0.00011021 | 0.0001398 | 0.00012551 | 0.00012084 | 0.00014198 | 0.00012183 | 0.0001015 | 0.00019955 | 0.00019029 | 0 | 0.00010561
2997 | 125 | 5 | 0.00011416 | 0.00011212 | 0.00011038 | 6.076e-05 | 4.28e-05 | 0.00011202 | 0.00010759 | 0.00010385 | 0.00014149 | 0.00012393 | 0.00011309 | 8.369e-05 | 8.566e-05 | 8.765e-05 | 0.00017756 | 0.00019029 | 0 | 0.00010561
2998 | 125 | 5 | 0.00011415 | 0.00011596 | 0.00011642 | 5.314e-05 | 4.368e-05 | 0.00011516 | 0.00010396 | 9.538e-05 | 9.636e-05 | 0.00010972 | 0.00010533 | 8.69e-05 | 8.755e-05 | 8.82e-05 | 0.00016848 | 0.00019029 | 0 | 0.00010561
2999 | 125 | 5 | 0.00011416 | 0.00011346 | 0.00011008 | 5.368e-05 | 3.963e-05 | 0.00011087 | 9.788e-05 | 0.00010385 | 9.024e-05 | 9.791e-05 | 9.954e-05 | 8.384e-05 | 7.509e-05 | 6.652e-05 | 0.00017594 | 0.00019029 | 0 | 0.00010561
3000 | 125 | 5 | 0.00011415 | 0.00011436 | 0.00012703 | 5.862e-05 | 4.467e-05 | 0.00010202 | 9.43e-05 | 0.00010597 | 8.546e-05 | 8.694e-05 | 9.025e-05 | 7.912e-05 | 6.894e-05 | 5.901e-05 | 0.00018411 | 0.00019029 | 0 | 0.00010561
3001 | 126 | 5 | 0.00011416 | 0.0001117 | 9.561e-05 | 6.114e-05 | 1.543e-05 | 9.658e-05 | 9.07e-05 | 0.00010173 | 8.031e-05 | 7.798e-05 | 8.092e-05 | 6.821e-05 | 6.073e-05 | 5.356e-05 | 0.00018978 | 0.00019029 | 0 | 0.0001044
3002 | 126 | 5 | 0.00011415 | 0.00011251 | 8.903e-05 | 5.522e-05 | 1.333e-05 | 9.192e-05 | 8.784e-05 | 9.537e-05 | 7.1e-05 | 6.968e-05 | 7.192e-05 | 3.619e-05 | 4.631e-05 | 5.676e-05 | 0.00019162 | 0.00019029 | 0 | 0.0001044
3003 | 126 | 5 | 0.00011416 | 0.00011049 | 0.00010263 | 5.462e-05 | 1.413e-05 | 9.051e-05 | 8.675e-05 | 9.326e-05 | 4.41e-05 | 5.93e-05 | 6.555e-05 | 2.3e-05 | 4.225e-05 | 6.181e-05 | 0.00018948 | 0.00019029 | 0 | 0.0001044
3004 | 126 | 5 | 0.00011415 | 0.00010877 | 9.959e-05 | 5.448e-05 | 1.451e-05 | 8.913e-05 | 8.636e-05 | 0.00011232 | 2.836e-05 | 5.068e-05 | 6.205e-05 | 2.234e-05 | 5.119e-05 | 8.019e-05 | 0.00018678 | 0.00019029 | 0 | 0.0001044
3005 | 126 | 5 | 0.00011416 | 0.00011208 | 0.00010362 | 5.439e-05 | 1.359e-05 | 9.001e-05 | 8.654e-05 | 0.00011657 | 2.405e-05 | 4.885e-05 | 6.457e-05 | 2.437e-05 | 5.923e-05 | 9.412e-05 | 0.00018892 | 0.00019029 | 0 | 0.0001044
3006 | 126 | 5 | 0.00011415 | 0.00011309 | 8.438e-05 | 0.00010888 | 2.82e-05 | 8.885e-05 | 8.621e-05 | 0.00010385 | 2.424e-05 | 5.246e-05 | 7.122e-05 | 3.058e-05 | 6.909e-05 | 0.00010752 | 0.00019346 | 0.00019029 | 2.4129e-05 | 0.0001044
3007 | 126 | 5 | 0.00011416 | 0.00011369 | 9.349e-05 | 0.0001101 | 2.671e-05 | 8.876e-05 | 9.427e-05 | 8.69e-05 | 2.909e-05 | 5.952e-05 | 8.1e-05 | 4.624e-05 | 7.893e-05 | 0.0001115 | 0.00019806 | 0.00019029 | 0.00015186 | 0.0001044
3008 | 126 | 5 | 0.00011415 | 0.0001129 | 9.823e-05 | 0.00016157 | 4.042e-05 | 8.74e-05 | 9.981e-05 | 9.113e-05 | 4.232e-05 | 6.829e-05 | 9.084e-05 | 6.752e-05 | 0.00010154 | 0.0001352 | 0.00019756 | 0.00019029 | 0.00034406 | 0.0001044
3009 | 126 | 5 | 0.00011416 | 0.00011493 | 0.00010171 | 0.0001659 | 4.012e-05 | 8.553e-05 | 0.00010325 | 8.478e-05 | 6.162e-05 | 8.242e-05 | 0.00010422 | 0.00010012 | 0.00013961 | 0.00017838 | 0.00020617 | 0.00019029 | 0.00021054 | 0.0001044
3010 | 126 | 5 | 0.00011415 | 0.00010932 | 8.785e-05 | 0.00015987 | 4.044e-05 | 8.249e-05 | 0.0001041 | 7.63e-05 | 9.115e-05 | 0.00010658 | 0.00012455 | 0.00012859 | 0.00015652 | 0.00018365 | 0.00021222 | 0.00019029 | 0.00011754 | 0.0001044
3011 | 126 | 5 | 0.00011416 | 0.00011867 | 8.603e-05 | 0.0001561 | 4.037e-05 | 8.059e-05 | 0.00010361 | 6.994e-05 | 0.00011962 | 0.00013069 | 0.00014296 | 0.00013595 | 0.00015831 | 0.00017989 | 0.00021183 | 0.00019029 | 5.0897e-05 | 0.0001044
3012 | 126 | 5 | 0.00011415 | 0.00011779 | 8.332e-05 | 0.00016417 | 4.08e-05 | 7.793e-05 | 0.00010266 | 7.841e-05 | 0.00013169 | 0.00014635 | 0.00015712 | 0.00013787 | 0.00015693 | 0.00017524 | 0.0002051 | 0.00019029 | 0.00075701 | 0.0001044
3013 | 126 | 5 | 0.00011416 | 0.00011504 | 9.824e-05 | 0.00015766 | 4.071e-05 | 7.387e-05 | 0.00010031 | 7.842e-05 | 0.00013636 | 0.00015348 | 0.00016684 | 0.00012872 | 0.00014829 | 0.00016719 | 0.00020212 | 0.00019029 | 8.7219e-05 | 0.0001044
3014 | 126 | 5 | 0.00011415 | 0.00011768 | 8.945e-05 | 0.0001586 | 3.935e-05 | 7.183e-05 | 9.878e-05 | 7.842e-05 | 0.00013045 | 0.00015297 | 0.00017108 | 0.00011093 | 0.00013561 | 0.0001597 | 0.00020844 | 0.00019029 | 0.00034143 | 0.0001044
3015 | 126 | 5 | 0.00011416 | 0.00011252 | 8.8e-05 | 0.00015991 | 4.111e-05 | 7.217e-05 | 9.853e-05 | 7.418e-05 | 0.00011545 | 0.00014633 | 0.00017023 | 0.00012689 | 0.00014048 | 0.00015352 | 0.00020461 | 0.00019029 | 4.226e-05 | 0.0001044
3016 | 126 | 5 | 0.00011415 | 0.00011044 | 0.00010431 | 0.0001658 | 4.114e-05 | 7.535e-05 | 0.00010067 | 5.723e-05 | 0.0001248 | 0.00014237 | 0.00016642 | 0.00013253 | 0.00012113 | 0.00010949 | 0.00020232 | 0.00019028 | 0.00051383 | 0.0001044
3017 | 126 | 5 | 0.00011416 | 0.00011779 | 8.339e-05 | 0.00015729 | 3.974e-05 | 8.161e-05 | 0.00010537 | 7.841e-05 | 0.00013053 | 0.00013388 | 0.00015254 | 0.00014002 | 0.00012413 | 0.00010803 | 0.00020108 | 0.00019027 | 4.6604e-05 | 0.0001044
3018 | 126 | 5 | 0.00011415 | 0.00011335 | 9.151e-05 | 0.00016278 | 3.893e-05 | 8.877e-05 | 0.00010664 | 9.749e-05 | 0.00013766 | 0.00012822 | 0.00013929 | 0.00013996 | 0.00012918 | 0.0001181 | 0.00021033 | 0.00019029 | 0.00010144 | 0.0001044
3019 | 126 | 5 | 0.00011416 | 0.00011302 | 9.809e-05 | 0.00010689 | 2.695e-05 | 9.41e-05 | 0.00010226 | 0.00011233 | 0.00013934 | 0.00012727 | 0.00013029 | 0.00013889 | 0.00012262 | 0.00010613 | 0.0002124 | 0.00019029 | 2.0761e-05 | 0.0001044
3020 | 126 | 5 | 0.00011415 | 0.0001135 | 8.63e-05 | 0.00011504 | 2.766e-05 | 9.692e-05 | 9.968e-05 | 0.00013352 | 0.00013898 | 0.00012562 | 0.00012097 | 0.00014156 | 0.00012147 | 0.00010121 | 0.00021236 | 0.00019029 | 0 | 0.0001044
3021 | 126 | 5 | 0.00011416 | 0.00010986 | 9.793e-05 | 5.307e-05 | 1.363e-05 | 0.00010109 | 9.92e-05 | 0.00012716 | 0.00014105 | 0.00012371 | 0.00011309 | 8.445e-05 | 8.644e-05 | 8.844e-05 | 0.00021243 | 0.00019029 | 0 | 0.0001044
3022 | 126 | 5 | 0.00011415 | 0.00011741 | 9.557e-05 | 5.612e-05 | 1.356e-05 | 0.00010434 | 9.844e-05 | 0.00013351 | 9.685e-05 | 0.00010977 | 0.00010551 | 8.774e-05 | 8.839e-05 | 8.904e-05 | 0.00021245 | 0.00019029 | 0 | 0.0001044
3023 | 126 | 5 | 0.00011416 | 0.00010846 | 9.037e-05 | 5.856e-05 | 1.433e-05 | 0.00010108 | 9.656e-05 | 0.00013564 | 9.096e-05 | 9.835e-05 | 9.985e-05 | 8.468e-05 | 7.584e-05 | 6.718e-05 | 0.00021244 | 0.00019029 | 0 | 0.0001044
3024 | 126 | 5 | 0.00011415 | 0.00011098 | 9.857e-05 | 5.568e-05 | 1.453e-05 | 9.398e-05 | 9.225e-05 | 0.00010808 | 8.626e-05 | 8.758e-05 | 9.063e-05 | 7.88e-05 | 6.866e-05 | 5.877e-05 | 0.00021245 | 0.00019025 | 0 | 0.0001044
3025 | 127 | 5 | 0.00011416 | 0.00010621 | 0.0001118 | 5.64e-05 | 6.908e-05 | 8.868e-05 | 8.803e-05 | 9.961e-05 | 8.024e-05 | 7.833e-05 | 8.124e-05 | 5.433e-05 | 5.375e-05 | 5.332e-05 | 0.00021245 | 0.00019025 | 0 | 0.0001024
3026 | 127 | 5 | 0.00011415 | 0.00011589 | 0.00011476 | 5.566e-05 | 7.387e-05 | 8.574e-05 | 8.612e-05 | 0.00011656 | 6.018e-05 | 6.73e-05 | 7.214e-05 | 1.933e-05 | 3.742e-05 | 5.569e-05 | 0.00021245 | 0.0001901 | 0 | 0.0001024
3027 | 127 | 5 | 0.00011416 | 0.00011342 | 0.00011281 | 5.692e-05 | 7.385e-05 | 8.43e-05 | 8.482e-05 | 0.00012928 | 2.886e-05 | 5.384e-05 | 6.545e-05 | 1.4e-05 | 3.742e-05 | 6.1e-05 | 0.00021244 | 0.00018998 | 0 | 0.0001024
3028 | 127 | 5 | 0.00011415 | 0.0001145 | 0.00012122 | 5.594e-05 | 7.578e-05 | 8.448e-05 | 8.452e-05 | 0.0001314 | 1.811e-05 | 4.468e-05 | 6.172e-05 | 1.42e-05 | 4.747e-05 | 8.074e-05 | 0.00021244 | 0.00019006 | 0 | 0.0001024
3029 | 127 | 5 | 0.00011416 | 0.00010968 | 0.00011485 | 5.496e-05 | 6.581e-05 | 8.784e-05 | 8.656e-05 | 0.00013776 | 1.523e-05 | 4.367e-05 | 6.432e-05 | 1.943e-05 | 5.64e-05 | 9.326e-05 | 0.0002124 | 0.00018941 | 0 | 0.0001024
3030 | 127 | 5 | 0.00011415 | 0.00011592 | 0.00011277 | 0.00011064 | 0.00013293 | 9.09e-05 | 8.652e-05 | 0.00013564 | 1.837e-05 | 4.837e-05 | 7.08e-05 | 4.66e-05 | 7.712e-05 | 0.00010739 | 0.0002121 | 0.00018422 | 1.1428e-05 | 0.0001024
3031 | 127 | 5 | 0.00011416 | 0.00011548 | 0.00011011 | 0.0001115 | 0.00013408 | 9.284e-05 | 9.349e-05 | 0.00012716 | 4.025e-05 | 6.005e-05 | 8.063e-05 | 0.00012185 | 0.00011731 | 0.00011237 | 0.00021137 | 0.00016913 | 3.6457e-05 | 0.0001024
3032 | 127 | 5 | 0.00011415 | 0.00011344 | 0.00011921 | 0.00015852 | 0.00019971 | 9.429e-05 | 0.000101 | 0.0001208 | 0.00010329 | 8.369e-05 | 9.076e-05 | 0.00021584 | 0.00017642 | 0.00013628 | 0.00020895 | 0.00014649 | 0.00025567 | 0.0001024
3033 | 127 | 5 | 0.00011416 | 0.0001087 | 0.00011683 | 0.00016492 | 0.0001948 | 9.408e-05 | 0.00010536 | 0.00011657 | 0.00018935 | 0.00012319 | 0.00010446 | 0.00021021 | 0.00019484 | 0.00017844 | 0.00019297 | 0.00011934 | 0.00037322 | 0.0001024
3034 | 127 | 5 | 0.00011415 | 0.00011123 | 0.00011574 | 0.00016168 | 0.00018863 | 9.113e-05 | 0.00010894 | 0.00011657 | 0.00020337 | 0.00015899 | 0.00012483 | 0.0001665 | 0.00017558 | 0.00018366 | 0.00016298 | 9.8881e-05 | 0.00059919 | 0.0001024
3035 | 127 | 5 | 0.00011416 | 0.00011011 | 0.00010844 | 0.00016755 | 0.00018786 | 8.973e-05 | 0.00010856 | 0.00013987 | 0.00017463 | 0.00017329 | 0.00014326 | 0.00016631 | 0.00017403 | 0.00018076 | 0.00013494 | 8.4401e-05 | 0.00062319 | 0.0001024
3036 | 127 | 5 | 0.00011415 | 0.00010859 | 0.00012223 | 0.0001641 | 0.00019124 | 8.747e-05 | 0.0001052 | 0.00012928 | 0.00016953 | 0.00017602 | 0.00015758 | 0.00016659 | 0.00017017 | 0.00017282 | 0.00010716 | 9.7446e-05 | 0.00066967 | 0.0001024
3037 | 127 | 5 | 0.00011416 | 0.00011054 | 0.00012193 | 0.00016371 | 0.00018942 | 8.523e-05 | 0.00010514 | 0.00010173 | 0.00016741 | 0.00017411 | 0.00016668 | 0.00015947 | 0.00016375 | 0.00016714 | 0.00010225 | 0.00011769 | 0.00032191 | 0.0001024
3038 | 127 | 5 | 0.00011415 | 0.00011393 | 0.00010338 | 0.00015642 | 0.00019559 | 8.376e-05 | 0.00010482 | 0.00010596 | 0.00016102 | 0.00016983 | 0.00017083 | 0.0001743 | 0.00016719 | 0.00015925 | 0.0001071 | 0.00011643 | 0.00026799 | 0.0001024
3039 | 127 | 5 | 0.00011416 | 0.00011463 | 0.0001087 | 0.0001586 | 0.00019437 | 8.461e-05 | 0.00010542 | 0.00010385 | 0.00017153 | 0.0001677 | 0.00016985 | 0.00018079 | 0.00016691 | 0.00015224 | 0.00010678 | 0.00011728 | 6.9648e-05 | 0.0001024
3040 | 127 | 5 | 0.00011415 | 0.00011143 | 0.00010927 | 0.00015712 | 0.00019442 | 8.738e-05 | 0.00010716 | 9.961e-05 | 0.00017846 | 0.00016696 | 0.00016577 | 0.0001956 | 0.00015318 | 0.00011028 | 9.384e-05 | 0.00010237 | 0.00025359 | 0.0001024
3041 | 127 | 5 | 0.00011416 | 0.00010739 | 0.00011555 | 0.00015774 | 0.00019521 | 9.254e-05 | 0.0001088 | 0.00011868 | 0.00019159 | 0.00016194 | 0.00015211 | 0.00021236 | 0.00016035 | 0.00010785 | 7.3044e-05 | 8.7911e-05 | 5.6132e-05 | 0.0001024
3042 | 127 | 5 | 0.00011415 | 0.00011375 | 0.00011762 | 0.00016055 | 0.00019477 | 9.728e-05 | 0.00010803 | 0.0001314 | 0.00020751 | 0.00015998 | 0.00013898 | 0.0002018 | 0.00015979 | 0.00011724 | 4.665e-05 | 6.6793e-05 | 4.254e-05 | 0.0001024
3043 | 127 | 5 | 0.00011416 | 0.00011341 | 0.00011136 | 0.00010714 | 0.00013535 | 9.961e-05 | 0.00010634 | 0.00016319 | 0.00020266 | 0.00015955 | 0.00012988 | 0.00016264 | 0.00013516 | 0.00010728 | 2.674e-05 | 4.7223e-05 | 2.6149e-05 | 0.0001024
3044 | 127 | 5 | 0.00011415 | 0.00011292 | 0.00010674 | 0.00010668 | 0.00013813 | 0.00010232 | 0.00010425 | 0.00018227 | 0.00017166 | 0.00015079 | 0.00012093 | 0.00012811 | 0.0001154 | 0.00010237 | 8.0141e-06 | 3.4771e-05 | 0 | 0.0001024
3045 | 127 | 5 | 0.00011416 | 0.00011381 | 0.00011651 | 5.404e-05 | 6.916e-05 | 0.00010474 | 0.00010452 | 0.00018862 | 0.00013866 | 0.0001356 | 0.0001134 | 8.354e-05 | 8.568e-05 | 8.766e-05 | 1.5258e-06 | 2.6672e-05 | 0 | 0.0001024
3046 | 127 | 5 | 0.00011415 | 0.00011087 | 0.000101 | 6.159e-05 | 7.397e-05 | 0.00010748 | 0.00010195 | 0.00019286 | 9.655e-05 | 0.00011373 | 0.00010564 | 8.646e-05 | 8.726e-05 | 8.791e-05 | 4.6741e-07 | 2.2713e-05 | 0 | 0.0001024
3047 | 127 | 5 | 0.00011416 | 0.00011297 | 0.0001074 | 5.434e-05 | 7.619e-05 | 0.00010389 | 9.708e-05 | 0.00019498 | 8.963e-05 | 9.883e-05 | 9.974e-05 | 7.729e-05 | 7.203e-05 | 6.679e-05 | 1.7381e-06 | 2.2426e-05 | 0 | 0.0001024
3048 | 127 | 5 | 0.00011415 | 0.00010556 | 0.00010097 | 5.961e-05 | 7.584e-05 | 9.568e-05 | 9.633e-05 | 0.00020345 | 8e-05 | 8.589e-05 | 9.044e-05 | 6.253e-05 | 6.061e-05 | 5.88e-05 | 5.2937e-06 | 2.1706e-05 | 0 | 0.0001024
3049 | 128 | 5 | 0.00011416 | 0.0001131 | 0.00012402 | 5.791e-05 | 7.395e-05 | 9.018e-05 | 9.097e-05 | 0.00019498 | 6.636e-05 | 7.384e-05 | 8.101e-05 | 5.463e-05 | 5.404e-05 | 5.362e-05 | 1.0658e-05 | 1.6808e-05 | 0 | 0.00010049
3050 | 128 | 5 | 0.00011415 | 0.0001166 | 0.00011205 | 5.331e-05 | 6.898e-05 | 8.599e-05 | 8.767e-05 | 0.00022677 | 5.758e-05 | 6.385e-05 | 7.195e-05 | 1.94e-05 | 3.755e-05 | 5.588e-05 | 1.9255e-05 | 1.1707e-05 | 0 | 0.00010049
3051 | 128 | 5 | 0.00011416 | 0.00011504 | 0.00011957 | 5.702e-05 | 6.319e-05 | 8.47e-05 | 8.602e-05 | 0.00022041 | 2.8e-05 | 5.211e-05 | 6.537e-05 | 1.418e-05 | 3.79e-05 | 6.178e-05 | 2.708e-05 | 8.0962e-06 | 0 | 0.00010049
3052 | 128 | 5 | 0.00011415 | 0.00011148 | 0.00012268 | 5.768e-05 | 7.111e-05 | 8.431e-05 | 8.518e-05 | 0.00023101 | 1.795e-05 | 4.419e-05 | 6.187e-05 | 1.405e-05 | 4.696e-05 | 7.987e-05 | 3.2927e-05 | 6.0687e-06 | 0 | 0.00010049
3053 | 128 | 5 | 0.00011416 | 0.000114 | 0.00011543 | 5.994e-05 | 6.772e-05 | 8.401e-05 | 8.485e-05 | 0.0001865 | 1.515e-05 | 4.341e-05 | 6.432e-05 | 1.941e-05 | 5.634e-05 | 9.317e-05 | 3.5183e-05 | 6.5803e-06 | 0 | 0.00010049
3054 | 128 | 5 | 0.00011415 | 0.00011041 | 0.00013118 | 0.00010636 | 0.00012864 | 8.454e-05 | 8.511e-05 | 0.00016743 | 1.834e-05 | 4.821e-05 | 7.079e-05 | 4.682e-05 | 7.75e-05 | 0.00010791 | 3.1748e-05 | 9.1667e-06 | 2.8745e-05 | 0.00010049
3055 | 128 | 5 | 0.00011416 | 0.00011094 | 0.00012645 | 0.00011321 | 0.00013043 | 8.707e-05 | 9.062e-05 | 0.0001314 | 4.042e-05 | 6.011e-05 | 8.072e-05 | 0.00012174 | 0.0001172 | 0.00011227 | 2.5071e-05 | 1.2862e-05 | 7.7776e-05 | 0.00010049
3056 | 128 | 5 | 0.00011415 | 0.00011666 | 0.00011375 | 0.00016365 | 0.00018918 | 9.049e-05 | 9.741e-05 | 0.00018438 | 0.00010323 | 8.374e-05 | 9.081e-05 | 0.00021603 | 0.00017657 | 0.0001364 | 1.8836e-05 | 1.4322e-05 | 0.00018158 | 0.00010049
3057 | 128 | 5 | 0.00011416 | 0.00011329 | 0.00012996 | 0.00016572 | 0.00019701 | 9.166e-05 | 0.00010365 | 0.00012293 | 0.00018949 | 0.00012326 | 0.0001045 | 0.0002089 | 0.00019363 | 0.00017733 | 6.773e-06 | 1.27e-05 | 0.00041875 | 0.00010049
3058 | 128 | 5 | 0.00011415 | 0.00010733 | 0.00012578 | 0.00016043 | 0.00018839 | 8.954e-05 | 0.00010524 | 8.902e-05 | 0.00020237 | 0.0001586 | 0.00012464 | 0.00016338 | 0.00017229 | 0.00018021 | 3.3372e-06 | 1.2932e-05 | 0.00033348 | 0.00010049
3059 | 128 | 5 | 0.00011416 | 0.0001112 | 0.00012244 | 0.00016345 | 0.00018955 | 8.71e-05 | 0.0001048 | 0.0001314 | 0.00017201 | 0.00017173 | 0.00014232 | 0.00016619 | 0.0001739 | 0.00018062 | 3.3695e-06 | 1.6081e-05 | 0.000425 | 0.00010049
3060 | 128 | 5 | 0.00011415 | 0.0001075 | 0.00011337 | 0.00015886 | 0.00018751 | 8.474e-05 | 0.00010336 | 0.00011021 | 0.0001689 | 0.00017467 | 0.00015664 | 0.0001675 | 0.00017111 | 0.00017378 | 4.9596e-07 | 1.4834e-05 | 0.00074829 | 0.00010049
3061 | 128 | 5 | 0.00011416 | 0.00011319 | 0.00012729 | 0.00016104 | 0.00019405 | 8.337e-05 | 0.00010171 | 0.00010809 | 0.00016793 | 0.00017368 | 0.00016605 | 0.0001583 | 0.00016254 | 0.00016591 | 6.7568e-08 | 1.477e-05 | 0.00060429 | 0.00010049
3062 | 128 | 5 | 0.00011415 | 0.00011063 | 0.00011928 | 0.00015931 | 0.00018922 | 8.344e-05 | 0.00010058 | 9.326e-05 | 0.00016018 | 0.00016938 | 0.00017006 | 0.00017483 | 0.0001677 | 0.00015972 | 1.6271e-07 | 1.5221e-05 | 0.00056121 | 0.00010049
3063 | 128 | 5 | 0.00011416 | 0.00011105 | 0.00011889 | 0.00016024 | 0.00019864 | 8.405e-05 | 0.00010009 | 0.00010173 | 0.00017181 | 0.00016754 | 0.00016938 | 0.00018223 | 0.00016825 | 0.00015346 | 3.3115e-08 | 1.6696e-05 | 0.00049581 | 0.00010049
3064 | 128 | 5 | 0.00011415 | 0.00011399 | 0.00012832 | 0.00016046 | 0.00019937 | 8.657e-05 | 0.0001009 | 0.00010173 | 0.00017963 | 0.00016742 | 0.0001658 | 0.00019274 | 0.00015094 | 0.00010867 | 1.2909e-07 | 2.1396e-05 | 0.00036975 | 0.00010049
3065 | 128 | 5 | 0.00011416 | 0.00011163 | 0.00013027 | 0.00015866 | 0.00018674 | 9.239e-05 | 0.00010396 | 0.00010597 | 0.00018958 | 0.0001616 | 0.0001519 | 0.00021172 | 0.00015986 | 0.00010753 | 6.5318e-07 | 2.7454e-05 | 0.00017774 | 0.00010049
3066 | 128 | 5 | 0.00011415 | 0.00011531 | 0.00012831 | 0.0001595 | 0.00019799 | 9.73e-05 | 0.00010516 | 0.00012292 | 0.00020666 | 0.00015933 | 0.00013875 | 0.00020303 | 0.00016076 | 0.00011795 | 1.0947e-06 | 3.9684e-05 | 0.00011467 | 0.00010049
3067 | 128 | 5 | 0.00011416 | 0.00010876 | 0.00011968 | 0.00011074 | 0.00012667 | 9.97e-05 | 0.00010479 | 0.00014199 | 0.0002034 | 0.00015942 | 0.00012987 | 0.00016079 | 0.00013363 | 0.00010606 | 3.1521e-06 | 5.6475e-05 | 2.3018e-05 | 0.00010049
3068 | 128 | 5 | 0.00011415 | 0.00011311 | 0.00011868 | 0.00010743 | 0.0001255 | 9.954e-05 | 0.0001036 | 0.00016743 | 0.00017031 | 0.00015033 | 0.00012063 | 0.00012621 | 0.00011369 | 0.00010086 | 1.0211e-05 | 7.6229e-05 | 0 | 0.00010049
3069 | 128 | 5 | 0.00011416 | 0.00011486 | 0.00012349 | 5.447e-05 | 6.611e-05 | 0.00010174 | 0.00010454 | 0.00018438 | 0.00013695 | 0.00013457 | 0.00011277 | 8.455e-05 | 8.672e-05 | 8.872e-05 | 2.1901e-05 | 0.00010118 | 0 | 0.00010049
3070 | 128 | 5 | 0.00011415 | 0.00011132 | 0.00012199 | 5.41e-05 | 7.379e-05 | 0.0001033 | 0.0001039 | 0.00020981 | 9.698e-05 | 0.00011329 | 0.00010535 | 8.71e-05 | 8.791e-05 | 8.856e-05 | 4.7231e-05 | 0.0001368 | 0 | 0.00010049
3071 | 128 | 5 | 0.00011416 | 0.00011077 | 0.00012117 | 5.342e-05 | 7.141e-05 | 9.937e-05 | 9.889e-05 | 0.00020346 | 9.014e-05 | 9.898e-05 | 9.965e-05 | 7.819e-05 | 7.287e-05 | 6.757e-05 | 7.4949e-05 | 0.0001605 | 0 | 0.00010049
3072 | 128 | 5 | 0.00011415 | 0.0001134 | 0.00012435 | 5.602e-05 | 7.498e-05 | 9.246e-05 | 9.316e-05 | 0.00019709 | 8.081e-05 | 8.643e-05 | 9.057e-05 | 6.317e-05 | 6.123e-05 | 5.94e-05 | 0.00012126 | 0.00017238 | 0 | 0.00010049
3073 | 129 | 5 | 0.00011416 | 0.00011751 | 0.00011148 | 5.919e-05 | 6.528e-05 | 8.811e-05 | 8.847e-05 | 0.00020557 | 6.704e-05 | 7.447e-05 | 8.136e-05 | 5.42e-05 | 5.362e-05 | 5.32e-05 | 0.00015351 | 0.00018587 | 0 | 9.884e-05
3074 | 129 | 5 | 0.00011415 | 0.0001127 | 0.0001085 | 5.851e-05 | 6.473e-05 | 8.491e-05 | 8.52e-05 | 0.00020133 | 5.741e-05 | 6.413e-05 | 7.224e-05 | 1.963e-05 | 3.8e-05 | 5.656e-05 | 0.00017648 | 0.00018902 | 0 | 9.884e-05
3075 | 129 | 5 | 0.00011416 | 0.00010853 | 0.00010737 | 5.864e-05 | 7.522e-05 | 8.286e-05 | 8.37e-05 | 0.00020982 | 2.817e-05 | 5.234e-05 | 6.575e-05 | 1.412e-05 | 3.777e-05 | 6.156e-05 | 0.00018539 | 0.00018873 | 0 | 9.884e-05
3076 | 129 | 5 | 0.00011415 | 0.00010916 | 0.00011419 | 5.651e-05 | 6.395e-05 | 8.183e-05 | 8.269e-05 | 0.00019922 | 1.794e-05 | 4.429e-05 | 6.212e-05 | 1.419e-05 | 4.741e-05 | 8.064e-05 | 0.0001933 | 0.00018871 | 0 | 9.884e-05
3077 | 129 | 5 | 0.00011416 | 0.0001085 | 0.00011269 | 5.567e-05 | 6.69e-05 | 8.266e-05 | 8.196e-05 | 0.00019498 | 1.525e-05 | 4.361e-05 | 6.465e-05 | 1.954e-05 | 5.674e-05 | 9.382e-05 | 0.00020035 | 0.00018864 | 0 | 9.884e-05
3078 | 129 | 5 | 0.00011415 | 0.00011892 | 0.00011625 | 0.00010703 | 0.00012661 | 8.128e-05 | 8.051e-05 | 0.00018438 | 1.847e-05 | 4.851e-05 | 7.118e-05 | 4.69e-05 | 7.762e-05 | 0.00010808 | 0.00020403 | 0.00018954 | 3.7051e-05 | 9.884e-05
3079 | 129 | 5 | 0.00011416 | 0.00011793 | 0.00010876 | 0.00011414 | 0.00012789 | 8.27e-05 | 8.33e-05 | 0.00017591 | 4.05e-05 | 6.037e-05 | 8.109e-05 | 0.00012266 | 0.00011809 | 0.00011312 | 0.00020873 | 0.00018563 | 1.0605e-05 | 9.884e-05
3080 | 129 | 5 | 0.00011415 | 0.00011811 | 0.00010188 | 0.00015634 | 0.00019145 | 8.452e-05 | 8.831e-05 | 0.0001314 | 0.00010397 | 8.421e-05 | 9.128e-05 | 0.00021535 | 0.00017601 | 0.00013597 | 0.00020842 | 0.00018349 | 7.5239e-05 | 9.884e-05
3081 | 129 | 5 | 0.00011416 | 0.00011031 | 0.00011309 | 0.00016749 | 0.00019453 | 8.461e-05 | 9.276e-05 | 0.00013351 | 0.00018911 | 0.00012342 | 0.00010482 | 0.000209 | 0.00019371 | 0.00017741 | 0.00021131 | 0.00018862 | 0.00010045 | 9.884e-05
3082 | 129 | 5 | 0.00011415 | 0.00011485 | 0.00010948 | 0.00016486 | 0.00019283 | 8.233e-05 | 9.467e-05 | 9.961e-05 | 0.00020239 | 0.00015864 | 0.00012488 | 0.00016388 | 0.00017282 | 0.00018076 | 0.00021219 | 0.00018941 | 0.00027571 | 9.884e-05
3083 | 129 | 5 | 0.00011416 | 0.00011245 | 0.00012361 | 0.00016069 | 0.00020032 | 8.116e-05 | 9.483e-05 | 0.00013564 | 0.00017239 | 0.00017193 | 0.00014259 | 0.0001642 | 0.00017182 | 0.00017846 | 0.00021192 | 0.00018995 | 0.00037391 | 9.884e-05
3084 | 129 | 5 | 0.00011415 | 0.0001143 | 0.00010839 | 0.00016389 | 0.00019464 | 7.88e-05 | 9.486e-05 | 9.325e-05 | 0.00016741 | 0.00017409 | 0.00015637 | 0.00016702 | 0.00017062 | 0.00017328 | 0.00020848 | 0.00018974 | 0.0004265 | 9.884e-05
3085 | 129 | 5 | 0.00011416 | 0.00011803 | 0.00012428 | 0.00016634 | 0.00020054 | 7.44e-05 | 9.348e-05 | 8.478e-05 | 0.00016728 | 0.00017292 | 0.00016561 | 0.00016047 | 0.00016476 | 0.00016818 | 0.00021031 | 0.00019023 | 0.0004622 | 9.884e-05
3086 | 129 | 5 | 0.00011415 | 0.00011878 | 0.00012069 | 0.00016067 | 0.00019346 | 7.285e-05 | 9.251e-05 | 9.749e-05 | 0.0001617 | 0.00016966 | 0.00017014 | 0.00017632 | 0.00016913 | 0.00016109 | 0.00020944 | 0.00019029 | 0.00020422 | 9.884e-05
3087 | 129 | 5 | 0.00011416 | 0.00011565 | 0.00012065 | 0.00015641 | 0.00019436 | 7.414e-05 | 9.261e-05 | 0.00010173 | 0.00017323 | 0.00016854 | 0.00016978 | 0.00018074 | 0.00016687 | 0.0001522 | 0.00021122 | 0.00019029 | 7.1361e-05 | 9.884e-05
3088 | 129 | 5 | 0.00011415 | 0.00011493 | 0.00010754 | 0.00015618 | 0.00019804 | 7.67e-05 | 9.404e-05 | 9.961e-05 | 0.00017879 | 0.00016772 | 0.00016593 | 0.00019651 | 0.00015389 | 0.00011079 | 0.00021208 | 0.00019029 | 0.0001869 | 9.884e-05
3089 | 129 | 5 | 0.00011416 | 0.00010951 | 0.0001142 | 0.00015632 | 0.00018987 | 8.203e-05 | 9.917e-05 | 0.00010173 | 0.00019241 | 0.00016262 | 0.00015255 | 0.00020952 | 0.0001582 | 0.00010641 | 0.0002122 | 0.00019029 | 7.9566e-05 | 9.884e-05
3090 | 129 | 5 | 0.00011415 | 0.00011268 | 0.00011465 | 0.00015649 | 0.00019828 | 8.903e-05 | 0.00010194 | 0.00013352 | 0.00020547 | 0.00015962 | 0.00013911 | 0.00020105 | 0.00015919 | 0.0001168 | 0.00021191 | 0.00019026 | 0.00011125 | 9.884e-05
3091 | 129 | 5 | 0.00011416 | 0.000108 | 0.00012347 | 0.00011256 | 0.00012787 | 9.486e-05 | 0.00010255 | 0.00014836 | 0.00020169 | 0.00015883 | 0.00012985 | 0.00016169 | 0.00013438 | 0.00010666 | 0.00021211 | 0.00018934 | 2.547e-05 | 9.884e-05
3092 | 129 | 5 | 0.00011415 | 0.00011345 | 0.00012336 | 0.00010821 | 0.00013771 | 9.854e-05 | 0.00010342 | 0.00016107 | 0.00017069 | 0.00014998 | 0.00012065 | 0.00012663 | 0.00011407 | 0.00010119 | 0.00021234 | 0.00018547 | 0 | 9.884e-05
3093 | 129 | 5 | 0.00011416 | 0.0001172 | 0.00010754 | 5.801e-05 | 7.227e-05 | 0.00010094 | 0.0001054 | 0.00017167 | 0.00013727 | 0.0001346 | 0.00011282 | 8.36e-05 | 8.574e-05 | 8.772e-05 | 0.00021102 | 0.000183 | 0 | 9.884e-05
3094 | 129 | 5 | 0.00011415 | 0.00011823 | 0.0001111 | 6.014e-05 | 6.882e-05 | 0.00010254 | 0.00010535 | 0.00018226 | 9.631e-05 | 0.00011306 | 0.0001051 | 8.679e-05 | 8.76e-05 | 8.824e-05 | 0.00020577 | 0.00018045 | 0 | 9.884e-05
3095 | 129 | 5 | 0.00011416 | 0.00011386 | 0.00011739 | 5.332e-05 | 6.892e-05 | 9.679e-05 | 9.875e-05 | 0.00019922 | 8.98e-05 | 9.861e-05 | 9.937e-05 | 7.758e-05 | 7.229e-05 | 6.703e-05 | 0.00019441 | 0.0001792 | 0 | 9.884e-05
3096 | 129 | 5 | 0.00011415 | 0.0001093 | 0.00010489 | 5.928e-05 | 7.277e-05 | 9.009e-05 | 9.21e-05 | 0.00019074 | 8.024e-05 | 8.597e-05 | 9.024e-05 | 6.226e-05 | 6.035e-05 | 5.855e-05 | 0.00018308 | 0.00017496 | 0 | 9.884e-05
3097 | 130 | 5 | 0.00011416 | 0.00011136 | 0.00010016 | 6.154e-05 | 7.204e-05 | 8.609e-05 | 8.822e-05 | 0.00020346 | 6.621e-05 | 7.385e-05 | 8.087e-05 | 5.484e-05 | 5.425e-05 | 5.383e-05 | 0.00016006 | 0.00016459 | 0 | 9.711e-05
3098 | 130 | 5 | 0.00011415 | 0.00011203 | 0.00010559 | 5.679e-05 | 7.144e-05 | 8.381e-05 | 8.682e-05 | 0.00020346 | 5.773e-05 | 6.39e-05 | 7.196e-05 | 1.956e-05 | 3.785e-05 | 5.633e-05 | 0.00013995 | 0.0001572 | 0 | 9.711e-05
3099 | 130 | 5 | 0.00011416 | 0.00011509 | 9.692e-05 | 5.802e-05 | 7.118e-05 | 8.225e-05 | 8.632e-05 | 0.0001971 | 2.815e-05 | 5.227e-05 | 6.55e-05 | 1.408e-05 | 3.765e-05 | 6.137e-05 | 0.00014009 | 0.00014231 | 0 | 9.711e-05
3100 | 130 | 5 | 0.00011415 | 0.00011145 | 9.436e-05 | 6.189e-05 | 7.586e-05 | 8.491e-05 | 8.659e-05 | 0.00021829 | 1.79e-05 | 4.423e-05 | 6.191e-05 | 1.41e-05 | 4.714e-05 | 8.018e-05 | 0.0001154 | 0.00012506 | 0 | 9.711e-05
3101 | 130 | 5 | 0.00011416 | 0.00011442 | 8.554e-05 | 5.257e-05 | 7.635e-05 | 8.951e-05 | 8.907e-05 | 0.00019922 | 1.519e-05 | 4.346e-05 | 6.442e-05 | 1.938e-05 | 5.627e-05 | 9.305e-05 | 8.8827e-05 | 0.0001061 | 0 | 9.711e-05
3102 | 130 | 5 | 0.00011415 | 0.00011242 | 0.00010051 | 0.00011518 | 0.00014004 | 9.771e-05 | 9.684e-05 | 0.00015895 | 1.833e-05 | 4.823e-05 | 7.085e-05 | 4.663e-05 | 7.717e-05 | 0.00010746 | 7.0214e-05 | 7.7992e-05 | 2.1932e-05 | 9.711e-05
3103 | 130 | 5 | 0.00011416 | 0.00011291 | 9.56e-05 | 0.00011337 | 0.00013306 | 0.00010622 | 0.00011145 | 0.00013564 | 4.026e-05 | 6e-05 | 8.065e-05 | 0.00012077 | 0.00011628 | 0.00011138 | 5.1964e-05 | 4.4779e-05 | 0.00015853 | 9.711e-05
3104 | 130 | 5 | 0.00011415 | 0.00011234 | 0.00010157 | 0.00015682 | 0.00019118 | 0.00010995 | 0.00012167 | 0.00011868 | 0.00010245 | 8.33e-05 | 9.052e-05 | 0.00021409 | 0.00017499 | 0.00013518 | 3.7892e-05 | 2.0488e-05 | 0.00034536 | 9.711e-05
3105 | 130 | 5 | 0.00011416 | 0.0001171 | 0.00010431 | 0.00016617 | 0.00019261 | 0.00010976 | 0.00012569 | 0.00012504 | 0.00018783 | 0.00012232 | 0.00010397 | 0.00020751 | 0.00019234 | 0.00017615 | 2.1958e-05 | 1.4043e-05 | 0.000498 | 9.711e-05
3106 | 130 | 5 | 0.00011415 | 0.00011642 | 9.519e-05 | 0.00015976 | 0.00019593 | 0.00010784 | 0.0001263 | 0.00011444 | 0.00020095 | 0.00015741 | 0.00012388 | 0.00016404 | 0.00017299 | 0.00018094 | 1.0115e-05 | 1.8712e-05 | 0.00062267 | 9.711e-05
3107 | 130 | 5 | 0.00011416 | 0.00011867 | 8.854e-05 | 0.00016664 | 0.00020172 | 0.0001069 | 0.00012644 | 8.478e-05 | 0.0001722 | 0.00017117 | 0.0001418 | 0.00016424 | 0.00017186 | 0.0001785 | 5.2072e-06 | 3.6725e-05 | 0.00071676 | 9.711e-05
3108 | 130 | 5 | 0.00011415 | 0.0001213 | 9.046e-05 | 0.0001636 | 0.00020146 | 0.00010227 | 0.00012525 | 4.875e-05 | 0.00016737 | 0.00017376 | 0.00015577 | 0.00016644 | 0.00017002 | 0.00017267 | 2.8978e-06 | 9.4235e-05 | 0.0007299 | 9.711e-05
3109 | 130 | 5 | 0.00011416 | 0.000115 | 8.928e-05 | 0.0001606 | 0.00019027 | 0.00010486 | 0.00012615 | 8.69e-05 | 0.00016681 | 0.00017259 | 0.00016509 | 0.00016103 | 0.00016534 | 0.00016877 | 5.3113e-06 | 0.00013303 | 0.00068949 | 9.711e-05
3110 | 130 | 5 | 0.00011415 | 0.00011566 | 0.00010341 | 0.00016258 | 0.0002011 | 0.00010685 | 0.00012571 | 0.00011445 | 0.00016206 | 0.00016964 | 0.00016992 | 0.00017445 | 0.00016733 | 0.00015938 | 1.1215e-05 | 0.00015166 | 0.00068859 | 9.711e-05
3111 | 130 | 5 | 0.00011416 | 0.00011317 | 0.00010389 | 0.00015694 | 0.00019512 | 0.00010815 | 0.00012569 | 9.537e-05 | 0.00017183 | 0.00016797 | 0.00016932 | 0.00018083 | 0.00016695 | 0.00015228 | 1.756e-05 | 0.00015839 | 0.00058395 | 9.711e-05
3112 | 130 | 5 | 0.00011415 | 0.0001149 | 9.034e-05 | 0.00016597 | 0.00019184 | 0.00011235 | 0.00012692 | 0.00010597 | 0.0001786 | 0.00016722 | 0.00016558 | 0.00019564 | 0.00015321 | 0.0001103 | 2.0679e-05 | 0.00015674 | 0.00042739 | 9.711e-05
3113 | 130 | 5 | 0.00011416 | 0.00011635 | 8.623e-05 | 0.00016571 | 0.00020145 | 0.00011547 | 0.00012815 | 0.00010597 | 0.00019167 | 0.00016209 | 0.00015215 | 0.00020875 | 0.00015762 | 0.00010602 | 2.1103e-05 | 0.00014998 | 0.00028058 | 9.711e-05
3114 | 130 | 5 | 0.00011415 | 0.00011617 | 0.00010171 | 0.00016556 | 0.00020109 | 0.00011745 | 0.00012379 | 0.00011233 | 0.0002047 | 0.00015907 | 0.0001387 | 0.00020245 | 0.0001603 | 0.00011761 | 1.9692e-05 | 0.00014366 | 0.0001167 | 9.711e-05
3115 | 130 | 5 | 0.00011416 | 0.00012133 | 0.00010456 | 0.00011421 | 0.00012751 | 0.00011745 | 0.00012139 | 0.00013988 | 0.00020262 | 0.00015886 | 0.00012968 | 0.00016163 | 0.00013432 | 0.00010661 | 1.6918e-05 | 0.00014213 | 2.8982e-05 | 9.711e-05
3116 | 130 | 5 | 0.00011415 | 0.00012112 | 9.469e-05 | 0.0001074 | 0.00013457 | 0.00011417 | 0.00011848 | 0.00016319 | 0.00017079 | 0.00015014 | 0.00012057 | 0.00012648 | 0.00011393 | 0.00010107 | 2.1036e-05 | 0.00014502 | 0 | 9.711e-05
3117 | 130 | 5 | 0.00011416 | 0.00011928 | 0.00010054 | 5.904e-05 | 6.487e-05 | 0.00011433 | 0.0001184 | 0.00019498 | 0.0001372 | 0.00013468 | 0.00011278 | 8.456e-05 | 8.672e-05 | 8.873e-05 | 3.9675e-05 | 0.00014777 | 0 | 9.711e-05
3118 | 130 | 5 | 0.00011415 | 0.00012167 | 9.506e-05 | 5.975e-05 | 6.935e-05 | 0.00011362 | 0.00011539 | 0.00021194 | 9.706e-05 | 0.00011342 | 0.00010532 | 8.74e-05 | 8.822e-05 | 8.887e-05 | 7.3361e-05 | 0.00015168 | 0 | 9.711e-05
3119 | 130 | 5 | 0.00011416 | 0.00011515 | 9.044e-05 | 6.282e-05 | 6.55e-05 | 0.00010681 | 0.00010804 | 0.00021829 | 9.042e-05 | 9.915e-05 | 9.975e-05 | 7.756e-05 | 7.228e-05 | 6.702e-05 | 0.00011462 | 0.00015554 | 0 | 9.711e-05
3120 | 130 | 5 | 0.00011415 | 0.00012259 | 9.872e-05 | 6.296e-05 | 7.66e-05 | 9.89e-05 | 9.968e-05 | 0.00021405 | 8.037e-05 | 8.636e-05 | 9.057e-05 | 6.314e-05 | 6.12e-05 | 5.937e-05 | 0.00012669 | 0.00016746 | 0 | 9.711e-05
3121 | 131 | 5 | 0.00011416 | 0.00011013 | 0.00012054 | 5.591e-05 | 7.482e-05 | 9.492e-05 | 9.419e-05 | 0.00019286 | 6.695e-05 | 7.435e-05 | 8.133e-05 | 5.482e-05 | 5.423e-05 | 5.381e-05 | 0.00013426 | 0.00017622 | 0 | 9.615e-05
3122 | 131 | 5 | 0.00011415 | 0.0001101 | 0.00012408 | 5.883e-05 | 6.825e-05 | 9.285e-05 | 9.216e-05 | 0.00021618 | 5.786e-05 | 6.425e-05 | 7.235e-05 | 1.944e-05 | 3.762e-05 | 5.598e-05 | 0.00013364 | 0.00018247 | 0 | 9.615e-05
3123 | 131 | 5 | 0.00011416 | 0.00011322 | 0.00012805 | 5.903e-05 | 7.286e-05 | 9.137e-05 | 9.101e-05 | 0.00020981 | 2.809e-05 | 5.236e-05 | 6.571e-05 | 1.42e-05 | 3.796e-05 | 6.187e-05 | 0.00013544 | 0.00018617 | 0 | 9.615e-05
3124 | 131 | 5 | 0.00011415 | 0.00011757 | 0.00011628 | 5.593e-05 | 7.065e-05 | 9.144e-05 | 9.115e-05 | 0.00022253 | 1.799e-05 | 4.433e-05 | 6.214e-05 | 1.422e-05 | 4.753e-05 | 8.085e-05 | 0.00014948 | 0.00018681 | 0 | 9.615e-05
3125 | 131 | 5 | 0.00011416 | 0.00011783 | 0.00012139 | 5.369e-05 | 6.501e-05 | 9.664e-05 | 9.252e-05 | 0.00019921 | 1.529e-05 | 4.368e-05 | 6.472e-05 | 1.938e-05 | 5.628e-05 | 9.306e-05 | 0.00016553 | 0.00018537 | 0 | 9.615e-05
3126 | 131 | 5 | 0.00011415 | 0.00011689 | 0.00012951 | 0.00010652 | 0.00013357 | 0.00010447 | 9.983e-05 | 0.0001526 | 1.835e-05 | 4.841e-05 | 7.108e-05 | 4.612e-05 | 7.633e-05 | 0.00010629 | 0.00016938 | 0.00018304 | 1.9293e-05 | 9.615e-05
3127 | 131 | 5 | 0.00011416 | 0.00010946 | 0.00012151 | 0.00010624 | 0.00013302 | 0.00011467 | 0.00011402 | 0.00011656 | 3.988e-05 | 5.979e-05 | 8.058e-05 | 0.00012074 | 0.00011624 | 0.00011135 | 0.00016966 | 0.00018335 | 0.00011158 | 9.615e-05
3128 | 131 | 5 | 0.00011415 | 0.00011373 | 0.00011459 | 0.00016288 | 0.00018917 | 0.00011985 | 0.00012419 | 0.00010596 | 0.00010235 | 8.305e-05 | 9.043e-05 | 0.00021713 | 0.00017747 | 0.0001371 | 0.00016914 | 0.00018676 | 0.00024416 | 9.615e-05
3129 | 131 | 5 | 0.00011416 | 0.00011491 | 0.00012263 | 0.00016314 | 0.00019612 | 0.00012238 | 0.00012909 | 0.00011444 | 0.00019016 | 0.00012306 | 0.00010426 | 0.00020666 | 0.00019155 | 0.00017543 | 0.00015974 | 0.0001891 | 0.00036767 | 9.615e-05
3130 | 131 | 5 | 0.00011415 | 0.00011688 | 0.00011021 | 0.00016324 | 0.00019645 | 0.00012244 | 0.00013091 | 0.00012292 | 0.00020073 | 0.00015788 | 0.00012398 | 0.000166 | 0.00017505 | 0.0001831 | 0.00011888 | 0.00018983 | 0.00060328 | 9.615e-05
3131 | 131 | 5 | 0.00011416 | 0.00011778 | 0.00011639 | 0.00016484 | 0.00018964 | 0.00012322 | 0.00013191 | 9.113e-05 | 0.00017375 | 0.0001721 | 0.00014237 | 0.0001643 | 0.00017193 | 0.00017857 | 0.00010093 | 0.00019005 | 0.00063884 | 9.615e-05
3132 | 131 | 5 | 0.00011415 | 0.00011341 | 0.00012748 | 0.00015845 | 0.00019866 | 0.00011812 | 0.00013059 | 8.478e-05 | 0.00016773 | 0.0001745 | 0.00015634 | 0.00016663 | 0.00017022 | 0.00017287 | 7.0599e-05 | 0.00018911 | 0.0006032 | 9.615e-05
3133 | 131 | 5 | 0.00011416 | 0.00011402 | 0.00012116 | 0.00016713 | 0.00019749 | 0.00011509 | 0.00013072 | 8.69e-05 | 0.00016705 | 0.00017309 | 0.00016564 | 0.00015873 | 0.00016298 | 0.00016636 | 9.0806e-05 | 0.00018903 | 0.0007315 | 9.615e-05
3134 | 131 | 5 | 0.00011415 | 0.00010909 | 0.0001114 | 0.00015746 | 0.00019417 | 0.00011598 | 0.00013048 | 6.146e-05 | 0.00016034 | 0.00016904 | 0.00016981 | 0.00017522 | 0.00016807 | 0.00016008 | 0.00011879 | 0.00018922 | 0.00064294 | 9.615e-05
3135 | 131 | 5 | 0.00011416 | 0.00011298 | 0.00011823 | 0.00016022 | 0.00019368 | 0.0001148 | 0.00013004 | 6.147e-05 | 0.0001721 | 0.00016755 | 0.00016929 | 0.00017988 | 0.00016607 | 0.00015148 | 0.00012357 | 0.00018775 | 0.00056818 | 9.615e-05
3136 | 131 | 5 | 0.00011415 | 0.00011345 | 0.00013046 | 0.00015938 | 0.00018978 | 0.00011583 | 0.00013003 | 8.266e-05 | 0.00017786 | 0.00016674 | 0.00016526 | 0.00019526 | 0.00015291 | 0.00011009 | 0.00010219 | 0.00018124 | 0.00048523 | 9.615e-05
3137 | 131 | 5 | 0.00011416 | 0.00011672 | 0.00011883 | 0.00015862 | 0.00018746 | 0.00011784 | 0.00013014 | 8.902e-05 | 0.00019122 | 0.00016165 | 0.00015177 | 0.00021206 | 0.00016012 | 0.0001077 | 8.9178e-05 | 0.00018627 | 0.00026734 | 9.615e-05
3138 | 131 | 5 | 0.00011415 | 0.00011468 | 0.00012715 | 0.00016618 | 0.00018762 | 0.00011935 | 0.00012496 | 0.00010597 | 0.00020719 | 0.00015969 | 0.00013873 | 0.00020128 | 0.00015938 | 0.00011693 | 0.00011675 | 0.00018053 | 9.1087e-05 | 9.615e-05
3139 | 131 | 5 | 0.00011416 | 0.00011112 | 0.00012139 | 0.00011288 | 0.00012766 | 0.00011645 | 0.00012223 | 0.00012928 | 0.00020217 | 0.00015923 | 0.00012966 | 0.00016099 | 0.00013379 | 0.00010619 | 9.7009e-05 | 0.00017594 | 2.2543e-05 | 9.615e-05
3140 | 131 | 5 | 0.00011415 | 0.00011279 | 0.00011363 | 0.0001154 | 0.0001319 | 0.00011414 | 0.00011978 | 0.00015895 | 0.00017027 | 0.00015008 | 0.0001205 | 0.00012736 | 0.00011473 | 0.00010177 | 4.9047e-05 | 0.00017965 | 0 | 9.615e-05
3141 | 131 | 5 | 0.00011416 | 0.0001136 | 0.0001122 | 5.707e-05 | 7.342e-05 | 0.00011421 | 0.00011906 | 0.00017591 | 0.0001378 | 0.00013479 | 0.00011291 | 8.502e-05 | 8.719e-05 | 8.921e-05 | 5.7701e-05 | 0.00017812 | 0 | 9.615e-05
3142 | 131 | 5 | 0.00011415 | 0.00011917 | 0.00011769 | 5.931e-05 | 7.135e-05 | 0.00011342 | 0.00011445 | 0.00019286 | 9.749e-05 | 0.00011375 | 0.00010556 | 8.722e-05 | 8.803e-05 | 8.868e-05 | 5.9771e-05 | 0.0001704 | 0 | 9.615e-05
3143 | 131 | 5 | 0.00011416 | 0.00011525 | 0.00011241 | 5.397e-05 | 6.672e-05 | 0.00010801 | 0.00010783 | 0.00021829 | 9.037e-05 | 9.935e-05 | 9.988e-05 | 7.694e-05 | 7.17e-05 | 6.649e-05 | 5.617e-05 | 0.000166 | 0 | 9.615e-05
3144 | 131 | 5 | 0.00011415 | 0.00011309 | 0.00012522 | 6.082e-05 | 6.275e-05 | 9.976e-05 | 9.992e-05 | 0.00024796 | 7.99e-05 | 8.622e-05 | 9.058e-05 | 6.299e-05 | 6.106e-05 | 5.923e-05 | 6.9178e-05 | 0.00014013 | 0 | 9.615e-05
3145 | 132 | 5 | 0.00011416 | 0.00011557 | 8.731e-05 | 5.928e-05 | 3.921e-05 | 9.51e-05 | 9.439e-05 | 0.00026068 | 6.674e-05 | 7.413e-05 | 8.129e-05 | 6.867e-05 | 6.114e-05 | 5.392e-05 | 6.3394e-05 | 0.00014697 | 0 | 9.511e-05
3146 | 132 | 5 | 0.00011415 | 0.00011688 | 9.14e-05 | 5.663e-05 | 3.815e-05 | 9.165e-05 | 9.19e-05 | 0.00025856 | 6.86e-05 | 6.659e-05 | 7.229e-05 | 3.612e-05 | 4.622e-05 | 5.664e-05 | 6.8951e-05 | 0.00016279 | 0 | 9.511e-05
3147 | 132 | 5 | 0.00011416 | 0.0001173 | 9.515e-05 | 5.521e-05 | 3.821e-05 | 9.157e-05 | 9.083e-05 | 0.00027975 | 4.316e-05 | 5.766e-05 | 6.579e-05 | 2.278e-05 | 4.184e-05 | 6.121e-05 | 6.7783e-05 | 0.00016156 | 0 | 9.511e-05
3148 | 132 | 5 | 0.00011415 | 0.00010911 | 9.535e-05 | 5.84e-05 | 4.549e-05 | 9.223e-05 | 9.099e-05 | 0.0003073 | 2.788e-05 | 4.985e-05 | 6.208e-05 | 2.251e-05 | 5.158e-05 | 8.08e-05 | 6.316e-05 | 0.00014704 | 0 | 9.511e-05
3149 | 132 | 5 | 0.00011416 | 0.00010812 | 8.367e-05 | 5.937e-05 | 3.997e-05 | 9.553e-05 | 9.307e-05 | 0.00025007 | 2.416e-05 | 4.86e-05 | 6.467e-05 | 2.432e-05 | 5.909e-05 | 9.391e-05 | 5.5767e-05 | 0.00013721 | 0 | 9.511e-05
3150 | 132 | 5 | 0.00011415 | 0.00011202 | 9.649e-05 | 0.00010426 | 7.524e-05 | 0.00010342 | 0.00010002 | 0.0001865 | 2.421e-05 | 5.239e-05 | 7.123e-05 | 3.048e-05 | 6.885e-05 | 0.00010715 | 4.7273e-05 | 0.00011488 | 2.351e-05 | 9.511e-05
3151 | 132 | 5 | 0.00011416 | 0.00010787 | 9.01e-05 | 0.00011334 | 8.339e-05 | 0.00011351 | 0.00011427 | 0.00013352 | 2.9e-05 | 5.943e-05 | 8.091e-05 | 4.703e-05 | 8.029e-05 | 0.00011341 | 3.954e-05 | 8.2862e-05 | 8.2993e-05 | 9.511e-05
3152 | 132 | 5 | 0.00011415 | 0.00011125 | 8.546e-05 | 0.00016277 | 0.00011955 | 0.00011611 | 0.00012466 | 0.00011021 | 4.292e-05 | 6.869e-05 | 9.118e-05 | 6.864e-05 | 0.00010321 | 0.00013744 | 3.0104e-05 | 7.7402e-05 | 0.0001415 | 9.511e-05
3153 | 132 | 5 | 0.00011416 | 0.00010871 | 9.729e-05 | 0.00016406 | 0.00012055 | 0.00011653 | 0.00012855 | 9.326e-05 | 6.26e-05 | 8.343e-05 | 0.00010504 | 9.94e-05 | 0.0001386 | 0.00017709 | 1.963e-05 | 8.5796e-05 | 0.00024892 | 9.511e-05
3154 | 132 | 5 | 0.00011415 | 0.00010977 | 9.962e-05 | 0.0001586 | 0.00011613 | 0.00011327 | 0.00012908 | 8.69e-05 | 9.079e-05 | 0.00010701 | 0.00012503 | 0.00012796 | 0.00015575 | 0.00018274 | 2.3105e-05 | 0.00012059 | 0.00050305 | 9.511e-05
3155 | 132 | 5 | 0.00011416 | 0.0001161 | 0.00010061 | 0.00016687 | 0.00011745 | 0.00011139 | 0.00012964 | 6.358e-05 | 0.00011909 | 0.0001305 | 0.00014318 | 0.00013626 | 0.00015867 | 0.0001803 | 5.5059e-05 | 0.00015932 | 0.00025932 | 9.511e-05
3156 | 132 | 5 | 0.00011415 | 0.00011418 | 9.495e-05 | 0.00015694 | 0.00011565 | 0.00010951 | 0.00012846 | 2.968e-05 | 0.00013182 | 0.00014621 | 0.00015734 | 0.00013773 | 0.00015676 | 0.00017506 | 6.8618e-05 | 0.00016206 | 0.00075318 | 9.511e-05
3157 | 132 | 5 | 0.00011416 | 0.00011177 | 8.233e-05 | 0.00016183 | 0.00011967 | 0.00010949 | 0.00012962 | 2.331e-05 | 0.00013625 | 0.00015338 | 0.00016688 | 0.00012752 | 0.00014691 | 0.00016564 | 0.00010682 | 0.00017069 | 0.00059081 | 9.511e-05
3158 | 132 | 5 | 0.00011415 | 0.00011239 | 8.702e-05 | 0.00016332 | 0.00011923 | 0.00010894 | 0.00012928 | 3.179e-05 | 0.0001295 | 0.00015242 | 0.00017067 | 0.00011264 | 0.00013771 | 0.00016217 | 0.00013351 | 0.00016703 | 0.00047649 | 9.511e-05
3159 | 132 | 5 | 0.00011416 | 0.00011739 | 9.355e-05 | 0.00016185 | 0.00011293 | 0.00010904 | 0.00012907 | 3.18e-05 | 0.0001166 | 0.00014659 | 0.00017038 | 0.00012544 | 0.00013888 | 0.00015177 | 0.00014815 | 0.00017734 | 0.0006109 | 9.511e-05
3160 | 132 | 5 | 0.00011415 | 0.00011829 | 8.988e-05 | 0.00016374 | 0.00011885 | 0.00011044 | 0.00012911 | 4.027e-05 | 0.00012387 | 0.00014221 | 0.00016621 | 0.00013238 | 0.00012098 | 0.00010936 | 0.00016294 | 0.00018709 | 0.00042211 | 9.511e-05
3161 | 132 | 5 | 0.00011416 | 0.00011519 | 8.62e-05 | 0.00016597 | 0.00011417 | 0.00011412 | 0.00013005 | 4.874e-05 | 0.00013025 | 0.00013359 | 0.00015232 | 0.00013951 | 0.00012368 | 0.00010764 | 0.0001956 | 0.00018813 | 0.00029472 | 9.511e-05
3162 | 132 | 5 | 0.00011415 | 0.00011455 | 9.062e-05 | 0.00016441 | 0.0001179 | 0.00011792 | 0.00012533 | 6.358e-05 | 0.0001372 | 0.00012783 | 0.00013905 | 0.00013943 | 0.00012869 | 0.00011765 | 0.00020615 | 0.00018812 | 0.00012765 | 9.511e-05
3163 | 132 | 5 | 0.00011416 | 0.00011361 | 0.00010121 | 0.00011154 | 8.002e-05 | 0.00011647 | 0.00012168 | 8.266e-05 | 0.00013881 | 0.00012684 | 0.00013 | 0.00013969 | 0.00012333 | 0.00010675 | 0.00019766 | 0.00018791 | 2.67e-05 | 9.511e-05
3164 | 132 | 5 | 0.00011415 | 0.00011313 | 0.00010089 | 0.00011026 | 7.544e-05 | 0.0001139 | 0.00011868 | 0.00011657 | 0.0001395 | 0.00012558 | 0.0001208 | 0.00014304 | 0.00012274 | 0.00010226 | 0.00017086 | 0.0001872 | 0 | 9.511e-05
3165 | 132 | 5 | 0.00011416 | 0.00011702 | 0.00010094 | 6.065e-05 | 3.773e-05 | 0.00011334 | 0.00011871 | 0.0001314 | 0.00014228 | 0.00012425 | 0.00011324 | 8.493e-05 | 8.694e-05 | 8.895e-05 | 0.00016437 | 0.00018611 | 0 | 9.511e-05
3166 | 132 | 5 | 0.00011415 | 0.00010789 | 9.051e-05 | 6.345e-05 | 4.521e-05 | 0.00011343 | 0.00011587 | 0.00014836 | 9.748e-05 | 0.00011045 | 0.0001058 | 8.715e-05 | 8.78e-05 | 8.845e-05 | 0.00016291 | 0.00018469 | 0 | 9.511e-05
3167 | 132 | 5 | 0.00011416 | 0.00011307 | 0.00010057 | 5.287e-05 | 3.819e-05 | 0.00010825 | 0.00010896 | 0.00015896 | 9.066e-05 | 9.858e-05 | 0.00010002 | 8.462e-05 | 7.579e-05 | 6.714e-05 | 0.00016621 | 0.00018213 | 0 | 9.511e-05
3168 | 132 | 5 | 0.00011415 | 0.00011443 | 8.11e-05 | 5.377e-05 | 4.483e-05 | 9.937e-05 | 0.00010088 | 0.00017378 | 8.618e-05 | 8.758e-05 | 9.08e-05 | 7.843e-05 | 6.834e-05 | 5.849e-05 | 0.00018192 | 0.00018436 | 0 | 9.511e-05
3169 | 133 | 5 | 0.00011416 | 0.0001136 | 0.00010564 | 6.328e-05 | 1.485e-05 | 9.459e-05 | 9.504e-05 | 0.00018439 | 7.992e-05 | 7.816e-05 | 8.129e-05 | 6.828e-05 | 6.079e-05 | 5.361e-05 | 0.00018249 | 0.00018515 | 0 | 9.451e-05
3170 | 133 | 5 | 0.00011415 | 0.00010809 | 0.00012509 | 5.884e-05 | 1.475e-05 | 9.077e-05 | 9.215e-05 | 0.00019498 | 7.099e-05 | 6.97e-05 | 7.217e-05 | 3.569e-05 | 4.567e-05 | 5.597e-05 | 0.00017892 | 0.00018679 | 0 | 9.451e-05
3171 | 133 | 5 | 0.00011416 | 0.00010846 | 0.00010645 | 5.658e-05 | 1.351e-05 | 8.986e-05 | 9.119e-05 | 0.00019922 | 4.369e-05 | 5.905e-05 | 6.551e-05 | 2.276e-05 | 4.18e-05 | 6.115e-05 | 0.00017092 | 0.00018599 | 0 | 9.451e-05
3172 | 133 | 5 | 0.00011415 | 0.00011126 | 0.00011384 | 5.498e-05 | 1.28e-05 | 9.078e-05 | 9.137e-05 | 0.00020558 | 2.809e-05 | 5.029e-05 | 6.181e-05 | 2.234e-05 | 5.12e-05 | 8.02e-05 | 0.00014996 | 0.00018403 | 0 | 9.451e-05
3173 | 133 | 5 | 0.00011416 | 0.0001084 | 0.0001099 | 5.545e-05 | 1.375e-05 | 9.48e-05 | 9.292e-05 | 0.00019497 | 2.399e-05 | 4.857e-05 | 6.429e-05 | 2.409e-05 | 5.853e-05 | 9.303e-05 | 0.00012899 | 0.00017986 | 0 | 9.451e-05
3174 | 133 | 5 | 0.00011415 | 0.00010916 | 0.00010649 | 0.00011467 | 2.666e-05 | 0.00010198 | 9.924e-05 | 0.00016955 | 2.399e-05 | 5.207e-05 | 7.072e-05 | 3.023e-05 | 6.829e-05 | 0.00010628 | 0.00011139 | 0.00017253 | 2.547e-05 | 9.451e-05
3175 | 133 | 5 | 0.00011416 | 0.00010965 | 0.00012013 | 0.00011225 | 2.581e-05 | 0.00011206 | 0.00011344 | 0.00011657 | 2.877e-05 | 5.895e-05 | 8.03e-05 | 4.696e-05 | 8.016e-05 | 0.00011323 | 9.5687e-05 | 0.00016142 | 0.00016393 | 9.451e-05
3176 | 133 | 5 | 0.00011415 | 0.0001088 | 0.00012076 | 0.00015769 | 3.856e-05 | 0.00011429 | 0.00012285 | 6.994e-05 | 4.281e-05 | 6.832e-05 | 9.062e-05 | 6.829e-05 | 0.00010269 | 0.00013673 | 7.7476e-05 | 0.00014815 | 0.00035398 | 9.451e-05
3177 | 133 | 5 | 0.00011416 | 0.00011416 | 0.00011629 | 0.00015962 | 3.908e-05 | 0.00011339 | 0.00012733 | 2.967e-05 | 6.23e-05 | 8.303e-05 | 0.00010444 | 9.987e-05 | 0.00013925 | 0.00017791 | 5.3323e-05 | 0.00013078 | 0.00051521 | 9.451e-05
3178 | 133 | 5 | 0.00011415 | 0.00010583 | 0.00011406 | 0.00015648 | 3.838e-05 | 0.00011202 | 0.00012768 | 1.06e-05 | 9.109e-05 | 0.00010698 | 0.00012474 | 0.00012643 | 0.00015389 | 0.00018056 | 4.605e-05 | 0.00011533 | 0.00062361 | 9.451e-05
3179 | 133 | 5 | 0.00011416 | 0.00010505 | 0.00011764 | 0.00015815 | 3.781e-05 | 0.0001106 | 0.0001284 | 0 | 0.00011795 | 0.00012991 | 0.00014253 | 0.00013512 | 0.00015734 | 0.00017878 | 4.711e-05 | 9.943e-05 | 0.00055925 | 9.451e-05
3180 | 133 | 5 | 0.00011415 | 0.00011093 | 0.00011829 | 0.00016049 | 3.824e-05 | 0.00010615 | 0.00012676 | 0 | 0.00013071 | 0.00014518 | 0.00015649 | 0.00013695 | 0.00015588 | 0.00017406 | 3.0448e-05 | 6.2715e-05 | 0.00057429 | 9.451e-05
3181 | 133 | 5 | 0.00011416 | 0.00011487 | 0.00011975 | 0.00016087 | 4.001e-05 | 0.00010684 | 0.00012772 | 0 | 0.0001354 | 0.0001523 | 0.00016593 | 0.00012806 | 0.00014753 | 0.00016633 | 3.5421e-05 | 6.6036e-05 | 0.00064444 | 9.451e-05
3182 | 133 | 5 | 0.00011415 | 0.00010797 | 0.00012549 | 0.00015858 | 3.912e-05 | 0.00010931 | 0.00012829 | 0 | 0.00012971 | 0.00015196 | 0.00017002 | 0.00011197 | 0.00013688 | 0.00016119 | 3.411e-05 | 6.986e-05 | 0.00053971 | 9.451e-05
3183 | 133 | 5 | 0.00011416 | 0.00010731 | 0.00012583 | 0.00015871 | 3.84e-05 | 0.00011121 | 0.0001287 | 0 | 0.00011609 | 0.00014617 | 0.00016964 | 0.00012667 | 0.00014025 | 0.00015326 | 3.4169e-05 | 7.2158e-05 | 0.00046463 | 9.451e-05
3184 | 133 | 5 | 0.00011415 | 0.00011508 | 0.00011821 | 0.00016012 | 3.813e-05 | 0.00011241 | 0.00012915 | 0 | 0.00012474 | 0.00014242 | 0.00016601 | 0.00013217 | 0.00012079 | 0.00010919 | 4.3472e-05 | 7.6835e-05 | 0.000494 | 9.451e-05
3185 | 133 | 5 | 0.00011416 | 0.00010444 | 0.00012316 | 0.00015943 | 3.843e-05 | 0.00011548 | 0.00012928 | 0 | 0.00013025 | 0.00013382 | 0.00015226 | 0.00013828 | 0.00012259 | 0.00010669 | 5.6257e-05 | 8.4149e-05 | 0.00030134 | 9.451e-05
3186 | 133 | 5 | 0.00011415 | 0.00011441 | 0.00011196 | 0.0001656 | 4.008e-05 | 0.00011745 | 0.00012555 | 0 | 0.00013626 | 0.00012757 | 0.00013888 | 0.0001401 | 0.00012931 | 0.00011822 | 7.6381e-05 | 9.5762e-05 | 0.00012941 | 9.451e-05
3187 | 133 | 5 | 0.00011416 | 0.00011447 | 0.00011847 | 0.00011486 | 2.604e-05 | 0.00011594 | 0.00012296 | 8.49e-06 | 0.00013916 | 0.00012676 | 0.00013001 | 0.00013959 | 0.00012324 | 0.00010667 | 9.2483e-05 | 0.00010573 | 2.2772e-05 | 9.451e-05
3188 | 133 | 5 | 0.00011415 | 0.00010807 | 0.00010853 | 0.00010834 | 2.755e-05 | 0.00011477 | 0.00011976 | 4.662e-05 | 0.00013946 | 0.00012557 | 0.00012083 | 0.00014241 | 0.0001222 | 0.00010182 | 0.00010156 | 0.00011102 | 0 | 9.451e-05
3189 | 133 | 5 | 0.00011416 | 0.00011097 | 0.00010746 | 6.197e-05 | 1.438e-05 | 0.00011524 | 0.00011796 | 8.054e-05 | 0.00014179 | 0.00012406 | 0.00011313 | 8.357e-05 | 8.554e-05 | 8.752e-05 | 0.00011805 | 0.00011211 | 0 | 9.451e-05
3190 | 133 | 5 | 0.00011415 | 0.0001046 | 0.00012177 | 6.211e-05 | 1.353e-05 | 0.00011679 | 0.00011541 | 0.00010808 | 9.633e-05 | 0.00010977 | 0.00010538 | 8.725e-05 | 8.789e-05 | 8.854e-05 | 0.00011764 | 0.00011001 | 0 | 9.451e-05
3191 | 133 | 5 | 0.00011416 | 0.00010997 | 0.00012072 | 5.811e-05 | 1.309e-05 | 0.00011156 | 0.00010882 | 0.00012928 | 9.05e-05 | 9.805e-05 | 9.967e-05 | 8.396e-05 | 7.52e-05 | 6.662e-05 | 0.00010338 | 0.00010695 | 0 | 9.451e-05
3192 | 133 | 5 | 0.00011415 | 0.00010682 | 0.0001073 | 6.202e-05 | 1.336e-05 | 0.00010312 | 0.00010065 | 0.00014623 | 8.56e-05 | 8.71e-05 | 9.036e-05 | 7.818e-05 | 6.813e-05 | 5.831e-05 | 5.8678e-05 | 7.4742e-05 | 0 | 9.451e-05
3193 | 134 | 5 | 0.00011416 | 0.0001111 | 0.0001208 | 6.142e-05 | 7.187e-05 | 9.87e-05 | 9.495e-05 | 0.00015259 | 7.961e-05 | 7.778e-05 | 8.088e-05 | 5.401e-05 | 5.343e-05 | 5.301e-05 | 4.9691e-05 | 7.8414e-05 | 0 | 9.442e-05
3194 | 134 | 5 | 0.00011415 | 0.00011034 | 0.00011405 | 5.952e-05 | 7.506e-05 | 9.584e-05 | 9.22e-05 | 0.00015895 | 5.98e-05 | 6.682e-05 | 7.173e-05 | 1.942e-05 | 3.759e-05 | 5.594e-05 | 4.5899e-05 | 7.7926e-05 | 0 | 9.442e-05
3195 | 134 | 5 | 0.00011416 | 0.00011254 | 0.00012928 | 5.511e-05 | 6.657e-05 | 9.427e-05 | 9.136e-05 | 0.00016531 | 2.884e-05 | 5.362e-05 | 6.518e-05 | 1.413e-05 | 3.779e-05 | 6.159e-05 | 4.1773e-05 | 6.6287e-05 | 0 | 9.442e-05
3196 | 134 | 5 | 0.00011415 | 0.00011464 | 0.00012651 | 5.221e-05 | 6.352e-05 | 9.485e-05 | 9.107e-05 | 0.00016742 | 1.82e-05 | 4.475e-05 | 6.165e-05 | 1.4e-05 | 4.679e-05 | 7.958e-05 | 3.5957e-05 | 6.2692e-05 | 0 | 9.442e-05
3197 | 134 | 5 | 0.00011416 | 0.00010792 | 0.0001097 | 5.9e-05 | 6.996e-05 | 9.764e-05 | 9.218e-05 | 0.00015472 | 1.509e-05 | 4.353e-05 | 6.408e-05 | 1.967e-05 | 5.71e-05 | 9.442e-05 | 2.7038e-05 | 5.5958e-05 | 0 | 9.442e-05
3198 | 134 | 5 | 0.00011415 | 0.00011658 | 0.00012522 | 0.0001118 | 0.00012748 | 0.00010555 | 9.882e-05 | 0.00012504 | 1.854e-05 | 4.847e-05 | 7.088e-05 | 4.681e-05 | 7.747e-05 | 0.00010787 | 2.3571e-05 | 4.8779e-05 | 3.7848e-05 | 9.442e-05
3199 | 134 | 5 | 0.00011416 | 0.00011351 | 0.00012439 | 0.00010992 | 0.00013162 | 0.00011321 | 0.0001121 | 9.114e-05 | 4.044e-05 | 6.031e-05 | 8.084e-05 | 0.00012169 | 0.00011715 | 0.00011223 | 1.8417e-05 | 4.4039e-05 | 0.00014365 | 9.442e-05
3200 | 134 | 5 | 0.00011415 | 0.00011654 | 0.00012975 | 0.00016118 | 0.00019466 | 0.00011368 | 0.00012178 | 4.239e-05 | 0.0001032 | 8.384e-05 | 9.094e-05 | 0.00021564 | 0.00017626 | 0.00013616 | 1.1979e-05 | 4.0106e-05 | 0.00027381 | 9.442e-05
3201 | 134 | 5 | 0.00011416 | 0.00011723 | 0.0001241 | 0.00015655 | 0.00018734 | 0.00011224 | 0.00012506 | 6.36e-06 | 0.00018919 | 0.00012318 | 0.00010458 | 0.00020889 | 0.00019361 | 0.00017732 | 1.1886e-05 | 3.5183e-05 | 0.00034321 | 9.442e-05
3202 | 134 | 5 | 0.00011415 | 0.00011852 | 0.00013057 | 0.00016353 | 0.00018958 | 0.00010916 | 0.00012633 | 0 | 0.0002023 | 0.0001585 | 0.0001247 | 0.00016511 | 0.00017412 | 0.00018213 | 1.0673e-05 | 2.8753e-05 | 0.00055649 | 9.442e-05
3203 | 134 | 5 | 0.00011416 | 0.00011131 | 0.00012083 | 0.00015642 | 0.00019147 | 0.00010793 | 0.00012652 | 0 | 0.00017333 | 0.00017233 | 0.00014274 | 0.00016403 | 0.00017164 | 0.00017828 | 9.3988e-06 | 2.3874e-05 | 0.00070834 | 9.442e-05
3204 | 134 | 5 | 0.00011415 | 0.00011706 | 0.00012159 | 0.00015767 | 0.00019322 | 0.00010317 | 0.0001249 | 0 | 0.00016747 | 0.00017443 | 0.00015651 | 0.00016776 | 0.00017137 | 0.00017404 | 5.2247e-06 | 1.6329e-05 | 0.00075695 | 9.442e-05
3205 | 134 | 5 | 0.00011416 | 0.00011108 | 0.00011487 | 0.00016648 | 0.0002 | 0.00010207 | 0.00012443 | 0 | 0.00016789 | 0.00017337 | 0.00016595 | 0.00015963 | 0.00016391 | 0.0001673 | 5.917e-06 | 1.8794e-05 | 0.00064585 | 9.442e-05
3206 | 134 | 5 | 0.00011415 | 0.00011686 | 0.00011372 | 0.00016266 | 0.00019794 | 0.00010195 | 0.00012359 | 0 | 0.00016118 | 0.00016967 | 0.00017026 | 0.00017691 | 0.0001697 | 0.00016163 | 8.6858e-06 | 2.0793e-05 | 0.00068551 | 9.442e-05
3207 | 134 | 5 | 0.00011416 | 0.00011227 | 0.00012096 | 0.00016725 | 0.00019177 | 0.0001022 | 0.00012197 | 1.06e-05 | 0.0001736 | 0.00016863 | 0.00016998 | 0.00018233 | 0.00016833 | 0.00015354 | 1.468e-05 | 2.3819e-05 | 0.00056767 | 9.442e-05
3208 | 134 | 5 | 0.00011415 | 0.00011329 | 0.00011345 | 0.0001572 | 0.00019247 | 0.00010221 | 0.0001211 | 2.543e-05 | 0.00018009 | 0.00016834 | 0.00016636 | 0.00019614 | 0.0001536 | 0.00011058 | 2.014e-05 | 3.2293e-05 | 0.00042659 | 9.442e-05
3209 | 134 | 5 | 0.00011416 | 0.00011175 | 0.00012193 | 0.00016585 | 0.00019986 | 0.00010433 | 0.00012129 | 5.087e-05 | 0.00019237 | 0.00016306 | 0.00015287 | 0.00021291 | 0.00016076 | 0.00010813 | 2.3244e-05 | 4.5036e-05 | 0.00027493 | 9.442e-05
3210 | 134 | 5 | 0.00011415 | 0.00010928 | 0.00012323 | 0.00016322 | 0.00019088 | 0.00010812 | 0.00011909 | 8.265e-05 | 0.00020814 | 0.00016075 | 0.00013973 | 0.00020217 | 0.00016008 | 0.00011745 | 2.2635e-05 | 5.038e-05 | 8.598e-05 | 9.442e-05
3211 | 134 | 5 | 0.00011416 | 0.0001106 | 0.00011458 | 0.00010489 | 0.0001378 | 0.00010866 | 0.00011664 | 0.0001102 | 0.00020308 | 0.00016006 | 0.00013056 | 0.00016161 | 0.00013431 | 0.0001066 | 2.2697e-05 | 5.1783e-05 | 2.4545e-05 | 9.442e-05
3212 | 134 | 5 | 0.00011415 | 0.00011754 | 0.00011342 | 0.00010798 | 0.00012851 | 0.00010828 | 0.00011355 | 0.00013776 | 0.00017095 | 0.00015076 | 0.00012124 | 0.00012678 | 0.0001142 | 0.00010131 | 3.5156e-05 | 5.2848e-05 | 0 | 9.442e-05
3213 | 134 | 5 | 0.00011416 | 0.0001113 | 0.00013 | 6.23e-05 | 7.534e-05 | 0.00010803 | 0.00011176 | 0.00015471 | 0.0001375 | 0.000135 | 0.0001133 | 8.344e-05 | 8.557e-05 | 8.755e-05 | 7.1322e-05 | 5.5312e-05 | 0 | 9.442e-05
3214 | 134 | 5 | 0.00011415 | 0.00010977 | 0.00011344 | 6.257e-05 | 6.621e-05 | 0.0001114 | 0.00011027 | 0.00016743 | 9.622e-05 | 0.00011318 | 0.00010542 | 8.65e-05 | 8.731e-05 | 8.795e-05 | 0.00010823 | 5.8148e-05 | 0 | 9.442e-05
3215 | 134 | 5 | 0.00011416 | 0.00010897 | 0.00011445 | 5.871e-05 | 6.307e-05 | 0.00010726 | 0.00010485 | 0.00016742 | 8.956e-05 | 9.852e-05 | 9.948e-05 | 7.788e-05 | 7.257e-05 | 6.729e-05 | 0.00012235 | 5.6953e-05 | 0 | 9.442e-05
3216 | 134 | 5 | 0.00011415 | 0.00011029 | 0.00012346 | 5.519e-05 | 7.246e-05 | 0.0001005 | 9.749e-05 | 0.00016319 | 8.043e-05 | 8.596e-05 | 9.031e-05 | 6.251e-05 | 6.059e-05 | 5.878e-05 | 0.00010761 | 4.1588e-05 | 0 | 9.442e-05
3217 | 135 | 5 | 0.00011416 | 0.00011518 | 0.0001309 | 5.583e-05 | 7.393e-05 | 9.408e-05 | 9.197e-05 | 0.00015683 | 6.643e-05 | 7.396e-05 | 8.094e-05 | 5.497e-05 | 5.438e-05 | 5.396e-05 | 0.00010928 | 3.964e-05 | 0 | 9.407e-05
3218 | 135 | 5 | 0.00011415 | 0.00011051 | 0.00012143 | 5.633e-05 | 6.816e-05 | 9.008e-05 | 8.863e-05 | 0.00014411 | 5.788e-05 | 6.406e-05 | 7.203e-05 | 1.962e-05 | 3.797e-05 | 5.651e-05 | 0.00011231 | 4.2751e-05 | 0 | 9.407e-05
3219 | 135 | 5 | 0.00011416 | 0.00011232 | 0.000127 | 6.333e-05 | 6.458e-05 | 8.819e-05 | 8.708e-05 | 0.00014623 | 2.823e-05 | 5.241e-05 | 6.561e-05 | 1.413e-05 | 3.779e-05 | 6.159e-05 | 0.00011036 | 4.6705e-05 | 0 | 9.407e-05
3220 | 135 | 5 | 0.00011415 | 0.00011072 | 0.00012531 | 5.266e-05 | 7.619e-05 | 8.735e-05 | 8.66e-05 | 0.000142 | 1.797e-05 | 4.437e-05 | 6.207e-05 | 1.412e-05 | 4.718e-05 | 8.025e-05 | 0.00011154 | 5.0903e-05 | 0 | 9.407e-05
3221 | 135 | 5 | 0.00011416 | 0.00010676 | 0.00013784 | 5.914e-05 | 6.95e-05 | 8.745e-05 | 8.637e-05 | 0.00013352 | 1.521e-05 | 4.356e-05 | 6.456e-05 | 1.942e-05 | 5.637e-05 | 9.321e-05 | 0.00011351 | 5.4756e-05 | 1.0351e-06 | 9.407e-05
3222 | 135 | 5 | 0.00011415 | 0.00011412 | 0.00012152 | 0.00011518 | 0.00013074 | 8.818e-05 | 8.769e-05 | 0.00012716 | 1.836e-05 | 4.832e-05 | 7.1e-05 | 4.62e-05 | 7.646e-05 | 0.00010647 | 0.00011371 | 6.0204e-05 | 4.0131e-05 | 9.407e-05
3223 | 135 | 5 | 0.00011416 | 0.00010699 | 0.00012606 | 0.00010925 | 0.00013814 | 9.1e-05 | 9.276e-05 | 0.00011445 | 3.993e-05 | 5.98e-05 | 8.055e-05 | 0.00012223 | 0.00011767 | 0.00011272 | 0.00010582 | 5.6873e-05 | 0.00016729 | 9.407e-05
3224 | 135 | 5 | 0.00011415 | 0.00011491 | 0.0001411 | 0.00015926 | 0.00019102 | 9.539e-05 | 9.974e-05 | 0.0001102 | 0.00010352 | 8.359e-05 | 9.069e-05 | 0.00021717 | 0.0001775 | 0.00013712 | 8.1183e-05 | 4.7563e-05 | 0.00036077 | 9.407e-05
3225 | 135 | 5 | 0.00011416 | 0.00011672 | 0.00013118 | 0.00016283 | 0.00020267 | 9.901e-05 | 0.00010607 | 0.00010597 | 0.00019043 | 0.00012356 | 0.00010454 | 0.00020918 | 0.00019388 | 0.00017756 | 5.5991e-05 | 3.9179e-05 | 0.00041867 | 9.407e-05
3226 | 135 | 5 | 0.00011415 | 0.00011075 | 0.00013324 | 0.00016694 | 0.00019877 | 9.97e-05 | 0.00010857 | 8.266e-05 | 0.00020277 | 0.00015901 | 0.00012472 | 0.00016413 | 0.00017309 | 0.00018104 | 3.9707e-05 | 2.823e-05 | 0.00037148 | 9.407e-05
3227 | 135 | 5 | 0.00011416 | 0.00011151 | 0.00013407 | 0.00015613 | 0.000191 | 9.934e-05 | 0.00010864 | 2.968e-05 | 0.0001727 | 0.00017229 | 0.0001426 | 0.00016485 | 0.0001725 | 0.00017917 | 3.8964e-05 | 1.9923e-05 | 0.00054402 | 9.407e-05
3228 | 135 | 5 | 0.00011415 | 0.00011527 | 0.0001425 | 0.0001668 | 0.00019622 | 9.696e-05 | 0.00010721 | 2.755e-05 | 0.00016801 | 0.00017455 | 0.00015663 | 0.00016916 | 0.0001728 | 0.0001755 | 3.1651e-05 | 1.7421e-05 | 0.00072173 | 9.407e-05
3229 | 135 | 5 | 0.00011416 | 0.0001077 | 0.00012506 | 0.00016522 | 0.00019829 | 9.173e-05 | 0.00010544 | 1.272e-05 | 0.00016906 | 0.00017403 | 0.00016639 | 0.00015883 | 0.00016309 | 0.00016647 | 2.709e-05 | 1.6949e-05 | 0.0006512 | 9.407e-05
3230 | 135 | 5 | 0.00011415 | 0.00010968 | 0.00013897 | 0.00016125 | 0.00019792 | 8.907e-05 | 0.00010392 | 0 | 0.00016079 | 0.00016995 | 0.00017047 | 0.00017735 | 0.00017012 | 0.00016203 | 1.9078e-05 | 2.0641e-05 | 0.00057823 | 9.407e-05
3231 | 135 | 5 | 0.00011416 | 0.00011278 | 0.00014062 | 0.00016486 | 0.00019225 | 8.878e-05 | 0.00010245 | 0 | 0.00017391 | 0.00016882 | 0.00017023 | 0.000182 | 0.00016803 | 0.00015326 | 1.7152e-05 | 2.1415e-05 | 0.00065486 | 9.407e-05
3232 | 135 | 5 | 0.00011415 | 0.00011539 | 0.00013455 | 0.00016461 | 0.00019575 | 8.956e-05 | 0.00010358 | 2.332e-05 | 0.00017988 | 0.00016834 | 0.00016651 | 0.00019331 | 0.00015138 | 0.00010899 | 2.1074e-05 | 1.8859e-05 | 0.00050833 | 9.407e-05
3233 | 135 | 5 | 0.00011416 | 0.00011386 | 0.00012189 | 0.00015963 | 0.00019896 | 9.368e-05 | 0.00010676 | 1.272e-05 | 0.00019012 | 0.00016222 | 0.0001526 | 0.00021181 | 0.00015993 | 0.00010757 | 2.5032e-05 | 1.6088e-05 | 0.00032542 | 9.407e-05
3234 | 135 | 5 | 0.00011415 | 0.000107 | 0.0001386 | 0.00016219 | 0.00020154 | 9.821e-05 | 0.00010736 | 2.755e-05 | 0.00020685 | 0.00015968 | 0.00013929 | 0.00020208 | 0.00016001 | 0.0001174 | 3.3665e-05 | 8.2195e-06 | 0.00013196 | 9.407e-05
3235 | 135 | 5 | 0.00011416 | 0.0001116 | 0.00013842 | 0.0001101 | 0.00013048 | 9.98e-05 | 0.00010632 | 5.51e-05 | 0.0002027 | 0.00015932 | 0.00013014 | 0.0001629 | 0.00013538 | 0.00010746 | 3.1397e-05 | 7.5629e-06 | 3.2003e-05 | 9.407e-05
3236 | 135 | 5 | 0.00011415 | 0.0001091 | 0.00012114 | 0.00011489 | 0.00013317 | 0.00010007 | 0.00010466 | 0.00010808 | 0.00017183 | 0.00015078 | 0.00012103 | 0.00012628 | 0.00011375 | 0.00010091 | 2.6218e-05 | 1.6312e-05 | 0 | 9.407e-05
3237 | 135 | 5 | 0.00011416 | 0.00011386 | 0.00012272 | 5.598e-05 | 6.618e-05 | 0.00010005 | 0.00010369 | 0.00012716 | 0.00013727 | 0.00013505 | 0.00011308 | 8.353e-05 | 8.567e-05 | 8.765e-05 | 2.6886e-05 | 2.4336e-05 | 0 | 9.407e-05
3238 | 135 | 5 | 0.00011415 | 0.00011157 | 0.00012654 | 5.808e-05 | 6.872e-05 | 0.00010297 | 0.00010381 | 0.00014836 | 9.628e-05 | 0.00011321 | 0.00010534 | 8.679e-05 | 8.759e-05 | 8.824e-05 | 3.1874e-05 | 3.2042e-05 | 0 | 9.407e-05
3239 | 135 | 5 | 0.00011416 | 0.00010802 | 0.00014011 | 5.304e-05 | 6.402e-05 | 0.0001015 | 9.927e-05 | 0.00017166 | 8.979e-05 | 9.865e-05 | 9.953e-05 | 7.763e-05 | 7.234e-05 | 6.708e-05 | 3.6017e-05 | 5.0786e-05 | 0 | 9.407e-05
3240 | 135 | 5 | 0.00011415 | 0.00011537 | 0.00014047 | 5.255e-05 | 6.955e-05 | 9.579e-05 | 9.425e-05 | 0.00019709 | 8.027e-05 | 8.599e-05 | 9.034e-05 | 6.214e-05 | 6.023e-05 | 5.843e-05 | 4.0452e-05 | 8.349e-05 | 0 | 9.407e-05
3241 | 136 | 5 | 0.00011416 | 0.00011331 | 0.00011719 | 6.357e-05 | 7.426e-05 | 9.097e-05 | 8.85e-05 | 0.00022253 | 6.612e-05 | 7.382e-05 | 8.088e-05 | 5.438e-05 | 5.38e-05 | 5.338e-05 | 3.878e-05 | 0.00010794 | 0 | 9.346e-05
3242 | 136 | 5 | 0.00011415 | 0.00011432 | 0.00011772 | 6.015e-05 | 6.643e-05 | 8.754e-05 | 8.484e-05 | 0.00024796 | 5.736e-05 | 6.37e-05 | 7.185e-05 | 1.939e-05 | 3.752e-05 | 5.584e-05 | 3.5623e-05 | 0.00013896 | 0 | 9.346e-05
3243 | 136 | 5 | 0.00011416 | 0.00010999 | 0.00011321 | 5.855e-05 | 7.013e-05 | 8.538e-05 | 8.289e-05 | 0.0002628 | 2.794e-05 | 5.198e-05 | 6.528e-05 | 1.425e-05 | 3.811e-05 | 6.211e-05 | 5.2874e-05 | 0.00016258 | 0 | 9.346e-05
3244 | 136 | 5 | 0.00011415 | 0.00011527 | 0.00011241 | 5.88e-05 | 6.833e-05 | 8.43e-05 | 8.243e-05 | 0.00023101 | 1.799e-05 | 4.419e-05 | 6.186e-05 | 1.404e-05 | 4.691e-05 | 7.979e-05 | 8.3885e-05 | 0.00017781 | 0 | 9.346e-05
3245 | 136 | 5 | 0.00011416 | 0.00011068 | 0.00011623 | 5.938e-05 | 7.059e-05 | 8.409e-05 | 8.158e-05 | 0.00018438 | 1.514e-05 | 4.343e-05 | 6.431e-05 | 1.954e-05 | 5.673e-05 | 9.38e-05 | 0.00012423 | 0.0001842 | 0 | 9.346e-05
3246 | 136 | 5 | 0.00011415 | 0.00011163 | 0.00010672 | 0.00011409 | 0.00013201 | 8.451e-05 | 8.048e-05 | 0.00016107 | 1.845e-05 | 4.836e-05 | 7.093e-05 | 4.679e-05 | 7.743e-05 | 0.00010783 | 0.0001506 | 0.00018566 | 5.3281e-06 | 9.346e-05
3247 | 136 | 5 | 0.00011416 | 0.00010888 | 0.00010289 | 0.00011285 | 0.00013439 | 8.537e-05 | 8.244e-05 | 0.00013775 | 4.041e-05 | 6.022e-05 | 8.084e-05 | 0.00012151 | 0.00011698 | 0.00011206 | 0.00016859 | 0.00017856 | 5.3544e-05 | 9.346e-05
3248 | 136 | 5 | 0.00011415 | 0.0001172 | 0.00011997 | 0.00015768 | 0.00019008 | 8.634e-05 | 8.681e-05 | 0.00010597 | 0.00010305 | 8.372e-05 | 9.087e-05 | 0.0002183 | 0.00017842 | 0.00013783 | 0.00017391 | 0.00017252 | 4.9379e-05 | 9.346e-05
3249 | 136 | 5 | 0.00011416 | 0.0001154 | 0.00011427 | 0.00016034 | 0.00019378 | 8.973e-05 | 9.152e-05 | 6.358e-05 | 0.00019123 | 0.00012388 | 0.00010486 | 0.00020905 | 0.00019377 | 0.00017745 | 0.00017452 | 0.00017299 | 5.1534e-05 | 9.346e-05
3250 | 136 | 5 | 0.00011415 | 0.00010871 | 0.00012154 | 0.00015706 | 0.00019743 | 9.291e-05 | 9.48e-05 | 5.511e-05 | 0.00020282 | 0.00015923 | 0.00012499 | 0.00016355 | 0.00017248 | 0.00018041 | 0.00018531 | 0.00017884 | 8.2781e-05 | 9.346e-05
3251 | 136 | 5 | 0.00011416 | 0.00011187 | 0.00011125 | 0.00015632 | 0.00019661 | 9.337e-05 | 9.595e-05 | 2.544e-05 | 0.00017227 | 0.00017218 | 0.00014265 | 0.00016659 | 0.00017432 | 0.00018106 | 0.00019686 | 0.00018275 | 5.4283e-05 | 9.346e-05
3252 | 136 | 5 | 0.00011415 | 0.00011877 | 0.00010368 | 0.00016369 | 0.00019191 | 9.291e-05 | 9.648e-05 | 1.484e-05 | 0.00016929 | 0.00017504 | 0.00015702 | 0.00016638 | 0.00016996 | 0.00017261 | 0.00019089 | 0.00018255 | 9.7561e-05 | 9.346e-05
3253 | 136 | 5 | 0.00011416 | 0.00011764 | 0.0001043 | 0.00016107 | 0.00019698 | 8.963e-05 | 9.588e-05 | 4.24e-06 | 0.00016712 | 0.00017351 | 0.0001661 | 0.00016019 | 0.00016448 | 0.00016789 | 0.00018954 | 0.00017987 | 0.00019508 | 9.346e-05
3254 | 136 | 5 | 0.00011415 | 0.00010884 | 0.0001124 | 0.00016292 | 0.00018867 | 8.634e-05 | 9.467e-05 | 1.272e-05 | 0.0001615 | 0.00016982 | 0.00017045 | 0.00017577 | 0.0001686 | 0.00016059 | 0.00018309 | 0.00017459 | 0.00014011 | 9.346e-05
3255 | 136 | 5 | 0.00011416 | 0.00010782 | 0.00011115 | 0.0001621 | 0.00019027 | 8.49e-05 | 9.354e-05 | 3.603e-05 | 0.00017278 | 0.00016833 | 0.0001699 | 0.00018089 | 0.000167 | 0.00015233 | 0.00017733 | 0.00016586 | 0.000397 | 9.346e-05
3256 | 136 | 5 | 0.00011415 | 0.00011859 | 0.00010766 | 0.00016713 | 0.00020085 | 8.718e-05 | 9.442e-05 | 3.392e-05 | 0.0001788 | 0.00016756 | 0.000166 | 0.00019481 | 0.00015256 | 0.00010984 | 0.00016736 | 0.00016152 | 0.00038955 | 9.346e-05
3257 | 136 | 5 | 0.00011416 | 0.00011307 | 0.0001091 | 0.00015759 | 0.00018876 | 9.179e-05 | 9.949e-05 | 6.994e-05 | 0.00019108 | 0.00016207 | 0.00015229 | 0.00021207 | 0.00016013 | 0.00010771 | 0.00015361 | 0.00014772 | 0.00022048 | 9.346e-05
3258 | 136 | 5 | 0.00011415 | 0.0001127 | 0.00011649 | 0.0001645 | 0.00019543 | 9.608e-05 | 0.00010184 | 0.00011657 | 0.0002072 | 0.00015984 | 0.00013914 | 0.00020105 | 0.00015919 | 0.0001168 | 0.00014855 | 0.00012609 | 0.00011747 | 9.346e-05
3259 | 136 | 5 | 0.00011416 | 0.00011452 | 0.00012383 | 0.00010609 | 0.00013449 | 9.915e-05 | 0.0001014 | 0.00014835 | 0.00020199 | 0.0001592 | 0.00012989 | 0.0001625 | 0.00013505 | 0.00010719 | 0.00014231 | 0.00010803 | 3.2639e-05 | 9.346e-05
3260 | 136 | 5 | 0.00011415 | 0.00010819 | 0.000103 | 0.000109 | 0.00013817 | 0.00010016 | 0.00010065 | 0.00015895 | 0.00017141 | 0.00015048 | 0.00012083 | 0.00012663 | 0.00011407 | 0.00010119 | 0.00010912 | 9.5252e-05 | 0 | 9.346e-05
3261 | 136 | 5 | 0.00011416 | 0.00011293 | 0.00010818 | 5.851e-05 | 7.152e-05 | 0.00010199 | 0.00010139 | 0.00016743 | 0.00013744 | 0.00013494 | 0.00011301 | 8.371e-05 | 8.585e-05 | 8.784e-05 | 7.929e-05 | 0.00010183 | 0 | 9.346e-05
3262 | 136 | 5 | 0.00011415 | 0.00011198 | 0.00011607 | 5.479e-05 | 6.488e-05 | 0.00010327 | 0.00010168 | 0.00016743 | 9.643e-05 | 0.00011327 | 0.00010532 | 8.708e-05 | 8.789e-05 | 8.854e-05 | 5.8665e-05 | 0.00011923 | 0 | 9.346e-05
3263 | 136 | 5 | 0.00011416 | 0.00011163 | 0.00010674 | 5.854e-05 | 7.118e-05 | 0.00010026 | 9.682e-05 | 0.00016955 | 9.006e-05 | 9.883e-05 | 9.96e-05 | 7.683e-05 | 7.16e-05 | 6.639e-05 | 5.7504e-05 | 0.00014016 | 0 | 9.346e-05
3264 | 136 | 5 | 0.00011415 | 0.00011089 | 0.00011231 | 5.296e-05 | 6.298e-05 | 9.341e-05 | 9.048e-05 | 0.00018438 | 7.971e-05 | 8.586e-05 | 9.028e-05 | 6.314e-05 | 6.121e-05 | 5.938e-05 | 6.5523e-05 | 0.00015004 | 0 | 9.346e-05
3265 | 137 | 5 | 0.00011416 | 0.00011169 | 0.00010702 | 6.085e-05 | 7.615e-05 | 8.885e-05 | 8.628e-05 | 0.00019286 | 6.681e-05 | 7.4e-05 | 8.104e-05 | 5.454e-05 | 5.396e-05 | 5.353e-05 | 8.5252e-05 | 0.00015693 | 0 | 9.268e-05
3266 | 137 | 5 | 0.00011415 | 0.00011736 | 0.00011436 | 5.271e-05 | 6.957e-05 | 8.613e-05 | 8.403e-05 | 0.00019922 | 5.76e-05 | 6.397e-05 | 7.202e-05 | 1.96e-05 | 3.793e-05 | 5.644e-05 | 9.8382e-05 | 0.00015437 | 0 | 9.268e-05
3267 | 137 | 5 | 0.00011416 | 0.000121 | 0.00010978 | 6.212e-05 | 6.979e-05 | 8.436e-05 | 8.32e-05 | 0.00020134 | 2.816e-05 | 5.231e-05 | 6.557e-05 | 1.399e-05 | 3.74e-05 | 6.097e-05 | 0.00011044 | 0.00015451 | 0 | 9.268e-05
3268 | 137 | 5 | 0.00011415 | 0.00011248 | 0.00010349 | 6.007e-05 | 7.583e-05 | 8.421e-05 | 8.311e-05 | 0.00019921 | 1.784e-05 | 4.416e-05 | 6.186e-05 | 1.419e-05 | 4.744e-05 | 8.068e-05 | 0.00011502 | 0.0001543 | 0 | 9.268e-05
3269 | 137 | 5 | 0.00011416 | 0.00011764 | 0.00010857 | 5.535e-05 | 7.108e-05 | 8.463e-05 | 8.227e-05 | 0.00019286 | 1.524e-05 | 4.35e-05 | 6.449e-05 | 1.94e-05 | 5.632e-05 | 9.313e-05 | 0.00011069 | 0.00014869 | 1.9005e-06 | 9.268e-05
3270 | 137 | 5 | 0.00011415 | 0.00011132 | 0.0001119 | 0.00010868 | 0.00013321 | 8.51e-05 | 8.238e-05 | 0.00016531 | 1.835e-05 | 4.83e-05 | 7.091e-05 | 4.656e-05 | 7.706e-05 | 0.00010731 | 0.00010496 | 0.00014275 | 3.5244e-05 | 9.268e-05
3271 | 137 | 5 | 0.00011416 | 0.00011332 | 0.00010392 | 0.00010997 | 0.00012726 | 8.619e-05 | 8.583e-05 | 0.00017802 | 4.022e-05 | 6.001e-05 | 8.068e-05 | 0.00012212 | 0.00011757 | 0.00011262 | 9.2444e-05 | 0.00014155 | 0.00016847 | 9.268e-05
3272 | 137 | 5 | 0.00011415 | 0.00011812 | 0.00012038 | 0.00016428 | 0.00019632 | 8.831e-05 | 9.082e-05 | 0.00018226 | 0.00010349 | 8.375e-05 | 9.082e-05 | 0.00021708 | 0.00017743 | 0.00013706 | 7.257e-05 | 0.00014488 | 0.00025556 | 9.268e-05
3273 | 137 | 5 | 0.00011416 | 0.00011786 | 0.0001168 | 0.00016417 | 0.0002023 | 9.086e-05 | 9.62e-05 | 0.00016107 | 0.00019035 | 0.00012362 | 0.00010466 | 0.00020615 | 0.00019107 | 0.00017499 | 4.8709e-05 | 0.00014563 | 0.00046287 | 9.268e-05
3274 | 137 | 5 | 0.00011415 | 0.00011712 | 0.00011652 | 0.00016149 | 0.00019754 | 9.291e-05 | 9.958e-05 | 0.00013775 | 0.00020039 | 0.000158 | 0.00012426 | 0.00016401 | 0.00017296 | 0.00018091 | 5.6912e-05 | 0.00014944 | 0.0004929 | 9.268e-05
3275 | 137 | 5 | 0.00011416 | 0.00011893 | 0.00011169 | 0.00016605 | 0.00019087 | 9.387e-05 | 0.00010117 | 0.00016531 | 0.00017214 | 0.00017131 | 0.0001421 | 0.00016498 | 0.00017263 | 0.00017931 | 7.761e-05 | 0.00014887 | 0.00053831 | 9.268e-05
3276 | 137 | 5 | 0.00011415 | 0.00011535 | 0.00012092 | 0.00016018 | 0.00019899 | 9.284e-05 | 0.00010176 | 0.00013776 | 0.00016793 | 0.00017402 | 0.00015617 | 0.0001668 | 0.00017039 | 0.00017305 | 8.6627e-05 | 0.0001532 | 0.00050474 | 9.268e-05
3277 | 137 | 5 | 0.00011416 | 0.00011658 | 0.00011257 | 0.00016601 | 0.00019431 | 8.761e-05 | 0.00010073 | 0.0001314 | 0.00016718 | 0.00017296 | 0.00016545 | 0.00015893 | 0.00016319 | 0.00016657 | 0.00011489 | 0.00015803 | 0.00065265 | 9.268e-05
3278 | 137 | 5 | 0.00011415 | 0.00011981 | 0.00010995 | 0.00016336 | 0.00019606 | 8.57e-05 | 9.931e-05 | 0.00011657 | 0.00016052 | 0.00016912 | 0.00016967 | 0.00017585 | 0.00016868 | 0.00016066 | 0.00013283 | 0.00016347 | 0.00060694 | 9.268e-05
3279 | 137 | 5 | 0.00011416 | 0.00011138 | 0.00010873 | 0.00016501 | 0.0001974 | 8.512e-05 | 9.861e-05 | 0.00012928 | 0.00017264 | 0.00016786 | 0.00016934 | 0.00018063 | 0.00016676 | 0.00015211 | 0.00014129 | 0.00016583 | 0.00050516 | 9.268e-05
3280 | 137 | 5 | 0.00011415 | 0.00011693 | 0.00011908 | 0.00016249 | 0.00020084 | 8.651e-05 | 0.00010069 | 0.00011656 | 0.00017855 | 0.00016724 | 0.00016553 | 0.00019549 | 0.00015309 | 0.00011022 | 0.0001414 | 0.00016539 | 0.00037821 | 9.268e-05
3281 | 137 | 5 | 0.00011416 | 0.00011865 | 0.00011015 | 0.00016311 | 0.00019846 | 9.218e-05 | 0.00010616 | 0.00012293 | 0.00019155 | 0.00016209 | 0.00015207 | 0.00020908 | 0.00015786 | 0.00010619 | 0.00013944 | 0.00016354 | 0.00015256 | 9.268e-05
3282 | 137 | 5 | 0.00011415 | 0.00011905 | 0.00010863 | 0.00015838 | 0.00019802 | 9.759e-05 | 0.00010748 | 0.00012928 | 0.00020495 | 0.00015913 | 0.00013867 | 0.00020156 | 0.0001596 | 0.00011709 | 0.00012896 | 0.00016491 | 9.4116e-05 | 9.268e-05
3283 | 137 | 5 | 0.00011416 | 0.00011853 | 0.0001065 | 0.00011527 | 0.00012858 | 9.99e-05 | 0.00010657 | 0.00015259 | 0.00020196 | 0.00015867 | 0.0001296 | 0.00016132 | 0.00013407 | 0.00010641 | 0.00010348 | 0.00016343 | 3.3827e-05 | 9.268e-05
3284 | 137 | 5 | 0.00011415 | 0.00011924 | 0.00012126 | 0.00011457 | 0.00012717 | 0.00010021 | 0.00010539 | 0.00020346 | 0.00017042 | 0.00014986 | 0.00012043 | 0.00012766 | 0.00011499 | 0.00010201 | 6.9893e-05 | 0.00015828 | 0 | 9.268e-05
3285 | 137 | 5 | 0.00011416 | 0.00012063 | 0.00010917 | 6.124e-05 | 6.423e-05 | 0.00010143 | 0.0001053 | 0.00022677 | 0.00013803 | 0.00013485 | 0.00011286 | 8.353e-05 | 8.566e-05 | 8.764e-05 | 5.1156e-05 | 0.00014722 | 0 | 9.268e-05
3286 | 137 | 5 | 0.00011415 | 0.00011082 | 0.00010325 | 5.565e-05 | 7.634e-05 | 0.00010606 | 0.00010451 | 0.00023948 | 9.64e-05 | 0.00011329 | 0.00010518 | 8.662e-05 | 8.743e-05 | 8.807e-05 | 4.4154e-05 | 0.00012838 | 0 | 9.268e-05
3287 | 137 | 5 | 0.00011416 | 0.00011994 | 0.00010197 | 5.54e-05 | 7.427e-05 | 0.00010166 | 9.777e-05 | 0.00027127 | 8.97e-05 | 9.868e-05 | 9.944e-05 | 7.707e-05 | 7.182e-05 | 6.659e-05 | 3.98e-05 | 0.00010502 | 0 | 9.268e-05
3288 | 137 | 5 | 0.00011415 | 0.00012077 | 0.00011035 | 5.669e-05 | 7.241e-05 | 9.387e-05 | 9.161e-05 | 0.00028399 | 7.984e-05 | 8.58e-05 | 9.02e-05 | 6.256e-05 | 6.064e-05 | 5.883e-05 | 4.1855e-05 | 0.00010436 | 0 | 9.268e-05
3289 | 138 | 5 | 0.00011416 | 0.00011234 | 0.00011706 | 5.293e-05 | 6.745e-05 | 8.975e-05 | 8.787e-05 | 0.00029882 | 6.636e-05 | 7.379e-05 | 8.089e-05 | 5.411e-05 | 5.353e-05 | 5.311e-05 | 4.1841e-05 | 8.9764e-05 | 0 | 9.208e-05
3290 | 138 | 5 | 0.00011415 | 0.00011365 | 0.00012184 | 6.212e-05 | 6.293e-05 | 8.692e-05 | 8.59e-05 | 0.00029882 | 5.718e-05 | 6.364e-05 | 7.179e-05 | 1.966e-05 | 3.806e-05 | 5.663e-05 | 5.0032e-05 | 8.4075e-05 | 0 | 9.208e-05
3291 | 138 | 5 | 0.00011416 | 0.00011662 | 0.00010559 | 6.302e-05 | 6.379e-05 | 8.59e-05 | 8.518e-05 | 0.0003073 | 2.812e-05 | 5.211e-05 | 6.54e-05 | 1.416e-05 | 3.785e-05 | 6.17e-05 | 7.1262e-05 | 8.0343e-05 | 0 | 9.208e-05
3292 | 138 | 5 | 0.00011415 | 0.00011115 | 0.00011629 | 5.948e-05 | 6.488e-05 | 8.75e-05 | 8.592e-05 | 0.0003073 | 1.795e-05 | 4.424e-05 | 6.19e-05 | 1.426e-05 | 4.767e-05 | 8.108e-05 | 9.0527e-05 | 7.8724e-05 | 0 | 9.208e-05
3293 | 138 | 5 | 0.00011416 | 0.00011289 | 0.00010565 | 6.164e-05 | 6.338e-05 | 9.291e-05 | 8.875e-05 | 0.0002628 | 1.531e-05 | 4.37e-05 | 6.463e-05 | 1.953e-05 | 5.669e-05 | 9.374e-05 | 0.00010142 | 7.8469e-05 | 3.8604e-06 | 9.208e-05
3294 | 138 | 5 | 0.00011415 | 0.00011547 | 0.00010859 | 0.00010975 | 0.0001308 | 0.00010334 | 9.777e-05 | 0.00017167 | 1.847e-05 | 4.859e-05 | 7.121e-05 | 4.64e-05 | 7.679e-05 | 0.00010693 | 0.00010836 | 8.6815e-05 | 4.2744e-05 | 9.208e-05
3295 | 138 | 5 | 0.00011416 | 0.00011804 | 0.00011226 | 0.00010937 | 0.00012642 | 0.00011319 | 0.00011335 | 0.000142 | 4.012e-05 | 6.011e-05 | 8.09e-05 | 0.00012201 | 0.00011747 | 0.00011252 | 0.00012317 | 9.3964e-05 | 0.0001389 | 9.208e-05
3296 | 138 | 5 | 0.00011415 | 0.00011767 | 0.00012462 | 0.00015843 | 0.0001935 | 0.00011632 | 0.00012346 | 0.00013564 | 0.00010339 | 8.373e-05 | 9.098e-05 | 0.00021723 | 0.00017755 | 0.00013716 | 0.0001195 | 0.00010079 | 0.00023041 | 9.208e-05
3297 | 138 | 5 | 0.00011416 | 0.00011537 | 0.00011782 | 0.00015915 | 0.00019519 | 0.00011523 | 0.0001272 | 8.902e-05 | 0.00019045 | 0.00012362 | 0.00010478 | 0.00020959 | 0.00019426 | 0.00017791 | 0.00011734 | 0.00010617 | 0.00030403 | 9.208e-05
3298 | 138 | 5 | 0.00011415 | 0.00010902 | 0.00010753 | 0.00016675 | 0.00018734 | 0.00011165 | 0.00012676 | 7.418e-05 | 0.00020309 | 0.00015916 | 0.00012496 | 0.00016583 | 0.00017488 | 0.00018292 | 0.00012167 | 0.00010852 | 0.00012519 | 9.208e-05
3299 | 138 | 5 | 0.00011416 | 0.00011451 | 0.00010372 | 0.00015918 | 0.00019296 | 0.00011028 | 0.00012602 | 6.146e-05 | 0.00017409 | 0.00017307 | 0.00014317 | 0.00016607 | 0.00017377 | 0.00018049 | 0.00014847 | 0.00011188 | 0.00020166 | 9.208e-05
3300 | 138 | 5 | 0.00011415 | 0.00011418 | 0.00012253 | 0.0001587 | 0.00019136 | 0.00011022 | 0.00012401 | 4.027e-05 | 0.00016923 | 0.00017567 | 0.00015741 | 0.00016625 | 0.00016983 | 0.00017248 | 0.00015269 | 0.00010941 | 0.00039015 | 9.208e-05
3301 | 138 | 5 | 0.00011416 | 0.00011395 | 0.00010923 | 0.00016178 | 0.00019881 | 0.00011234 | 0.00012536 | 4.451e-05 | 0.00016707 | 0.00017375 | 0.00016642 | 0.00015816 | 0.0001624 | 0.00016577 | 0.00017992 | 0.0001378 | 0.0002115 | 9.208e-05
3302 | 138 | 5 | 0.00011415 | 0.00011739 | 0.00010598 | 0.0001576 | 0.0001959 | 0.00011334 | 0.00012444 | 4.027e-05 | 0.00015992 | 0.00016912 | 0.00017027 | 0.00017593 | 0.00016875 | 0.00016073 | 0.00019213 | 0.00015796 | 0.00010013 | 9.208e-05
3303 | 138 | 5 | 0.00011416 | 0.00011159 | 0.00011409 | 0.00016445 | 0.00019881 | 0.00011425 | 0.00012427 | 3.816e-05 | 0.00017258 | 0.0001677 | 0.00016969 | 0.00018211 | 0.00016814 | 0.00015336 | 0.00019265 | 0.00016324 | 7.0827e-05 | 9.208e-05
3304 | 138 | 5 | 0.00011415 | 0.00011753 | 0.00011226 | 0.00016518 | 0.000199 | 0.00011533 | 0.00012411 | 1.484e-05 | 0.00017967 | 0.00016762 | 0.00016593 | 0.00019498 | 0.00015269 | 0.00010993 | 0.00019561 | 0.00017199 | 5.3078e-05 | 9.208e-05
3305 | 138 | 5 | 0.00011416 | 0.00011738 | 0.0001185 | 0.00016669 | 0.00018622 | 0.00011787 | 0.00012449 | 1.695e-05 | 0.00019136 | 0.00016234 | 0.00015225 | 0.00021088 | 0.00015922 | 0.0001071 | 0.00020267 | 0.00017867 | 4.2515e-05 | 9.208e-05
3306 | 138 | 5 | 0.00011415 | 0.00011236 | 0.00012296 | 0.00015854 | 0.00019174 | 0.00011754 | 0.00012063 | 3.815e-05 | 0.00020635 | 0.00015972 | 0.00013899 | 0.00020212 | 0.00016004 | 0.00011742 | 0.00020929 | 0.00018719 | 4.2642e-05 | 9.208e-05
3307 | 138 | 5 | 0.00011416 | 0.00011272 | 0.00011845 | 0.00010868 | 0.00012546 | 0.00011594 | 0.00011847 | 8.902e-05 | 0.00020268 | 0.00015931 | 0.00012996 | 0.0001615 | 0.00013422 | 0.00010653 | 0.00021128 | 0.00018296 | 1.1089e-05 | 9.208e-05
3308 | 138 | 5 | 0.00011415 | 0.00011616 | 0.00010998 | 0.00011243 | 0.00012454 | 0.00011372 | 0.00011565 | 0.00014835 | 0.00017073 | 0.00015033 | 0.00012078 | 0.00012636 | 0.00011383 | 0.00010098 | 0.00020944 | 0.00018839 | 0 | 9.208e-05
3309 | 138 | 5 | 0.00011416 | 0.00011865 | 0.00010396 | 5.642e-05 | 7.025e-05 | 0.00011264 | 0.00011466 | 0.00016955 | 0.00013711 | 0.00013468 | 0.00011291 | 8.408e-05 | 8.624e-05 | 8.823e-05 | 0.00020695 | 0.00018342 | 0 | 9.208e-05
3310 | 138 | 5 | 0.00011415 | 0.00011484 | 0.00011634 | 6.115e-05 | 6.359e-05 | 0.00011517 | 0.00011278 | 0.00019497 | 9.666e-05 | 0.00011322 | 0.0001053 | 8.63e-05 | 8.71e-05 | 8.775e-05 | 0.00019405 | 0.00017307 | 0 | 9.208e-05
3311 | 138 | 5 | 0.00011416 | 0.00011838 | 0.00012052 | 5.476e-05 | 6.377e-05 | 0.0001103 | 0.00010574 | 0.00021405 | 8.948e-05 | 9.857e-05 | 9.941e-05 | 7.697e-05 | 7.173e-05 | 6.651e-05 | 0.0001595 | 0.00017024 | 0 | 9.208e-05
3312 | 138 | 5 | 0.00011415 | 0.00011943 | 0.00011789 | 5.891e-05 | 6.756e-05 | 0.00010316 | 9.791e-05 | 0.00020981 | 7.972e-05 | 8.569e-05 | 9.012e-05 | 6.202e-05 | 6.011e-05 | 5.831e-05 | 0.00015415 | 0.00017453 | 0 | 9.208e-05
3313 | 139 | 5 | 0.00011416 | 0.00011441 | 0.00013172 | 6.146e-05 | 4.414e-05 | 9.732e-05 | 9.238e-05 | 0.00020134 | 6.591e-05 | 7.352e-05 | 8.069e-05 | 6.857e-05 | 6.105e-05 | 5.384e-05 | 0.00014182 | 0.00016817 | 0 | 9.199e-05
3314 | 139 | 5 | 0.00011415 | 0.00011663 | 0.0001281 | 6.06e-05 | 4.572e-05 | 9.421e-05 | 9.019e-05 | 0.00019498 | 6.836e-05 | 6.614e-05 | 7.178e-05 | 3.552e-05 | 4.545e-05 | 5.57e-05 | 0.00014838 | 0.0001703 | 0 | 9.199e-05
3315 | 139 | 5 | 0.00011416 | 0.00011497 | 0.000139 | 5.677e-05 | 4.579e-05 | 9.334e-05 | 8.885e-05 | 0.00017591 | 4.263e-05 | 5.714e-05 | 6.52e-05 | 2.277e-05 | 4.183e-05 | 6.118e-05 | 0.00016109 | 0.00017924 | 0 | 9.199e-05
3316 | 139 | 5 | 0.00011415 | 0.0001135 | 0.00013987 | 6.182e-05 | 4.617e-05 | 9.458e-05 | 8.913e-05 | 0.00016107 | 2.776e-05 | 4.949e-05 | 6.162e-05 | 2.229e-05 | 5.106e-05 | 7.999e-05 | 0.00017277 | 0.00017773 | 0 | 9.199e-05
3317 | 139 | 5 | 0.00011416 | 0.00011014 | 0.00014171 | 5.979e-05 | 4.112e-05 | 9.835e-05 | 9.087e-05 | 0.00015259 | 2.395e-05 | 4.823e-05 | 6.415e-05 | 2.423e-05 | 5.887e-05 | 9.356e-05 | 0.00017374 | 0.00016462 | 4.3694e-06 | 9.199e-05
3318 | 139 | 5 | 0.00011415 | 0.00011579 | 0.0001448 | 0.00010429 | 8.039e-05 | 0.00010634 | 9.838e-05 | 0.00013564 | 2.409e-05 | 5.206e-05 | 7.075e-05 | 3.071e-05 | 6.937e-05 | 0.00010796 | 0.0001783 | 0.00016361 | 3.868e-05 | 9.199e-05
3319 | 139 | 5 | 0.00011416 | 0.00011534 | 0.00012697 | 0.00010912 | 7.851e-05 | 0.00011573 | 0.00011323 | 0.00011868 | 2.916e-05 | 5.942e-05 | 8.072e-05 | 4.64e-05 | 7.92e-05 | 0.00011188 | 0.00018728 | 0.00016458 | 0.00017439 | 9.199e-05
3320 | 139 | 5 | 0.00011415 | 0.00011882 | 0.00013949 | 0.00016391 | 0.00012109 | 0.00012049 | 0.00012336 | 7.842e-05 | 4.245e-05 | 6.838e-05 | 9.074e-05 | 6.87e-05 | 0.00010331 | 0.00013756 | 0.0001984 | 0.00015909 | 0.000212 | 9.199e-05
3321 | 139 | 5 | 0.00011416 | 0.00011679 | 0.0001284 | 0.00016299 | 0.00011671 | 0.00012328 | 0.00012698 | 2.544e-05 | 6.257e-05 | 8.317e-05 | 0.00010472 | 9.866e-05 | 0.00013757 | 0.00017577 | 0.00020073 | 0.00016817 | 0.00045069 | 9.199e-05
3322 | 139 | 5 | 0.00011415 | 0.0001186 | 0.00013601 | 0.00016471 | 0.00011684 | 0.00011923 | 0.00012741 | 0 | 9.02e-05 | 0.00010649 | 0.00012451 | 0.00012769 | 0.00015542 | 0.00018236 | 0.00020204 | 0.00017183 | 0.00029277 | 9.199e-05
3323 | 139 | 5 | 0.00011416 | 0.00011876 | 0.00014409 | 0.0001619 | 0.00012094 | 0.00011589 | 0.00012762 | 0 | 0.00011876 | 0.00012998 | 0.00014265 | 0.00013599 | 0.00015836 | 0.00017995 | 0.00020655 | 0.00016843 | 6.208e-05 | 9.199e-05
3324 | 139 | 5 | 0.00011415 | 0.0001162 | 0.00012785 | 0.00016534 | 0.00011879 | 0.00011556 | 0.00012704 | 0 | 0.00013154 | 0.00014577 | 0.0001568 | 0.00013661 | 0.00015549 | 0.00017363 | 0.00020344 | 0.00016784 | 0.00040586 | 9.199e-05
3325 | 139 | 5 | 0.00011416 | 0.00011231 | 0.00014 | 0.0001659 | 0.00011756 | 0.00011559 | 0.00012851 | 0 | 0.00013531 | 0.00015266 | 0.00016615 | 0.00012948 | 0.00014917 | 0.00016818 | 0.00020948 | 0.00015875 | 0.0003499 | 9.199e-05
3326 | 139 | 5 | 0.00011415 | 0.00011924 | 0.00013184 | 0.0001646 | 0.00011674 | 0.00011356 | 0.00012924 | 0 | 0.00013084 | 0.00015269 | 0.00017061 | 0.00011244 | 0.00013745 | 0.00016187 | 0.00020441 | 0.00015455 | 0.00033725 | 9.199e-05
3327 | 139 | 5 | 0.00011416 | 0.00010836 | 0.00013097 | 0.00016517 | 0.00011679 | 0.00011405 | 0.00012883 | 0 | 0.00011667 | 0.00014696 | 0.00017038 | 0.000126 | 0.00013949 | 0.00015244 | 0.00019156 | 0.00015078 | 0.00063466 | 9.199e-05
3328 | 139 | 5 | 0.00011415 | 0.00011026 | 0.00013178 | 0.00016536 | 0.00011702 | 0.00011511 | 0.00012885 | 0 | 0.00012435 | 0.00014266 | 0.00016645 | 0.00013172 | 0.00012038 | 0.00010882 | 0.0001751 | 0.0001391 | 0.00033418 | 9.199e-05
3329 | 139 | 5 | 0.00011416 | 0.0001156 | 0.00014353 | 0.00016525 | 0.00012267 | 0.00011879 | 0.0001293 | 0 | 0.00012985 | 0.00013367 | 0.00015248 | 0.0001401 | 0.0001242 | 0.0001081 | 0.00016019 | 0.00011054 | 5.3587e-05 | 9.199e-05
3330 | 139 | 5 | 0.00011415 | 0.00010874 | 0.00014076 | 0.0001629 | 0.00011842 | 0.00011961 | 0.00012477 | 0 | 0.00013759 | 0.00012797 | 0.00013932 | 0.00013953 | 0.00012879 | 0.00011774 | 0.00015837 | 9.2305e-05 | 0.00013495 | 9.199e-05
3331 | 139 | 5 | 0.00011416 | 0.00011715 | 0.00013234 | 0.00010453 | 7.912e-05 | 0.00011836 | 0.00012126 | 0 | 0.00013896 | 0.000127 | 0.00013019 | 0.00013916 | 0.00012285 | 0.00010634 | 0.00015567 | 8.7582e-05 | 8.7388e-06 | 9.199e-05
3332 | 139 | 5 | 0.00011415 | 0.00010929 | 0.00013172 | 0.00010739 | 8.292e-05 | 0.00011594 | 0.0001181 | 0 | 0.00013911 | 0.00012552 | 0.00012086 | 0.0001436 | 0.00012322 | 0.00010266 | 0.0001324 | 8.185e-05 | 0 | 9.199e-05
3333 | 139 | 5 | 0.00011416 | 0.00011346 | 0.00013086 | 6.339e-05 | 4.533e-05 | 0.00011533 | 0.00011672 | 3.179e-05 | 0.00014266 | 0.00012431 | 0.00011332 | 8.512e-05 | 8.712e-05 | 8.914e-05 | 0.00012239 | 6.3582e-05 | 0 | 9.199e-05
3334 | 139 | 5 | 0.00011415 | 0.00011691 | 0.00014456 | 6.085e-05 | 4.342e-05 | 0.00011647 | 0.0001129 | 4.027e-05 | 9.768e-05 | 0.0001106 | 0.00010591 | 8.719e-05 | 8.783e-05 | 8.848e-05 | 0.00011675 | 5.5256e-05 | 0 | 9.199e-05
3335 | 139 | 5 | 0.00011416 | 0.0001092 | 0.00013478 | 6.058e-05 | 3.995e-05 | 0.00011276 | 0.00010587 | 4.239e-05 | 9.074e-05 | 9.872e-05 | 0.00010011 | 8.439e-05 | 7.558e-05 | 6.695e-05 | 0.00012999 | 5.4737e-05 | 0 | 9.199e-05
3336 | 139 | 5 | 0.00011415 | 0.00011053 | 0.00012578 | 6.035e-05 | 4.291e-05 | 0.00010436 | 9.799e-05 | 3.815e-05 | 8.603e-05 | 8.758e-05 | 9.083e-05 | 7.829e-05 | 6.822e-05 | 5.839e-05 | 0.00016317 | 6.9067e-05 | 0 | 9.199e-05
3337 | 140 | 5 | 0.00011416 | 0.00011811 | 0.00014071 | 5.893e-05 | 1.584e-05 | 9.873e-05 | 9.321e-05 | 4.027e-05 | 7.978e-05 | 7.808e-05 | 8.129e-05 | 6.884e-05 | 6.129e-05 | 5.405e-05 | 0.00016567 | 6.4247e-05 | 0 | 9.208e-05
3338 | 140 | 5 | 0.00011415 | 0.00011836 | 0.00012455 | 5.224e-05 | 1.354e-05 | 9.482e-05 | 9.053e-05 | 3.815e-05 | 7.14e-05 | 6.981e-05 | 7.226e-05 | 3.609e-05 | 4.618e-05 | 5.66e-05 | 0.00015379 | 5.981e-05 | 0 | 9.208e-05
3339 | 140 | 5 | 0.00011416 | 0.0001235 | 0.00013296 | 5.206e-05 | 1.591e-05 | 9.446e-05 | 8.966e-05 | 4.027e-05 | 4.408e-05 | 5.937e-05 | 6.572e-05 | 2.313e-05 | 4.249e-05 | 6.216e-05 | 0.00012849 | 6.1786e-05 | 0 | 9.208e-05
3340 | 140 | 5 | 0.00011415 | 0.00011904 | 0.00012367 | 6.198e-05 | 1.42e-05 | 9.562e-05 | 8.981e-05 | 3.603e-05 | 2.847e-05 | 5.079e-05 | 6.222e-05 | 2.241e-05 | 5.134e-05 | 8.042e-05 | 0.00010278 | 5.5984e-05 | 0 | 9.208e-05
3341 | 140 | 5 | 0.00011416 | 0.00011352 | 0.00013547 | 5.891e-05 | 1.501e-05 | 9.924e-05 | 9.171e-05 | 3.391e-05 | 2.413e-05 | 4.898e-05 | 6.472e-05 | 2.421e-05 | 5.883e-05 | 9.35e-05 | 8.8589e-05 | 6.198e-05 | 0 | 9.208e-05
3342 | 140 | 5 | 0.00011415 | 0.00011755 | 0.00012887 | 0.00010498 | 2.794e-05 | 0.00010875 | 9.947e-05 | 3.18e-05 | 2.412e-05 | 5.241e-05 | 7.121e-05 | 3.057e-05 | 6.904e-05 | 0.00010745 | 8.1056e-05 | 7.6465e-05 | 4.7945e-05 | 9.208e-05
3343 | 140 | 5 | 0.00011416 | 0.00012029 | 0.00013583 | 0.00011503 | 2.906e-05 | 0.00011458 | 0.00011414 | 2.331e-05 | 2.906e-05 | 5.942e-05 | 8.096e-05 | 4.656e-05 | 7.948e-05 | 0.00011226 | 8.6273e-05 | 8.3058e-05 | 5.7727e-05 | 9.208e-05
3344 | 140 | 5 | 0.00011415 | 0.00012224 | 0.00012381 | 0.00016198 | 4.044e-05 | 0.00011425 | 0.00012418 | 8.49e-06 | 4.256e-05 | 6.842e-05 | 9.095e-05 | 6.822e-05 | 0.00010259 | 0.0001366 | 8.5204e-05 | 7.7712e-05 | 0.00021009 | 9.208e-05
3345 | 140 | 5 | 0.00011416 | 0.00011546 | 0.00012246 | 0.00015895 | 4.153e-05 | 0.00011331 | 0.00012859 | 0 | 6.221e-05 | 8.295e-05 | 0.00010462 | 9.993e-05 | 0.00013934 | 0.00017804 | 8.4971e-05 | 7.542e-05 | 0.00053514 | 9.208e-05
3346 | 140 | 5 | 0.00011415 | 0.00012386 | 0.00012359 | 0.00016665 | 4.195e-05 | 0.00011192 | 0.00012869 | 0 | 9.112e-05 | 0.00010692 | 0.00012485 | 0.00012715 | 0.00015476 | 0.00018158 | 7.8347e-05 | 8.6472e-05 | 0.00040314 | 9.208e-05
3347 | 140 | 5 | 0.00011416 | 0.00011552 | 0.00014471 | 0.00016063 | 4.07e-05 | 0.00011315 | 0.00012849 | 0 | 0.00011851 | 0.00013021 | 0.00014279 | 0.00013684 | 0.00015934 | 0.00018106 | 7.7075e-05 | 0.00010366 | 6.2758e-05 | 9.208e-05
3348 | 140 | 5 | 0.00011415 | 0.00012167 | 0.00014187 | 0.00016544 | 3.987e-05 | 0.00010985 | 0.00012619 | 0 | 0.00013217 | 0.00014619 | 0.00015718 | 0.00013743 | 0.00015643 | 0.00017469 | 7.0017e-05 | 0.00012435 | 0.00054702 | 9.208e-05
3349 | 140 | 5 | 0.00011416 | 0.00011331 | 0.00013255 | 0.00015809 | 4.156e-05 | 0.000108 | 0.00012603 | 0 | 0.00013608 | 0.00015332 | 0.00016673 | 0.00012963 | 0.00014934 | 0.00016837 | 8.1605e-05 | 0.00013631 | 0.00065978 | 9.208e-05
3350 | 140 | 5 | 0.00011415 | 0.00011691 | 0.00013772 | 0.00016252 | 4.135e-05 | 0.00010536 | 0.00012511 | 0 | 0.00013111 | 0.00015325 | 0.00017118 | 0.0001106 | 0.00013521 | 0.00015923 | 8.8544e-05 | 0.00013777 | 0.00051564 | 9.208e-05
3351 | 140 | 5 | 0.00011416 | 0.00011855 | 0.00012974 | 0.0001654 | 4.101e-05 | 0.00010517 | 0.00012488 | 0 | 0.00011532 | 0.00014646 | 0.00017024 | 0.00012566 | 0.00013913 | 0.00015203 | 9.5256e-05 | 0.00013334 | 0.00053852 | 9.208e-05
3352 | 140 | 5 | 0.00011415 | 0.00012103 | 0.0001373 | 0.00015653 | 4.078e-05 | 0.0001076 | 0.00012593 | 0 | 0.00012384 | 0.00014192 | 0.00016616 | 0.00013173 | 0.00012039 | 0.00010883 | 9.5398e-05 | 0.00013155 | 0.00047975 | 9.208e-05
3353 | 140 | 5 | 0.00011416 | 0.0001214 | 0.00013223 | 0.00016166 | 4.051e-05 | 0.00011283 | 0.00012614 | 0 | 0.00012972 | 0.00013318 | 0.00015212 | 0.0001381 | 0.00012243 | 0.00010655 | 0.00010198 | 0.00013557 | 0.00031856 | 9.208e-05
3354 | 140 | 5 | 0.00011415 | 0.00011483 | 0.00013489 | 0.00016553 | 3.942e-05 | 0.00011546 | 0.00012232 | 0 | 0.00013597 | 0.0001271 | 0.00013859 | 0.00013975 | 0.00012898 | 0.00011792 | 0.00010372 | 0.00013989 | 0.00013753 | 9.208e-05
3355 | 140 | 5 | 0.00011416 | 0.00012296 | 0.00013253 | 0.00011453 | 2.88e-05 | 0.00011569 | 0.00012025 | 0 | 0.00013882 | 0.00012639 | 0.00012958 | 0.00014074 | 0.00012425 | 0.00010755 | 9.4667e-05 | 0.00013804 | 4.1285e-05 | 9.208e-05
3356 | 140 | 5 | 0.00011415 | 0.00011745 | 0.00013116 | 0.00011435 | 2.858e-05 | 0.0001142 | 0.00011769 | 0 | 0.00014028 | 0.00012571 | 0.00012068 | 0.00014301 | 0.00012271 | 0.00010224 | 8.6204e-05 | 0.0001313 | 0 | 9.208e-05
3357 | 140 | 5 | 0.00011416 | 0.00012505 | 0.00013519 | 5.338e-05 | 1.321e-05 | 0.00011288 | 0.00011534 | 0 | 0.00014241 | 0.00012448 | 0.00011317 | 8.468e-05 | 8.667e-05 | 8.868e-05 | 7.3765e-05 | 0.00012518 | 0 | 9.208e-05
3358 | 140 | 5 | 0.00011415 | 0.00011737 | 0.00013508 | 5.961e-05 | 1.473e-05 | 0.00011616 | 0.00011282 | 0 | 9.733e-05 | 0.0001105 | 0.00010575 | 8.779e-05 | 8.844e-05 | 8.91e-05 | 6.5486e-05 | 0.00013168 | 0 | 9.208e-05
3359 | 140 | 5 | 0.00011416 | 0.00012163 | 0.00014326 | 6.356e-05 | 1.373e-05 | 0.00011071 | 0.00010637 | 0 | 9.114e-05 | 9.879e-05 | 0.00010019 | 8.465e-05 | 7.582e-05 | 6.716e-05 | 7.1362e-05 | 0.0001319 | 0 | 9.208e-05
3360 | 140 | 5 | 0.00011415 | 0.00012469 | 0.00012748 | 6.242e-05 | 1.326e-05 | 0.00010245 | 9.86e-05 | 1.272e-05 | 8.629e-05 | 8.778e-05 | 9.096e-05 | 7.818e-05 | 6.812e-05 | 5.831e-05 | 0.00010769 | 0.00014965 | 0 | 9.208e-05
3361 | 141 | 5 | 0.00011416 | 0.00011324 | 0.00013776 | 5.342e-05 | 7.135e-05 | 9.777e-05 | 9.355e-05 | 2.544e-05 | 7.976e-05 | 7.821e-05 | 8.137e-05 | 5.453e-05 | 5.394e-05 | 5.352e-05 | 0.00011263 | 0.00014903 | 0 | 9.26e-05
3362 | 141 | 5 | 0.00011415 | 0.00011578 | 0.00013163 | 6.245e-05 | 6.815e-05 | 9.388e-05 | 9.077e-05 | 3.392e-05 | 6.025e-05 | 6.721e-05 | 7.222e-05 | 1.954e-05 | 3.781e-05 | 5.627e-05 | 0.00011911 | 0.00013958 | 0 | 9.26e-05
3363 | 141 | 5 | 0.00011416 | 0.0001146 | 0.00012886 | 5.916e-05 | 6.967e-05 | 9.285e-05 | 8.96e-05 | 4.663e-05 | 2.902e-05 | 5.394e-05 | 6.56e-05 | 1.407e-05 | 3.763e-05 | 6.134e-05 | 0.00011899 | 0.00013284 | 0 | 9.26e-05
3364 | 141 | 5 | 0.00011415 | 0.00011787 | 0.0001389 | 5.699e-05 | 7.689e-05 | 9.296e-05 | 8.979e-05 | 5.299e-05 | 1.82e-05 | 4.488e-05 | 6.19e-05 | 1.4e-05 | 4.679e-05 | 7.958e-05 | 0.00010614 | 0.00011977 | 0 | 9.26e-05
3365 | 141 | 5 | 0.00011416 | 0.00010837 | 0.00014043 | 5.865e-05 | 7.225e-05 | 9.748e-05 | 9.204e-05 | 4.027e-05 | 1.51e-05 | 4.356e-05 | 6.423e-05 | 1.962e-05 | 5.697e-05 | 9.421e-05 | 9.4462e-05 | 0.00010795 | 6.0832e-06 | 9.26e-05
3366 | 141 | 5 | 0.00011415 | 0.00011562 | 0.00012976 | 0.00010749 | 0.00013328 | 0.00010709 | 0.00010014 | 1.484e-05 | 1.85e-05 | 4.842e-05 | 7.092e-05 | 4.648e-05 | 7.693e-05 | 0.00010713 | 8.1807e-05 | 9.0098e-05 | 2.9746e-05 | 9.26e-05
3367 | 141 | 5 | 0.00011416 | 0.00010848 | 0.00014228 | 0.00011081 | 0.00012929 | 0.00011668 | 0.00011498 | 0 | 4.018e-05 | 6.007e-05 | 8.067e-05 | 0.00012225 | 0.00011769 | 0.00011274 | 6.6508e-05 | 6.4246e-05 | 0.0001751 | 9.26e-05
3368 | 141 | 5 | 0.00011415 | 0.0001075 | 0.00012693 | 0.00015886 | 0.00020027 | 0.00012263 | 0.00012625 | 6.36e-06 | 0.00010359 | 8.383e-05 | 9.086e-05 | 0.00021447 | 0.0001753 | 0.00013542 | 4.0842e-05 | 4.2162e-05 | 0.00036157 | 9.26e-05
3369 | 141 | 5 | 0.00011416 | 0.00010877 | 0.00013616 | 0.00015619 | 0.00020288 | 0.0001239 | 0.00013224 | 0 | 0.00018834 | 0.0001229 | 0.00010435 | 0.00020823 | 0.00019301 | 0.00017676 | 2.9641e-05 | 3.1626e-05 | 0.00051596 | 9.26e-05
3370 | 141 | 5 | 0.00011415 | 0.00010816 | 0.00013497 | 0.00016629 | 0.00020104 | 0.00012458 | 0.00013325 | 0 | 0.00020163 | 0.00015802 | 0.00012437 | 0.0001653 | 0.00017432 | 0.00018234 | 2.5623e-05 | 2.7598e-05 | 0.00051901 | 9.26e-05
3371 | 141 | 5 | 0.00011416 | 0.00011489 | 0.00012466 | 0.00015792 | 0.00019849 | 0.00012502 | 0.00013373 | 0 | 0.00017334 | 0.00017205 | 0.00014251 | 0.00016432 | 0.00017194 | 0.00017859 | 2.9973e-05 | 2.8721e-05 | 0.0002261 | 9.26e-05
3372 | 141 | 5 | 0.00011415 | 0.00011442 | 0.00012217 | 0.00016307 | 0.00020212 | 0.0001224 | 0.00013202 | 0 | 0.00016767 | 0.00017442 | 0.00015641 | 0.00016897 | 0.00017261 | 0.0001753 | 1.7292e-05 | 3.439e-05 | 0.00077882 | 9.26e-05
3373 | 141 | 5 | 0.00011416 | 0.00011773 | 0.00012503 | 0.00016695 | 0.00019288 | 0.00011971 | 0.00013141 | 0 | 0.00016888 | 0.00017388 | 0.00016617 | 0.00015934 | 0.0001636 | 0.00016699 | 3.2515e-05 | 4.8149e-05 | 0.00048354 | 9.26e-05
3374 | 141 | 5 | 0.00011415 | 0.00010994 | 0.00012606 | 0.00016106 | 0.00019175 | 0.00011621 | 0.00012954 | 0 | 0.00016115 | 0.00017002 | 0.00017045 | 0.00017569 | 0.00016852 | 0.00016051 | 4.9006e-05 | 5.7723e-05 | 0.00055297 | 9.26e-05
3375 | 141 | 5 | 0.00011416 | 0.00011506 | 0.00013029 | 0.00016752 | 0.00019259 | 0.00011216 | 0.00012709 | 0 | 0.00017267 | 0.00016837 | 0.00016994 | 0.00018294 | 0.00016889 | 0.00015405 | 5.994e-05 | 6.2101e-05 | 0.00065253 | 9.26e-05
3376 | 141 | 5 | 0.00011415 | 0.00011731 | 0.00013303 | 0.00015739 | 0.00019452 | 0.00011043 | 0.00012549 | 0 | 0.00018039 | 0.00016821 | 0.0001664 | 0.00019542 | 0.00015303 | 0.00011018 | 6.69e-05 | 6.9329e-05 | 0.00048835 | 9.26e-05
3377 | 141 | 5 | 0.00011416 | 0.00011713 | 0.00012662 | 0.00016332 | 0.00020075 | 0.00011109 | 0.00012517 | 0 | 0.00019184 | 0.00016283 | 0.0001528 | 0.00021047 | 0.00015892 | 0.00010689 | 6.8387e-05 | 7.2519e-05 | 0.00033333 | 9.26e-05
3378 | 141 | 5 | 0.00011415 | 0.00011614 | 0.00013185 | 0.00016416 | 0.00019676 | 0.00011214 | 0.00012224 | 0 | 0.00020614 | 0.00015992 | 0.00013934 | 0.00020184 | 0.00015982 | 0.00011726 | 6.6912e-05 | 6.5572e-05 | 0.00013979 | 9.26e-05
3379 | 141 | 5 | 0.00011416 | 0.00011734 | 0.00013136 | 0.00010636 | 0.00012779 | 0.00011157 | 0.00011917 | 0 | 0.00020244 | 0.00015926 | 0.00013015 | 0.00016373 | 0.00013607 | 0.000108 | 5.9708e-05 | 7.351e-05 | 4.1505e-05 | 9.26e-05
3380 | 141 | 5 | 0.00011415 | 0.00011123 | 0.00012329 | 0.00011139 | 0.00013802 | 0.00011079 | 0.00011594 | 1.908e-05 | 0.00017242 | 0.00015092 | 0.0001212 | 0.00012619 | 0.00011367 | 0.00010083 | 4.2176e-05 | 8.4767e-05 | 0 | 9.26e-05
3381 | 141 | 5 | 0.00011416 | 0.00011512 | 0.00013313 | 5.645e-05 | 7.557e-05 | 0.00010908 | 0.00011283 | 4.028e-05 | 0.00013729 | 0.00013518 | 0.0001132 | 8.409e-05 | 8.625e-05 | 8.824e-05 | 3.4027e-05 | 8.891e-05 | 0 | 9.26e-05
3382 | 141 | 5 | 0.00011415 | 0.00011543 | 0.00012616 | 6.122e-05 | 6.597e-05 | 0.00011312 | 0.00011101 | 5.935e-05 | 9.674e-05 | 0.0001135 | 0.00010553 | 8.713e-05 | 8.794e-05 | 8.86e-05 | 2.883e-05 | 8.738e-05 | 0 | 9.26e-05
3383 | 141 | 5 | 0.00011416 | 0.00011632 | 0.00012497 | 6.191e-05 | 6.652e-05 | 0.00010812 | 0.00010563 | 7.418e-05 | 9.016e-05 | 9.899e-05 | 9.979e-05 | 7.685e-05 | 7.161e-05 | 6.64e-05 | 2.8087e-05 | 8.146e-05 | 0 | 9.26e-05
3384 | 141 | 5 | 0.00011415 | 0.00011581 | 0.00012137 | 5.967e-05 | 7.046e-05 | 9.991e-05 | 9.818e-05 | 7.63e-05 | 7.974e-05 | 8.596e-05 | 9.042e-05 | 6.266e-05 | 6.074e-05 | 5.892e-05 | 3.4434e-05 | 9.5474e-05 | 0 | 9.26e-05
3385 | 142 | 5 | 0.00011416 | 0.00011775 | 8.654e-05 | 6.261e-05 | 7.048e-05 | 9.449e-05 | 9.279e-05 | 7.842e-05 | 6.644e-05 | 7.388e-05 | 8.103e-05 | 5.494e-05 | 5.435e-05 | 5.392e-05 | 4.2158e-05 | 8.4392e-05 | 0 | 9.208e-05
3386 | 142 | 5 | 0.00011415 | 0.00011699 | 8.094e-05 | 5.844e-05 | 7.424e-05 | 9.047e-05 | 8.953e-05 | 9.325e-05 | 5.783e-05 | 6.397e-05 | 7.208e-05 | 1.94e-05 | 3.755e-05 | 5.589e-05 | 5.9296e-05 | 8.0648e-05 | 0 | 9.208e-05
3387 | 142 | 5 | 0.00011416 | 0.00012307 | 0.00010219 | 5.463e-05 | 6.993e-05 | 8.801e-05 | 8.761e-05 | 9.749e-05 | 2.804e-05 | 5.222e-05 | 6.547e-05 | 1.414e-05 | 3.78e-05 | 6.162e-05 | 7.8214e-05 | 7.8778e-05 | 0 | 9.208e-05
3388 | 142 | 5 | 0.00011415 | 0.00011422 | 0.00010119 | 5.503e-05 | 6.546e-05 | 8.735e-05 | 8.71e-05 | 0.00010809 | 1.794e-05 | 4.421e-05 | 6.19e-05 | 1.421e-05 | 4.75e-05 | 8.079e-05 | 9.1476e-05 | 7.1895e-05 | 0 | 9.208e-05
3389 | 142 | 5 | 0.00011416 | 0.00011718 | 8.308e-05 | 5.906e-05 | 6.821e-05 | 8.67e-05 | 8.633e-05 | 7.418e-05 | 1.528e-05 | 4.36e-05 | 6.455e-05 | 1.968e-05 | 5.715e-05 | 9.45e-05 | 0.00010039 | 6.162e-05 | 4.344e-06 | 9.208e-05
3390 | 142 | 5 | 0.00011415 | 0.00011786 | 8.544e-05 | 0.00010867 | 0.00013604 | 8.741e-05 | 8.765e-05 | 3.18e-05 | 1.858e-05 | 4.867e-05 | 7.129e-05 | 4.686e-05 | 7.755e-05 | 0.00010799 | 0.00010411 | 5.2127e-05 | 2.2399e-05 | 9.208e-05
3391 | 142 | 5 | 0.00011416 | 0.00012274 | 8.202e-05 | 0.00011256 | 0.00013055 | 9.174e-05 | 9.38e-05 | 0 | 4.05e-05 | 6.05e-05 | 8.119e-05 | 0.00012294 | 0.00011836 | 0.00011338 | 0.00010465 | 4.9815e-05 | 3.2435e-05 | 9.208e-05
3392 | 142 | 5 | 0.00011415 | 0.00011262 | 0.00010098 | 0.00016478 | 0.00018843 | 9.652e-05 | 0.00010195 | 0 | 0.00010419 | 8.437e-05 | 9.146e-05 | 0.00021559 | 0.00017621 | 0.00013613 | 9.7705e-05 | 5.2942e-05 | 0.0001814 | 9.208e-05
3393 | 142 | 5 | 0.00011416 | 0.00011894 | 8.046e-05 | 0.00015615 | 0.00019001 | 9.908e-05 | 0.00010885 | 0 | 0.00018934 | 0.00012361 | 0.000105 | 0.00020768 | 0.00019249 | 0.00017629 | 5.47e-05 | 5.4886e-05 | 0.00028191 | 9.208e-05
3394 | 142 | 5 | 0.00011415 | 0.00012185 | 9.763e-05 | 0.00016287 | 0.00020167 | 9.848e-05 | 0.0001107 | 0 | 0.00020141 | 0.00015833 | 0.00012479 | 0.00016664 | 0.00017573 | 0.00018381 | 3.1531e-05 | 6.0613e-05 | 0.00059646 | 9.208e-05
3395 | 142 | 5 | 0.00011416 | 0.00011806 | 9.361e-05 | 0.0001653 | 0.00020094 | 9.804e-05 | 0.00011079 | 0 | 0.00017437 | 0.00017263 | 0.00014313 | 0.00016612 | 0.00017382 | 0.00018054 | 2.9791e-05 | 7.1378e-05 | 0.00069971 | 9.208e-05
3396 | 142 | 5 | 0.00011415 | 0.00011385 | 0.00010113 | 0.00015815 | 0.00019654 | 9.549e-05 | 0.00010969 | 0 | 0.00016926 | 0.00017557 | 0.00015732 | 0.00016803 | 0.00017165 | 0.00017432 | 1.6482e-05 | 8.6791e-05 | 0.00076693 | 9.208e-05
3397 | 142 | 5 | 0.00011416 | 0.00011848 | 9.06e-05 | 0.000165 | 0.00019686 | 8.903e-05 | 0.00010814 | 0 | 0.00016847 | 0.00017441 | 0.00016672 | 0.0001612 | 0.00016552 | 0.00016895 | 2.1501e-05 | 9.9124e-05 | 0.00071708 | 9.208e-05
3398 | 142 | 5 | 0.00011415 | 0.00012176 | 9.224e-05 | 0.00016668 | 0.00019043 | 8.616e-05 | 0.00010509 | 0 | 0.00016258 | 0.00017085 | 0.00017129 | 0.00017415 | 0.00016705 | 0.00015911 | 2.6755e-05 | 0.00011723 | 0.00058488 | 9.208e-05
3399 | 142 | 5 | 0.00011416 | 0.00012211 | 9.518e-05 | 0.00015726 | 0.00018974 | 8.429e-05 | 0.0001036 | 0 | 0.00017174 | 0.00016847 | 0.00017034 | 0.00017971 | 0.00016592 | 0.00015134 | 3.1682e-05 | 0.00013395 | 0.00039684 | 9.208e-05
3400 | 142 | 5 | 0.00011415 | 0.000114 | 8.739e-05 | 0.00015882 | 0.00020192 | 8.718e-05 | 0.00010416 | 0 | 0.00017772 | 0.00016701 | 0.00016604 | 0.00019629 | 0.00015372 | 0.00011067 | 3.5281e-05 | 0.00013828 | 0.00028214 | 9.208e-05
3401 | 142 | 5 | 0.00011416 | 0.00011779 | 9.203e-05 | 0.00016359 | 0.00019823 | 9.281e-05 | 0.00010685 | 0 | 0.00019199 | 0.00016196 | 0.00015242 | 0.00020974 | 0.00015836 | 0.00010652 | 4.3908e-05 | 0.00013887 | 0.00020565 | 9.208e-05
3402 | 142 | 5 | 0.00011415 | 0.00011493 | 9.979e-05 | 0.00015616 | 0.00019693 | 9.861e-05 | 0.00010859 | 0 | 0.00020551 | 0.00015931 | 0.00013887 | 0.00020336 | 0.00016102 | 0.00011814 | 4.8453e-05 | 0.00013838 | 0.00012902 | 9.208e-05
3403 | 142 | 5 | 0.00011416 | 0.0001236 | 8.476e-05 | 0.00010571 | 0.00013203 | 0.00010076 | 0.00010751 | 0 | 0.00020349 | 0.00015938 | 0.00012987 | 0.00016297 | 0.00013544 | 0.0001075 | 4.097e-05 | 0.00013345 | 3.6813e-05 | 9.208e-05
3404 | 142 | 5 | 0.00011415 | 0.0001177 | 8.672e-05 | 0.00011296 | 0.00013014 | 0.0001008 | 0.00010555 | 5.299e-05 | 0.00017204 | 0.00015093 | 0.00012092 | 0.00012804 | 0.00011534 | 0.00010232 | 3.4274e-05 | 0.00012312 | 0 | 9.208e-05
3405 | 142 | 5 | 0.00011416 | 0.00011607 | 8.401e-05 | 5.722e-05 | 6.797e-05 | 0.00010208 | 0.00010463 | 9.114e-05 | 0.00013868 | 0.00013575 | 0.0001134 | 8.373e-05 | 8.587e-05 | 8.786e-05 | 3.3341e-05 | 0.00010766 | 0 | 9.208e-05
3406 | 142 | 5 | 0.00011415 | 0.00011666 | 8.635e-05 | 5.467e-05 | 6.461e-05 | 0.0001035 | 0.00010499 | 8.689e-05 | 9.673e-05 | 0.00011388 | 0.0001057 | 8.694e-05 | 8.775e-05 | 8.84e-05 | 3.2204e-05 | 0.00011077 | 0 | 9.208e-05
3407 | 142 | 5 | 0.00011416 | 0.00012059 | 8.143e-05 | 6.046e-05 | 6.928e-05 | 9.967e-05 | 9.987e-05 | 8.053e-05 | 9.004e-05 | 9.909e-05 | 9.994e-05 | 7.713e-05 | 7.188e-05 | 6.665e-05 | 3.0595e-05 | 9.5911e-05 | 0 | 9.208e-05
3408 | 142 | 5 | 0.00011415 | 0.0001147 | 8.535e-05 | 5.89e-05 | 6.829e-05 | 9.318e-05 | 9.42e-05 | 8.266e-05 | 7.995e-05 | 8.605e-05 | 9.058e-05 | 6.25e-05 | 6.058e-05 | 5.877e-05 | 3.3848e-05 | 6.58e-05 | 0 | 9.208e-05
3409 | 143 | 5 | 0.00011416 | 0.00011609 | 0.00013197 | 5.774e-05 | 6.769e-05 | 8.833e-05 | 8.915e-05 | 7.629e-05 | 6.634e-05 | 7.388e-05 | 8.112e-05 | 5.421e-05 | 5.363e-05 | 5.321e-05 | 3.3421e-05 | 6.2308e-05 | 0 | 9.372e-05
3410 | 143 | 5 | 0.00011415 | 0.00011844 | 0.00013128 | 5.828e-05 | 7.695e-05 | 8.436e-05 | 8.61e-05 | 8.054e-05 | 5.725e-05 | 6.37e-05 | 7.194e-05 | 1.946e-05 | 3.767e-05 | 5.606e-05 | 3.8165e-05 | 6.3652e-05 | 0 | 9.372e-05
3411 | 143 | 5 | 0.00011416 | 0.00011979 | 0.00011912 | 6.22e-05 | 6.694e-05 | 8.322e-05 | 8.448e-05 | 9.537e-05 | 2.798e-05 | 5.201e-05 | 6.536e-05 | 1.425e-05 | 3.81e-05 | 6.21e-05 | 3.9842e-05 | 6.2486e-05 | 0 | 9.372e-05
3412 | 143 | 5 | 0.00011415 | 0.00011885 | 0.00013854 | 5.578e-05 | 7.177e-05 | 8.235e-05 | 8.384e-05 | 0.00010809 | 1.799e-05 | 4.422e-05 | 6.191e-05 | 1.407e-05 | 4.703e-05 | 7.998e-05 | 3.9077e-05 | 6.5378e-05 | 0 | 9.372e-05
3413 | 143 | 5 | 0.00011416 | 0.00011075 | 0.00013435 | 6.177e-05 | 6.983e-05 | 8.246e-05 | 8.25e-05 | 7.842e-05 | 1.517e-05 | 4.349e-05 | 6.438e-05 | 1.96e-05 | 5.689e-05 | 9.408e-05 | 3.6363e-05 | 7.2974e-05 | 0 | 9.372e-05
3414 | 143 | 5 | 0.00011415 | 0.00011712 | 0.00012437 | 0.00010751 | 0.00013284 | 8.232e-05 | 8.235e-05 | 5.723e-05 | 1.85e-05 | 4.847e-05 | 7.106e-05 | 4.687e-05 | 7.757e-05 | 0.00010801 | 3.0227e-05 | 8.2025e-05 | 1.5238e-05 | 9.372e-05
3415 | 143 | 5 | 0.00011416 | 0.00011311 | 0.00013114 | 0.0001066 | 0.00013138 | 8.51e-05 | 8.538e-05 | 4.875e-05 | 4.048e-05 | 6.035e-05 | 8.1e-05 | 0.00012127 | 0.00011675 | 0.00011184 | 3.128e-05 | 9.6769e-05 | 0.00010347 | 9.372e-05
3416 | 143 | 5 | 0.00011415 | 0.00011328 | 0.00012556 | 0.000163 | 0.00019469 | 8.927e-05 | 9.108e-05 | 3.603e-05 | 0.00010288 | 8.372e-05 | 9.096e-05 | 0.00021713 | 0.00017747 | 0.0001371 | 3.4866e-05 | 0.00010575 | 8.486e-05 | 9.372e-05
3417 | 143 | 5 | 0.00011416 | 0.00011158 | 0.00013347 | 0.00016185 | 0.00020265 | 9.417e-05 | 9.707e-05 | 3.603e-05 | 0.00019029 | 0.0001235 | 0.00010476 | 0.00020963 | 0.0001943 | 0.00017794 | 3.8865e-05 | 0.00010095 | 9.9623e-05 | 9.372e-05
3418 | 143 | 5 | 0.00011415 | 0.00011523 | 0.00012316 | 0.00015668 | 0.00019981 | 9.819e-05 | 0.00010114 | 0 | 0.00020308 | 0.00015908 | 0.00012498 | 0.00016653 | 0.00017562 | 0.00018369 | 4.7054e-05 | 8.7238e-05 | 9.8231e-05 | 9.372e-05
3419 | 143 | 5 | 0.00011416 | 0.00011324 | 0.00013403 | 0.00016418 | 0.0001903 | 0.00010363 | 0.00010396 | 1.06e-05 | 0.00017462 | 0.0001733 | 0.00014335 | 0.00016551 | 0.00017319 | 0.00017988 | 5.3857e-05 | 7.6079e-05 | 0.00014853 | 9.372e-05
3420 | 143 | 5 | 0.00011415 | 0.00011706 | 0.00013244 | 0.00016059 | 0.00019213 | 0.00010528 | 0.00010558 | 4.25e-06 | 0.0001689 | 0.00017569 | 0.00015742 | 0.00016676 | 0.00017035 | 0.000173 | 5.8526e-05 | 5.7437e-05 | 0.00018717 | 9.372e-05
3421 | 143 | 5 | 0.00011416 | 0.00011518 | 0.00012751 | 0.00016721 | 0.00019352 | 0.00010063 | 0.0001057 | 0 | 0.00016742 | 0.00017388 | 0.00016655 | 0.00016031 | 0.0001646 | 0.00016801 | 7.4994e-05 | 5.2566e-05 | 0.0003656 | 9.372e-05
3422 | 143 | 5 | 0.00011415 | 0.00011845 | 0.00013456 | 0.00015811 | 0.00019761 | 9.791e-05 | 0.00010487 | 0 | 0.00016166 | 0.00017003 | 0.00017088 | 0.00017563 | 0.00016847 | 0.00016046 | 8.4523e-05 | 4.7513e-05 | 0.00045059 | 9.372e-05
3423 | 143 | 5 | 0.00011416 | 0.00011995 | 0.00012688 | 0.00015715 | 0.00019968 | 9.644e-05 | 0.00010423 | 1.484e-05 | 0.00017269 | 0.0001684 | 0.00017019 | 0.00018267 | 0.00016864 | 0.00015383 | 8.0057e-05 | 4.6036e-05 | 0.0006124 | 9.372e-05
3424 | 143 | 5 | 0.00011415 | 0.00011914 | 0.00012593 | 0.00016019 | 0.00019598 | 9.733e-05 | 0.00010555 | 0 | 0.00018017 | 0.00016816 | 0.00016646 | 0.00019466 | 0.00015244 | 0.00010975 | 8.0056e-05 | 4.77e-05 | 0.0004768 | 9.372e-05
3425 | 143 | 5 | 0.00011416 | 0.00011251 | 0.0001348 | 0.00016333 | 0.00019094 | 9.965e-05 | 0.00011028 | 4.24e-06 | 0.00019122 | 0.00016255 | 0.00015266 | 0.00021072 | 0.00015911 | 0.00010702 | 7.6444e-05 | 4.1071e-05 | 0.00028433 | 9.372e-05
3426 | 143 | 5 | 0.00011415 | 0.00011826 | 0.00013985 | 0.00016172 | 0.00019223 | 0.00010494 | 0.00011099 | 4.451e-05 | 0.00020621 | 0.00015975 | 0.00013927 | 0.00020336 | 0.00016102 | 0.00011814 | 7.2196e-05 | 3.0543e-05 | 0.0001398 | 9.372e-05
3427 | 143 | 5 | 0.00011416 | 0.00012111 | 0.00012853 | 0.000108 | 0.00013675 | 0.0001073 | 0.00010965 | 5.722e-05 | 0.00020361 | 0.00015963 | 0.00013025 | 0.00016381 | 0.00013613 | 0.00010805 | 6.6907e-05 | 2.0208e-05 | 4.2998e-05 | 9.372e-05
3428 | 143 | 5 | 0.00011415 | 0.00011242 | 0.00012736 | 0.00010932 | 0.00012875 | 0.00010597 | 0.00010838 | 8.477e-05 | 0.0001727 | 0.00015131 | 0.00012133 | 0.00012699 | 0.00011439 | 0.00010148 | 5.5741e-05 | 1.1672e-05 | 0 | 9.372e-05
3429 | 143 | 5 | 0.00011416 | 0.00011275 | 0.00013071 | 5.661e-05 | 7.393e-05 | 0.0001047 | 0.00010754 | 0.00010173 | 0.00013801 | 0.00013569 | 0.00011348 | 8.347e-05 | 8.56e-05 | 8.758e-05 | 5.9482e-05 | 6.7051e-06 | 0 | 9.372e-05
3430 | 143 | 5 | 0.00011415 | 0.00012003 | 0.00013827 | 5.611e-05 | 6.862e-05 | 0.00010495 | 0.00010577 | 0.00014199 | 9.641e-05 | 0.00011361 | 0.00010566 | 8.61e-05 | 8.691e-05 | 8.755e-05 | 7.7081e-05 | 3.8669e-06 | 0 | 9.372e-05
3431 | 143 | 5 | 0.00011416 | 0.00012009 | 0.00013644 | 6.227e-05 | 6.714e-05 | 0.00010004 | 9.961e-05 | 0.00014199 | 8.931e-05 | 9.858e-05 | 9.965e-05 | 7.805e-05 | 7.274e-05 | 6.745e-05 | 8.5491e-05 | 2.4556e-06 | 0 | 9.372e-05
3432 | 143 | 5 | 0.00011415 | 0.00011273 | 0.0001243 | 6.113e-05 | 6.737e-05 | 9.168e-05 | 9.332e-05 | 0.00014411 | 8.051e-05 | 8.597e-05 | 9.046e-05 | 6.245e-05 | 6.053e-05 | 5.872e-05 | 7.3455e-05 | 3.5006e-06 | 0 | 9.372e-05
3433 | 144 | 5 | 0.00011416 | 0.00011651 | 0.00014165 | 6.014e-05 | 6.728e-05 | 8.83e-05 | 8.925e-05 | 0.00013987 | 6.639e-05 | 7.395e-05 | 8.1e-05 | 5.508e-05 | 5.45e-05 | 5.407e-05 | 6.4364e-05 | 6.2739e-06 | 0 | 9.459e-05
3434 | 144 | 5 | 0.00011415 | 0.00011101 | 0.00012866 | 6.267e-05 | 7.171e-05 | 8.559e-05 | 8.776e-05 | 0.00014624 | 5.796e-05 | 6.408e-05 | 7.207e-05 | 1.941e-05 | 3.757e-05 | 5.592e-05 | 5.0417e-05 | 1.0297e-05 | 0 | 9.459e-05
3435 | 144 | 5 | 0.00011416 | 0.00010992 | 0.00012692 | 5.55e-05 | 6.605e-05 | 8.479e-05 | 8.703e-05 | 0.00012928 | 2.809e-05 | 5.229e-05 | 6.549e-05 | 1.417e-05 | 3.787e-05 | 6.173e-05 | 4.1862e-05 | 1.4696e-05 | 0 | 9.459e-05
3436 | 144 | 5 | 0.00011415 | 0.00011019 | 0.00014158 | 5.389e-05 | 7.234e-05 | 8.669e-05 | 8.747e-05 | 0.00013776 | 1.796e-05 | 4.428e-05 | 6.198e-05 | 1.427e-05 | 4.768e-05 | 8.11e-05 | 3.1753e-05 | 2.0305e-05 | 0 | 9.459e-05
3437 | 144 | 5 | 0.00011416 | 0.00010968 | 0.00012785 | 5.355e-05 | 7.189e-05 | 9.256e-05 | 9.009e-05 | 0.00010597 | 1.533e-05 | 4.371e-05 | 6.468e-05 | 1.944e-05 | 5.645e-05 | 9.334e-05 | 2.4545e-05 | 2.8388e-05 | 5.5487e-06 | 9.459e-05
3438 | 144 | 5 | 0.00011415 | 0.00011434 | 0.00013176 | 0.00010704 | 0.00013221 | 0.00010319 | 9.954e-05 | 7.841e-05 | 1.84e-05 | 4.85e-05 | 7.115e-05 | 4.671e-05 | 7.731e-05 | 0.00010766 | 1.9222e-05 | 4.1573e-05 | 3.5337e-05 | 9.459e-05
3439 | 144 | 5 | 0.00011416 | 0.00010906 | 0.00014618 | 0.0001114 | 0.00012436 | 0.00011475 | 0.00011481 | 7.418e-05 | 4.035e-05 | 6.022e-05 | 8.096e-05 | 0.00012195 | 0.00011741 | 0.00011247 | 1.3181e-05 | 5.9694e-05 | 0.00017857 | 9.459e-05
3440 | 144 | 5 | 0.00011415 | 0.00010959 | 0.00012825 | 0.00016587 | 0.00018689 | 0.00012102 | 0.00012659 | 5.935e-05 | 0.00010339 | 8.383e-05 | 9.103e-05 | 0.00021787 | 0.00017808 | 0.00013757 | 3.3812e-06 | 7.9542e-05 | 0.00036323 | 9.459e-05
3441 | 144 | 5 | 0.00011416 | 0.0001072 | 0.00014337 | 0.00015668 | 0.00019366 | 0.00012419 | 0.00013161 | 3.179e-05 | 0.00019096 | 0.00012387 | 0.00010493 | 0.00020969 | 0.00019436 | 0.000178 | 3.8183e-07 | 9.4497e-05 | 0.00051865 | 9.459e-05
3442 | 144 | 5 | 0.00011415 | 0.00011717 | 0.00012887 | 0.00016017 | 0.00019818 | 0.0001226 | 0.00013324 | 0 | 0.00020327 | 0.0001594 | 0.00012512 | 0.00016365 | 0.00017258 | 0.00018052 | 4.8816e-07 | 0.0001065 | 0.00065296 | 9.459e-05
3443 | 144 | 5 | 0.00011416 | 0.00011409 | 0.0001321 | 0.00015971 | 0.0001931 | 0.00012205 | 0.00013444 | 0 | 0.00017244 | 0.00017238 | 0.0001428 | 0.00016458 | 0.00017221 | 0.00017887 | 7.3325e-07 | 0.00011608 | 0.00072161 | 9.459e-05
3444 | 144 | 5 | 0.00011415 | 0.00010758 | 0.00013003 | 0.00016678 | 0.0001895 | 0.00011784 | 0.00013272 | 6.36e-06 | 0.00016776 | 0.00017442 | 0.00015666 | 0.00016682 | 0.00017041 | 0.00017306 | 7.8598e-07 | 0.00012279 | 0.00076078 | 9.459e-05
3445 | 144 | 5 | 0.00011416 | 0.00010968 | 0.00013855 | 0.00016037 | 0.00018947 | 0.00011718 | 0.00013236 | 0 | 0.00016718 | 0.00017303 | 0.00016583 | 0.00015821 | 0.00016245 | 0.00016581 | 1.634e-06 | 0.00013296 | 0.0007607 | 9.459e-05
3446 | 144 | 5 | 0.00011415 | 0.00011191 | 0.00013659 | 0.00016711 | 0.00019386 | 0.00011828 | 0.00013166 | 0 | 0.00015993 | 0.00016886 | 0.00016976 | 0.00017753 | 0.00017029 | 0.00016219 | 2.2563e-06 | 0.00013609 | 0.0007085 | 9.459e-05
3447 | 144 | 5 | 0.00011416 | 0.00010752 | 0.00012756 | 0.00016168 | 0.00018866 | 0.00011694 | 0.00013132 | 0 | 0.00017384 | 0.00016819 | 0.0001696 | 0.00018075 | 0.00016688 | 0.00015221 | 2.8962e-06 | 0.0001392 | 0.00063372 | 9.459e-05
3448 | 144 | 5 | 0.00011415 | 0.00011418 | 0.00013723 | 0.00016407 | 0.00019247 | 0.00011696 | 0.00013168 | 0 | 0.00017886 | 0.00016766 | 0.00016575 | 0.00019635 | 0.00015377 | 0.00011071 | 4.2474e-06 | 0.0001459 | 0.00050635 | 9.459e-05
3449 | 144 | 5 | 0.00011416 | 0.00011389 | 0.0001285 | 0.00016298 | 0.00019708 | 0.00011945 | 0.00013181 | 0 | 0.00019231 | 0.00016261 | 0.00015236 | 0.00021056 | 0.00015898 | 0.00010694 | 7.3209e-06 | 0.00014576 | 0.00032682 | 9.459e-05
3450 | 144 | 5 | 0.00011415 | 0.00010738 | 0.00013738 | 0.00016576 | 0.00019489 | 0.00012031 | 0.00012633 | 0 | 0.00020628 | 0.00015988 | 0.0001391 | 0.00020073 | 0.00015894 | 0.00011662 | 1.3921e-05 | 0.00012794 | 0.00014203 | 9.459e-05
3451 | 144 | 5 | 0.00011416 | 0.00010793 | 0.00013431 | 0.00011325 | 0.0001358 | 0.00011755 | 0.00012336 | 0 | 0.00020159 | 0.00015898 | 0.00012989 | 0.00016214 | 0.00013475 | 0.00010695 | 2.8194e-05 | 0.00010466 | 3.4904e-05 | 9.459e-05
3452 | 144 | 5 | 0.00011415 | 0.00011519 | 0.00014318 | 0.0001127 | 0.00012937 | 0.00011457 | 0.00011975 | 2.543e-05 | 0.00017104 | 0.00015018 | 0.00012075 | 0.00012812 | 0.00011541 | 0.00010238 | 4.289e-05 | 9.0968e-05 | 0 | 9.459e-05
3453 | 144 | 5 | 0.00011416 | 0.00011601 | 0.00012502 | 5.849e-05 | 6.614e-05 | 0.00011187 | 0.00011734 | 2.119e-05 | 0.00013851 | 0.00013522 | 0.00011319 | 8.48e-05 | 8.697e-05 | 8.898e-05 | 4.6418e-05 | 7.6831e-05 | 0 | 9.459e-05
3454 | 144 | 5 | 0.00011415 | 0.00011165 | 0.00013027 | 6.009e-05 | 6.276e-05 | 0.0001132 | 0.00011319 | 1.908e-05 | 9.749e-05 | 0.00011402 | 0.00010572 | 8.742e-05 | 8.823e-05 | 8.888e-05 | 4.0999e-05 | 6.2954e-05 | 0 | 9.459e-05
3455 | 144 | 5 | 0.00011416 | 0.00011599 | 0.0001273 | 6.266e-05 | 6.92e-05 | 0.00010857 | 0.00010594 | 8.48e-06 | 9.055e-05 | 9.953e-05 | 0.00010006 | 7.74e-05 | 7.213e-05 | 6.688e-05 | 3.5527e-05 | 5.6008e-05 | 0 | 9.459e-05
3456 | 144 | 5 | 0.00011415 | 0.00011729 | 0.00013985 | 5.859e-05 | 6.955e-05 | 0.00010103 | 9.756e-05 | 1.06e-05 | 8.029e-05 | 8.647e-05 | 9.081e-05 | 6.249e-05 | 6.057e-05 | 5.876e-05 | 4.2653e-05 | 6.4388e-05 | 0 | 9.459e-05
3457 | 145 | 5 | 0.00011416 | 0.00012055 | 0.00011505 | 5.237e-05 | 6.441e-05 | 9.58e-05 | 9.253e-05 | 1.484e-05 | 6.642e-05 | 7.414e-05 | 8.137e-05 | 5.45e-05 | 5.392e-05 | 5.349e-05 | 3.8794e-05 | 5.4335e-05 | 0 | 9.355e-05
3458 | 145 | 5 | 0.00011415 | 0.00011187 | 9.897e-05 | 5.942e-05 | 7.015e-05 | 9.259e-05 | 8.957e-05 | 1.484e-05 | 5.75e-05 | 6.393e-05 | 7.223e-05 | 1.97e-05 | 3.813e-05 | 5.674e-05 | 3.3386e-05 | 3.8801e-05 | 0 | 9.355e-05
3459 | 145 | 5 | 0.00011416 | 0.00012073 | 0.00010131 | 5.945e-05 | 7.55e-05 | 9.167e-05 | 8.876e-05 | 2.544e-05 | 2.821e-05 | 5.231e-05 | 6.573e-05 | 1.413e-05 | 3.779e-05 | 6.159e-05 | 2.7298e-05 | 2.7723e-05 | 0 | 9.355e-05
3460 | 145 | 5 | 0.00011415 | 0.00011297 | 0.00011167 | 5.951e-05 | 7.326e-05 | 9.198e-05 | 8.866e-05 | 2.12e-05 | 1.795e-05 | 4.432e-05 | 6.208e-05 | 1.423e-05 | 4.757e-05 | 8.09e-05 | 2.4941e-05 | 2.289e-05 | 0 | 9.355e-05
3461 | 145 | 5 | 0.00011416 | 0.0001198 | 0.00010201 | 5.323e-05 | 6.356e-05 | 9.59e-05 | 9.089e-05 | 2.544e-05 | 1.53e-05 | 4.369e-05 | 6.469e-05 | 1.956e-05 | 5.678e-05 | 9.39e-05 | 2.3181e-05 | 2.2712e-05 | 2.5453e-07 | 9.355e-05
3462 | 145 | 5 | 0.00011415 | 0.0001177 | 0.00011087 | 0.00010427 | 0.00013641 | 0.00010668 | 9.893e-05 | 2.12e-05 | 1.849e-05 | 4.859e-05 | 7.127e-05 | 4.677e-05 | 7.74e-05 | 0.00010778 | 2.2955e-05 | 2.1583e-05 | 3.0238e-05 | 9.355e-05
3463 | 145 | 5 | 0.00011416 | 0.0001155 | 0.00011381 | 0.00011307 | 0.00013591 | 0.00011659 | 0.00011409 | 1.272e-05 | 4.041e-05 | 6.035e-05 | 8.111e-05 | 0.00012295 | 0.00011837 | 0.00011339 | 2.1511e-05 | 2.0112e-05 | 0.00016362 | 9.355e-05
3464 | 145 | 5 | 0.00011415 | 0.00011381 | 0.00011374 | 0.00015687 | 0.0002017 | 0.00012162 | 0.00012496 | 0 | 0.00010418 | 8.426e-05 | 9.135e-05 | 0.00021784 | 0.00017805 | 0.00013755 | 1.4039e-05 | 2.3767e-05 | 0.0002058 | 9.355e-05
3465 | 145 | 5 | 0.00011416 | 0.00011678 | 9.755e-05 | 0.00016255 | 0.00019637 | 0.00012295 | 0.00012854 | 0 | 0.00019109 | 0.00012421 | 0.00010521 | 0.00020682 | 0.00019169 | 0.00017556 | 1.1025e-05 | 2.49e-05 | 0.00012191 | 9.355e-05
3466 | 145 | 5 | 0.00011415 | 0.00011605 | 0.00010025 | 0.00016427 | 0.00019772 | 0.00012077 | 0.00012869 | 0 | 0.00020108 | 0.00015863 | 0.00012483 | 0.0001663 | 0.00017537 | 0.00018344 | 9.3181e-06 | 2.7319e-05 | 0.00051728 | 9.355e-05
3467 | 145 | 5 | 0.00011416 | 0.00011887 | 9.875e-05 | 0.00015795 | 0.00019473 | 0.00011969 | 0.00012866 | 0 | 0.00017409 | 0.00017258 | 0.00014311 | 0.00016359 | 0.00017118 | 0.00017779 | 1.0588e-05 | 3.1518e-05 | 0.00037955 | 9.355e-05
3468 | 145 | 5 | 0.00011415 | 0.00011072 | 0.00010492 | 0.00016351 | 0.00020101 | 0.00011338 | 0.0001269 | 0 | 0.00016724 | 0.00017449 | 0.0001567 | 0.00016858 | 0.00017221 | 0.0001749 | 8.6278e-06 | 3.5865e-05 | 0.00055162 | 9.355e-05
3469 | 145 | 5 | 0.00011416 | 0.0001147 | 0.00010063 | 0.00015793 | 0.00019275 | 0.00011185 | 0.00012712 | 0 | 0.00016848 | 0.00017367 | 0.00016624 | 0.00015911 | 0.00016337 | 0.00016676 | 2.1687e-05 | 4.3837e-05 | 0.00033588 | 9.355e-05
3470 | 145 | 5 | 0.00011415 | 0.00011247 | 9.823e-05 | 0.00015805 | 0.00019736 | 0.00011027 | 0.00012676 | 0 | 0.0001609 | 0.00016973 | 0.00017034 | 0.00017426 | 0.00016715 | 0.0001592 | 3.9983e-05 | 4.4901e-05 | 0.00021061 | 9.355e-05
3471 | 145 | 5 | 0.00011416 | 0.00011024 | 0.00010247 | 0.00016135 | 0.000193 | 0.00010904 | 0.00012646 | 0 | 0.00017149 | 0.00016768 | 0.00016953 | 0.00018234 | 0.00016834 | 0.00015355 | 5.037e-05 | 5.0824e-05 | 0.00030013 | 9.355e-05
3472 | 145 | 5 | 0.00011415 | 0.00011099 | 0.0001061 | 0.00015873 | 0.00020042 | 0.00011019 | 0.00012707 | 0 | 0.00017969 | 0.00016747 | 0.00016586 | 0.00019572 | 0.00015327 | 0.00011035 | 7.0089e-05 | 5.5074e-05 | 0.00036578 | 9.355e-05
3473 | 145 | 5 | 0.00011416 | 0.00012045 | 0.0001027 | 0.00016156 | 0.0001964 | 0.00011324 | 0.0001279 | 0 | 0.0001919 | 0.00016244 | 0.00015237 | 0.00021122 | 0.00015948 | 0.00010728 | 8.3614e-05 | 6.8657e-05 | 0.00022291 | 9.355e-05
3474 | 145 | 5 | 0.00011415 | 0.00011962 | 0.00010305 | 0.0001674 | 0.0001929 | 0.00011474 | 0.00012318 | 0 | 0.00020671 | 0.00015997 | 0.00013909 | 0.0002041 | 0.00016161 | 0.00011857 | 9.0543e-05 | 7.6662e-05 | 0.00011466 | 9.355e-05
3475 | 145 | 5 | 0.00011416 | 0.00011776 | 0.00010864 | 0.00010869 | 0.00013883 | 0.00011377 | 0.00012093 | 0 | 0.00020431 | 0.00016005 | 0.00013028 | 0.00016093 | 0.00013374 | 0.00010615 | 9.7969e-05 | 8.4711e-05 | 3.6482e-05 | 9.355e-05
3476 | 145 | 5 | 0.00011415 | 0.00011597 | 0.00011351 | 0.00011472 | 0.00013664 | 0.00011261 | 0.00011815 | 0 | 0.00017061 | 0.00015076 | 0.00012102 | 0.00012807 | 0.00011537 | 0.00010234 | 9.7888e-05 | 9.2926e-05 | 0 | 9.355e-05
3477 | 145 | 5 | 0.00011416 | 0.00011139 | 9.819e-05 | 5.421e-05 | 7.398e-05 | 0.00011183 | 0.0001159 | 0 | 0.00013846 | 0.00013541 | 0.0001134 | 8.499e-05 | 8.716e-05 | 8.918e-05 | 9.2224e-05 | 0.00010259 | 0 | 9.355e-05
3478 | 145 | 5 | 0.00011415 | 0.00011705 | 0.00011093 | 5.48e-05 | 7.217e-05 | 0.00011459 | 0.00011234 | 0 | 9.763e-05 | 0.00011411 | 0.00010594 | 8.765e-05 | 8.847e-05 | 8.912e-05 | 8.6939e-05 | 0.00010169 | 0 | 9.355e-05
3479 | 145 | 5 | 0.00011416 | 0.0001116 | 0.00011243 | 5.893e-05 | 6.495e-05 | 0.00010981 | 0.00010502 | 0 | 9.074e-05 | 9.967e-05 | 0.00010027 | 7.692e-05 | 7.168e-05 | 6.647e-05 | 7.585e-05 | 0.000102 | 0 | 9.355e-05
3480 | 145 | 5 | 0.00011415 | 0.00011436 | 0.00011168 | 6.249e-05 | 6.661e-05 | 0.00010108 | 9.792e-05 | 0 | 7.996e-05 | 8.642e-05 | 9.083e-05 | 6.321e-05 | 6.127e-05 | 5.944e-05 | 5.8016e-05 | 9.1208e-05 | 0 | 9.355e-05
3481 | 146 | 5 | 0.00011416 | 0.00010888 | 0.00011636 | 5.53e-05 | 4.52e-05 | 9.64e-05 | 9.249e-05 | 0 | 6.692e-05 | 7.429e-05 | 8.152e-05 | 6.87e-05 | 6.117e-05 | 5.395e-05 | 6.2671e-05 | 0.00010958 | 0 | 9.338e-05
3482 | 146 | 5 | 0.00011415 | 0.00010811 | 0.00012464 | 5.557e-05 | 4.169e-05 | 9.343e-05 | 9.007e-05 | 8.48e-06 | 6.867e-05 | 6.671e-05 | 7.245e-05 | 3.61e-05 | 4.619e-05 | 5.661e-05 | 6.7329e-05 | 0.00011591 | 0 | 9.338e-05
3483 | 146 | 5 | 0.00011416 | 0.00010687 | 0.00012549 | 6.182e-05 | 4.114e-05 | 9.241e-05 | 8.933e-05 | 2.12e-05 | 4.316e-05 | 5.772e-05 | 6.589e-05 | 2.284e-05 | 4.195e-05 | 6.136e-05 | 6.878e-05 | 0.00011549 | 0 | 9.338e-05
3484 | 146 | 5 | 0.00011415 | 0.0001148 | 0.00010833 | 6.338e-05 | 4.644e-05 | 9.438e-05 | 8.966e-05 | 2.12e-05 | 2.793e-05 | 4.99e-05 | 6.217e-05 | 2.22e-05 | 5.086e-05 | 7.967e-05 | 7.0676e-05 | 0.00011383 | 0 | 9.338e-05
3485 | 146 | 5 | 0.00011416 | 0.00011291 | 0.0001094 | 5.714e-05 | 4.6e-05 | 9.718e-05 | 9.158e-05 | 0 | 2.392e-05 | 4.838e-05 | 6.449e-05 | 2.446e-05 | 5.943e-05 | 9.444e-05 | 7.5183e-05 | 0.00010731 | 4.9209e-06 | 9.338e-05
3486 | 146 | 5 | 0.00011415 | 0.00011296 | 0.00010932 | 0.00011424 | 7.736e-05 | 0.00010704 | 9.963e-05 | 0 | 2.427e-05 | 5.229e-05 | 7.115e-05 | 3.053e-05 | 6.896e-05 | 0.00010732 | 7.3326e-05 | 0.00010396 | 5.0473e-05 | 9.338e-05
3487 | 146 | 5 | 0.00011416 | 0.00010913 | 0.00012114 | 0.00011497 | 8.217e-05 | 0.0001177 | 0.00011513 | 0 | 2.905e-05 | 5.945e-05 | 8.088e-05 | 4.639e-05 | 7.919e-05 | 0.00011185 | 6.764e-05 | 0.00010144 | 0.00011099 | 9.338e-05
3488 | 146 | 5 | 0.00011415 | 0.00010889 | 0.00012646 | 0.00016018 | 0.00011647 | 0.0001218 | 0.00012644 | 0 | 4.243e-05 | 6.834e-05 | 9.081e-05 | 6.799e-05 | 0.00010223 | 0.00013613 | 4.8713e-05 | 0.00010185 | 0.00027395 | 9.338e-05
3489 | 146 | 5 | 0.00011416 | 0.00011177 | 0.00010648 | 0.00016018 | 0.00011965 | 0.00012269 | 0.00013133 | 0 | 6.2e-05 | 8.274e-05 | 0.00010442 | 9.839e-05 | 0.00013719 | 0.00017529 | 5.1297e-05 | 9.8192e-05 | 0.0003784 | 9.338e-05
3490 | 146 | 5 | 0.00011415 | 0.00011391 | 0.00011792 | 0.00016086 | 0.00012166 | 0.00012048 | 0.00013235 | 0 | 8.987e-05 | 0.00010598 | 0.00012409 | 0.00012853 | 0.00015644 | 0.00018355 | 5.5472e-05 | 9.4224e-05 | 0.0003629 | 9.338e-05
3491 | 146 | 5 | 0.00011416 | 0.00010828 | 0.00011032 | 0.00016202 | 0.00012026 | 0.00012015 | 0.00013262 | 0 | 0.00011934 | 0.00013001 | 0.0001425 | 0.00013512 | 0.00015735 | 0.00017879 | 7.3711e-05 | 9.4402e-05 | 0.00071954 | 9.338e-05
3492 | 146 | 5 | 0.00011415 | 0.00011592 | 0.00012487 | 0.00015727 | 0.00011843 | 0.00011777 | 0.00013097 | 0 | 0.00013096 | 0.00014558 | 0.00015646 | 0.00013718 | 0.00015614 | 0.00017436 | 6.9768e-05 | 9.9254e-05 | 0.00014732 | 9.338e-05
3493 | 146 | 5 | 0.00011416 | 0.00011535 | 0.00011911 | 0.00016083 | 0.00011974 | 0.00011594 | 0.00013164 | 0 | 0.00013566 | 0.00015269 | 0.00016604 | 0.00012883 | 0.00014842 | 0.00016733 | 0.00010459 | 0.0001022 | 0.00034875 | 9.338e-05
3494 | 146 | 5 | 0.00011415 | 0.0001137 | 0.00010559 | 0.00015944 | 0.00011952 | 0.0001111 | 0.00013105 | 0 | 0.00013039 | 0.00015251 | 0.0001704 | 0.00011163 | 0.00013648 | 0.00016072 | 0.00013313 | 0.00010833 | 0.00051139 | 9.338e-05
3495 | 146 | 5 | 0.00011416 | 0.00011494 | 0.00012593 | 0.0001582 | 0.00012175 | 0.00011036 | 0.00012962 | 0 | 0.00011596 | 0.00014643 | 0.00016998 | 0.00012717 | 0.00014079 | 0.00015386 | 0.00014688 | 0.00011143 | 0.00059681 | 9.338e-05
3496 | 146 | 5 | 0.00011415 | 0.00011441 | 0.00011221 | 0.00016223 | 0.00011652 | 0.00011015 | 0.00012914 | 0 | 0.00012512 | 0.0001427 | 0.00016638 | 0.00013278 | 0.00012135 | 0.00010969 | 0.00015456 | 0.00011798 | 0.0003892 | 9.338e-05
3497 | 146 | 5 | 0.00011416 | 0.00011427 | 0.00010885 | 0.0001642 | 0.00011453 | 0.00011265 | 0.00012982 | 0 | 0.0001308 | 0.00013421 | 0.00015266 | 0.00013922 | 0.00012342 | 0.00010742 | 0.0001557 | 0.00011626 | 0.00021103 | 9.338e-05
3498 | 146 | 5 | 0.00011415 | 0.00010717 | 0.00012003 | 0.00015924 | 0.00011919 | 0.00011438 | 0.00012453 | 0 | 0.0001371 | 0.00012816 | 0.00013936 | 0.0001409 | 0.00013004 | 0.00011889 | 0.00015122 | 0.00010075 | 6.7679e-05 | 9.338e-05
3499 | 146 | 5 | 0.00011416 | 0.00010525 | 0.00011262 | 0.00010946 | 7.649e-05 | 0.0001145 | 0.00012142 | 0 | 0.00013996 | 0.00012744 | 0.00013052 | 0.00014138 | 0.00012481 | 0.00010803 | 0.00013594 | 9.1133e-05 | 4.4975e-05 | 9.338e-05
3500 | 146 | 5 | 0.00011415 | 0.0001152 | 0.00012304 | 0.0001041 | 7.96e-05 | 0.00011329 | 0.00011816 | 0 | 0.00014102 | 0.00012659 | 0.00012156 | 0.00014173 | 0.00012162 | 0.00010133 | 0.00010029 | 8.4492e-05 | 0 | 9.338e-05
3501 | 146 | 5 | 0.00011416 | 0.00011471 | 0.00010562 | 5.953e-05 | 4.277e-05 | 0.00011182 | 0.00011592 | 0 | 0.00014159 | 0.0001246 | 0.00011364 | 8.518e-05 | 8.719e-05 | 8.921e-05 | 7.3448e-05 | 7.5262e-05 | 0 | 9.338e-05
3502 | 146 | 5 | 0.00011415 | 0.00010834 | 0.00011977 | 6.028e-05 | 4.011e-05 | 0.00011549 | 0.000114 | 0 | 9.759e-05 | 0.00011056 | 0.00010615 | 8.689e-05 | 8.753e-05 | 8.818e-05 | 5.7756e-05 | 6.8449e-05 | 0 | 9.338e-05
3503 | 146 | 5 | 0.00011416 | 0.00010652 | 0.00012147 | 6.229e-05 | 4.398e-05 | 0.00011078 | 0.00010757 | 2.756e-05 | 9.047e-05 | 9.851e-05 | 0.00010021 | 8.497e-05 | 7.61e-05 | 6.741e-05 | 4.5229e-05 | 5.9782e-05 | 0 | 9.338e-05
3504 | 146 | 5 | 0.00011415 | 0.00010567 | 0.00010701 | 5.378e-05 | 3.809e-05 | 0.00010263 | 9.969e-05 | 4.662e-05 | 8.64e-05 | 8.762e-05 | 9.093e-05 | 7.973e-05 | 6.947e-05 | 5.947e-05 | 3.3629e-05 | 6.1672e-05 | 0 | 9.338e-05
3505 | 147 | 5 | 0.00011416 | 0.00011941 | 0.00011895 | 6.086e-05 | 1.302e-05 | 9.698e-05 | 9.457e-05 | 6.358e-05 | 8.098e-05 | 7.863e-05 | 8.155e-05 | 6.801e-05 | 6.056e-05 | 5.341e-05 | 4.1851e-05 | 6.9734e-05 | 0 | 9.312e-05
3506 | 147 | 5 | 0.00011415 | 0.00011464 | 0.00012039 | 5.25e-05 | 1.462e-05 | 9.346e-05 | 9.201e-05 | 6.994e-05 | 7.1e-05 | 7.002e-05 | 7.237e-05 | 3.566e-05 | 4.563e-05 | 5.592e-05 | 4.687e-05 | 7.8212e-05 | 0 | 9.312e-05
3507 | 147 | 5 | 0.00011416 | 0.00011999 | 0.00012524 | 6.333e-05 | 1.562e-05 | 9.243e-05 | 9.085e-05 | 8.477e-05 | 4.37e-05 | 5.92e-05 | 6.566e-05 | 2.301e-05 | 4.227e-05 | 6.183e-05 | 5.2646e-05 | 7.3823e-05 | 0 | 9.312e-05
3508 | 147 | 5 | 0.00011415 | 0.00011561 | 0.00011317 | 5.937e-05 | 1.476e-05 | 9.27e-05 | 9.144e-05 | 8.69e-05 | 2.829e-05 | 5.05e-05 | 6.208e-05 | 2.217e-05 | 5.079e-05 | 7.956e-05 | 5.5192e-05 | 5.9602e-05 | 0 | 9.312e-05
3509 | 147 | 5 | 0.00011416 | 0.00012005 | 0.00010449 | 5.425e-05 | 1.556e-05 | 9.627e-05 | 9.26e-05 | 0 | 2.389e-05 | 4.859e-05 | 6.438e-05 | 2.429e-05 | 5.902e-05 | 9.38e-05 | 5.1362e-05 | 4.1941e-05 | 2.8677e-06 | 9.312e-05
3510 | 147 | 5 | 0.00011415 | 0.00011338 | 0.00012258 | 0.0001111 | 2.744e-05 | 0.00010455 | 0.00010096 | 0 | 2.414e-05 | 5.22e-05 | 7.092e-05 | 3.073e-05 | 6.941e-05 | 0.00010802 | 3.9743e-05 | 2.4487e-05 | 3.6058e-05 | 9.312e-05
3511 | 147 | 5 | 0.00011416 | 0.00011493 | 0.0001157 | 0.00010999 | 2.668e-05 | 0.00011235 | 0.00011461 | 0 | 2.918e-05 | 5.947e-05 | 8.084e-05 | 4.699e-05 | 8.022e-05 | 0.00011331 | 3.0348e-05 | 1.2935e-05 | 0.00013075 | 9.312e-05
3512 | 147 | 5 | 0.00011415 | 0.00011909 | 0.00011097 | 0.00015632 | 4.061e-05 | 0.00011396 | 0.00012441 | 0 | 4.292e-05 | 6.878e-05 | 9.114e-05 | 6.828e-05 | 0.00010268 | 0.00013673 | 2.0391e-05 | 9.4676e-06 | 0.00027194 | 9.312e-05
3513 | 147 | 5 | 0.00011416 | 0.00011617 | 0.00012568 | 0.00016279 | 3.968e-05 | 0.00011294 | 0.00012785 | 0 | 6.233e-05 | 8.329e-05 | 0.00010488 | 9.999e-05 | 0.00013943 | 0.00017814 | 6.8988e-06 | 9.8706e-06 | 0.00043319 | 9.312e-05
3514 | 147 | 5 | 0.00011415 | 0.00011801 | 0.00011228 | 0.00016086 | 4.043e-05 | 0.00010896 | 0.00012693 | 0 | 9.12e-05 | 0.00010715 | 0.00012516 | 0.00012668 | 0.00015419 | 0.00018091 | 4.1562e-06 | 1.3783e-05 | 0.00066043 | 9.312e-05
3515 | 147 | 5 | 0.00011416 | 0.00011967 | 0.00010529 | 0.00016427 | 3.975e-05 | 0.00010843 | 0.00012717 | 0 | 0.00011816 | 0.00013012 | 0.00014291 | 0.00013683 | 0.00015933 | 0.00018105 | 8.3844e-06 | 1.8855e-05 | 0.00064395 | 9.312e-05
3516 | 147 | 5 | 0.00011415 | 0.00012069 | 0.00012298 | 0.00016751 | 4.162e-05 | 0.00010353 | 0.000126 | 0 | 0.00013209 | 0.00014605 | 0.00015723 | 0.00013665 | 0.00015554 | 0.00017369 | 1.7459e-05 | 1.4145e-05 | 0.00051383 | 9.312e-05
3517 | 147 | 5 | 0.00011416 | 0.00011462 | 0.00011333 | 0.00015747 | 3.897e-05 | 0.00010325 | 0.00012673 | 0 | 0.00013545 | 0.00015291 | 0.00016649 | 0.00012963 | 0.00014934 | 0.00016837 | 2.8857e-05 | 1.319e-05 | 0.00041279 | 9.312e-05
3518 | 147 | 5 | 0.00011415 | 0.00012083 | 0.00012302 | 0.00016609 | 4.141e-05 | 0.00010378 | 0.00012641 | 0 | 0.00013098 | 0.00015291 | 0.00017092 | 0.00011127 | 0.00013603 | 0.00016019 | 3.8892e-05 | 1.3168e-05 | 0.00021664 | 9.312e-05
3519 | 147 | 5 | 0.00011416 | 0.00012096 | 0.00011599 | 0.00016606 | 4.143e-05 | 0.00010461 | 0.00012564 | 0 | 0.0001158 | 0.00014657 | 0.0001702 | 0.00012728 | 0.00014092 | 0.000154 | 4.6653e-05 | 1.3637e-05 | 0.00023812 | 9.312e-05
3520 | 147 | 5 | 0.00011415 | 0.0001195 | 0.00012626 | 0.00016735 | 3.933e-05 | 0.00010754 | 0.00012589 | 0 | 0.00012519 | 0.00014276 | 0.00016659 | 0.0001322 | 0.00012082 | 0.00010922 | 4.6639e-05 | 1.5529e-05 | 0.00047638 | 9.312e-05
3521 | 147 | 5 | 0.00011416 | 0.0001166 | 0.00011233 | 0.00016273 | 4.056e-05 | 0.0001112 | 0.00012595 | 0 | 0.00013037 | 0.00013405 | 0.00015266 | 0.00013948 | 0.00012365 | 0.00010762 | 3.8972e-05 | 1.8018e-05 | 0.00032822 | 9.312e-05
3522 | 147 | 5 | 0.00011415 | 0.0001145 | 0.00012062 | 0.00016329 | 3.923e-05 | 0.00011365 | 0.00012203 | 0 | 0.00013721 | 0.00012808 | 0.00013937 | 0.0001406 | 0.00012977 | 0.00011864 | 3.6968e-05 | 1.9675e-05 | 0.00014708 | 9.312e-05
3523 | 147 | 5 | 0.00011416 | 0.00012411 | 0.00012397 | 0.00011308 | 2.866e-05 | 0.00011323 | 0.00011961 | 0 | 0.00013974 | 0.00012733 | 0.00013044 | 0.00014057 | 0.0001241 | 0.00010742 | 3.401e-05 | 2.1176e-05 | 3.9113e-05 | 9.312e-05
3524 | 147 | 5 | 0.00011415 | 0.00011401 | 0.00012484 | 0.00011197 | 2.591e-05 | 0.00011142 | 0.00011691 | 0 | 0.00014035 | 0.00012625 | 0.00012135 | 0.00014241 | 0.0001222 | 0.00010182 | 2.8956e-05 | 3.2968e-05 | 5.8542e-07 | 9.312e-05
3525 | 147 | 5 | 0.00011416 | 0.00012206 | 0.00010899 | 6.287e-05 | 1.321e-05 | 0.00011012 | 0.00011394 | 0 | 0.00014199 | 0.00012453 | 0.00011355 | 8.454e-05 | 8.654e-05 | 8.854e-05 | 3.0403e-05 | 4.9453e-05 | 0 | 9.312e-05
3526 | 147 | 5 | 0.00011415 | 0.00011669 | 0.00010932 | 5.925e-05 | 1.576e-05 | 0.00011345 | 0.0001129 | 0 | 9.714e-05 | 0.00011036 | 0.00010594 | 8.711e-05 | 8.776e-05 | 8.841e-05 | 3.3693e-05 | 6.9433e-05 | 0 | 9.312e-05
3527 | 147 | 5 | 0.00011416 | 0.00012437 | 0.00012264 | 5.356e-05 | 1.559e-05 | 0.00010942 | 0.00010691 | 0 | 9.056e-05 | 9.843e-05 | 0.00010008 | 8.513e-05 | 7.625e-05 | 6.754e-05 | 5.0853e-05 | 0.00010222 | 0 | 9.312e-05
3528 | 147 | 5 | 0.00011415 | 0.000117 | 0.00011078 | 5.518e-05 | 1.304e-05 | 0.00010131 | 9.957e-05 | 0 | 8.654e-05 | 8.765e-05 | 9.087e-05 | 7.925e-05 | 6.906e-05 | 5.911e-05 | 9.1904e-05 | 0.00014623 | 0 | 9.312e-05
3529 | 148 | 5 | 0.00011416 | 0.00011533 | 0.00011033 | 6.249e-05 | 7.426e-05 | 9.61e-05 | 9.428e-05 | 0 | 8.063e-05 | 7.853e-05 | 8.145e-05 | 5.459e-05 | 5.401e-05 | 5.358e-05 | 0.00012465 | 0.00017648 | 0 | 9.19e-05
3530 | 148 | 5 | 0.00011415 | 0.00010709 | 9.809e-05 | 5.401e-05 | 7.032e-05 | 9.309e-05 | 9.126e-05 | 0 | 6.047e-05 | 6.756e-05 | 7.232e-05 | 1.953e-05 | 3.779e-05 | 5.624e-05 | 0.00015952 | 0.00018692 | 0 | 9.19e-05
3531 | 148 | 5 | 0.00011416 | 0.00011214 | 0.00010946 | 5.682e-05 | 6.963e-05 | 9.216e-05 | 9.018e-05 | 0 | 2.909e-05 | 5.415e-05 | 6.571e-05 | 1.401e-05 | 3.745e-05 | 6.105e-05 | 0.00018468 | 0.00018989 | 0 | 9.19e-05
3532 | 148 | 5 | 0.00011415 | 0.00011802 | 0.00011856 | 6.187e-05 | 7.022e-05 | 9.245e-05 | 9.035e-05 | 0 | 1.817e-05 | 4.491e-05 | 6.196e-05 | 1.426e-05 | 4.765e-05 | 8.104e-05 | 0.00019816 | 0.00019009 | 0 | 9.19e-05
3533 | 148 | 5 | 0.00011416 | 0.00011255 | 0.00010799 | 6.296e-05 | 7.357e-05 | 9.579e-05 | 9.121e-05 | 0 | 1.529e-05 | 4.385e-05 | 6.459e-05 | 1.953e-05 | 5.669e-05 | 9.374e-05 | 0.00020436 | 0.00018941 | 8.7473e-06 | 9.19e-05
3534 | 148 | 5 | 0.00011415 | 0.00011454 | 0.00011474 | 0.0001087 | 0.00013213 | 0.00010398 | 9.876e-05 | 0 | 1.846e-05 | 4.858e-05 | 7.113e-05 | 4.659e-05 | 7.711e-05 | 0.00010738 | 0.0002028 | 0.00018766 | 1.2582e-05 | 9.19e-05
3535 | 148 | 5 | 0.00011416 | 0.00011639 | 0.00010122 | 0.00011409 | 0.00013807 | 0.00011341 | 0.00011276 | 0 | 4.027e-05 | 6.019e-05 | 8.089e-05 | 0.00012292 | 0.00011834 | 0.00011336 | 0.00018863 | 0.00018708 | 3.3717e-05 | 9.19e-05
3536 | 148 | 5 | 0.00011415 | 0.00011758 | 0.00010501 | 0.00015791 | 0.00018807 | 0.00011718 | 0.0001231 | 0 | 0.00010413 | 8.413e-05 | 9.116e-05 | 0.00021465 | 0.00017544 | 0.00013553 | 0.00017736 | 0.00018842 | 6.1732e-05 | 9.19e-05
3537 | 148 | 5 | 0.00011416 | 0.00010865 | 0.0001022 | 0.00016395 | 0.00019589 | 0.00011703 | 0.00012722 | 0 | 0.00018858 | 0.0001232 | 0.00010463 | 0.00020613 | 0.00019106 | 0.00017497 | 0.00018811 | 0.00018926 | 0.00011786 | 9.19e-05
3538 | 148 | 5 | 0.00011415 | 0.00010872 | 0.00012026 | 0.00016025 | 0.00019557 | 0.00011445 | 0.00012772 | 0 | 0.00020006 | 0.00015751 | 0.00012418 | 0.00016473 | 0.00017372 | 0.0001817 | 0.00017841 | 0.00018763 | 0.00021629 | 9.19e-05
3539 | 148 | 5 | 0.00011416 | 0.00011296 | 0.00011088 | 0.00016457 | 0.00020004 | 0.00011183 | 0.0001276 | 0 | 0.0001726 | 0.00017127 | 0.00014216 | 0.00016611 | 0.00017382 | 0.00018054 | 0.00017569 | 0.00018305 | 0.00044869 | 9.19e-05
3540 | 148 | 5 | 0.00011415 | 0.00011595 | 0.00011487 | 0.00016011 | 0.00019554 | 0.00010625 | 0.00012558 | 0 | 0.00016888 | 0.00017456 | 0.00015647 | 0.00016829 | 0.00017191 | 0.00017459 | 0.00015124 | 0.0001753 | 0.00013929 | 9.19e-05
3541 | 148 | 5 | 0.00011416 | 0.00011798 | 0.00010836 | 0.00016596 | 0.00018672 | 0.00010555 | 0.00012524 | 0 | 0.00016854 | 0.00017399 | 0.00016607 | 0.00016016 | 0.00016445 | 0.00016786 | 0.00015813 | 0.00017412 | 0.00021362 | 9.19e-05
3542 | 148 | 5 | 0.00011415 | 0.00011701 | 0.00010273 | 0.0001672 | 0.00018872 | 0.00010566 | 0.00012372 | 0 | 0.00016177 | 0.00017034 | 0.00017057 | 0.00017641 | 0.00016922 | 0.00016118 | 0.00015137 | 0.00016752 | 0.00010027 | 9.19e-05
3543 | 148 | 5 | 0.00011416 | 0.00011661 | 0.00011688 | 0.0001669 | 0.00019605 | 0.00010578 | 0.00012194 | 0 | 0.00017336 | 0.00016888 | 0.00017027 | 0.00018148 | 0.00016755 | 0.00015283 | 0.00015288 | 0.00015783 | 0.00063683 | 9.19e-05
3544 | 148 | 5 | 0.00011415 | 0.00010788 | 0.00011118 | 0.00016606 | 0.00019243 | 0.0001078 | 0.00012119 | 0 | 0.00017939 | 0.00016811 | 0.00016647 | 0.00019363 | 0.00015164 | 0.00010917 | 0.00015803 | 0.00014172 | 0.00044661 | 9.19e-05
3545 | 148 | 5 | 0.00011416 | 0.00011088 | 0.00010708 | 0.00015648 | 0.00019343 | 0.00011221 | 0.00012192 | 0 | 0.00019028 | 0.00016209 | 0.00015258 | 0.00020971 | 0.00015834 | 0.00010651 | 0.00015517 | 0.00012564 | 0.00026206 | 9.19e-05
3546 | 148 | 5 | 0.00011415 | 0.00011691 | 0.00011018 | 0.00015915 | 0.00019509 | 0.00011374 | 0.00011898 | 0 | 0.00020522 | 0.00015907 | 0.00013904 | 0.00020207 | 0.00016 | 0.00011739 | 0.0001326 | 0.00011115 | 0.00013783 | 9.19e-05
3547 | 148 | 5 | 0.00011416 | 0.00011781 | 9.978e-05 | 0.00010649 | 0.00013776 | 0.00011246 | 0.00011616 | 0 | 0.00020238 | 0.00015879 | 0.00012984 | 0.00016097 | 0.00013378 | 0.00010618 | 9.5836e-05 | 0.00010689 | 4.3278e-05 | 9.19e-05
3548 | 148 | 5 | 0.00011415 | 0.00011292 | 0.00010291 | 0.00010578 | 0.00013684 | 0.0001106 | 0.00011343 | 0 | 0.00017023 | 0.0001499 | 0.00012051 | 0.00012789 | 0.0001152 | 0.00010219 | 5.7697e-05 | 9.9203e-05 | 5.939e-07 | 9.19e-05
3549 | 148 | 5 | 0.00011416 | 0.00011529 | 0.00011725 | 5.874e-05 | 6.908e-05 | 0.00010786 | 0.00011042 | 0 | 0.00013819 | 0.00013491 | 0.00011291 | 8.481e-05 | 8.697e-05 | 8.899e-05 | 3.5217e-05 | 0.00010178 | 0 | 9.19e-05
3550 | 148 | 5 | 0.00011415 | 0.00011645 | 0.00012039 | 5.601e-05 | 6.957e-05 | 0.00011062 | 0.00010976 | 1.272e-05 | 9.742e-05 | 0.00011381 | 0.00010552 | 8.631e-05 | 8.712e-05 | 8.776e-05 | 2.4663e-05 | 0.00010342 | 0 | 9.19e-05
3551 | 148 | 5 | 0.00011416 | 0.0001071 | 9.871e-05 | 5.75e-05 | 7.524e-05 | 0.00010632 | 0.00010531 | 3.391e-05 | 8.966e-05 | 9.904e-05 | 9.968e-05 | 7.742e-05 | 7.215e-05 | 6.69e-05 | 2.3975e-05 | 0.00010639 | 0 | 9.19e-05
3552 | 148 | 5 | 0.00011415 | 0.0001083 | 0.00010871 | 6.296e-05 | 7.18e-05 | 9.836e-05 | 9.814e-05 | 5.934e-05 | 8.014e-05 | 8.608e-05 | 9.048e-05 | 6.259e-05 | 6.067e-05 | 5.885e-05 | 3.9118e-05 | 0.00011413 | 0 | 9.19e-05
3553 | 149 | 5 | 0.00011416 | 0.00010381 | 0.00014201 | 5.275e-05 | 6.368e-05 | 9.331e-05 | 9.266e-05 | 8.901e-05 | 6.644e-05 | 7.395e-05 | 8.113e-05 | 5.408e-05 | 5.35e-05 | 5.308e-05 | 5.5603e-05 | 0.00012298 | 0 | 9.138e-05
3554 | 149 | 5 | 0.00011415 | 0.00010475 | 0.00014104 | 5.969e-05 | 7.568e-05 | 8.985e-05 | 8.935e-05 | 9.325e-05 | 5.717e-05 | 6.372e-05 | 7.196e-05 | 1.947e-05 | 3.768e-05 | 5.607e-05 | 6.3657e-05 | 0.00012473 | 0 | 9.138e-05
3555 | 149 | 5 | 0.00011416 | 0.00011191 | 0.00013615 | 5.337e-05 | 7.348e-05 | 8.788e-05 | 8.771e-05 | 0.0001102 | 2.797e-05 | 5.2e-05 | 6.537e-05 | 1.405e-05 | 3.757e-05 | 6.124e-05 | 6.6409e-05 | 0.0001223 | 0 | 9.138e-05
3556 | 149 | 5 | 0.00011415 | 0.00010809 | 0.00012817 | 6.152e-05 | 7.116e-05 | 8.719e-05 | 8.697e-05 | 0.00012504 | 1.784e-05 | 4.401e-05 | 6.173e-05 | 1.401e-05 | 4.682e-05 | 7.963e-05 | 6.9319e-05 | 0.00011265 | 0 | 9.138e-05
3557 | 149 | 5 | 0.00011416 | 0.00010611 | 0.00013592 | 6.084e-05 | 7.042e-05 | 8.544e-05 | 8.564e-05 | 6.57e-05 | 1.509e-05 | 4.323e-05 | 6.412e-05 | 1.947e-05 | 5.652e-05 | 9.347e-05 | 7.4101e-05 | 9.9743e-05 | 6.2784e-07 | 9.138e-05
3558 | 149 | 5 | 0.00011415 | 0.0001086 | 0.00014129 | 0.0001044 | 0.00013736 | 8.726e-05 | 8.691e-05 | 1.484e-05 | 1.838e-05 | 4.816e-05 | 7.068e-05 | 4.675e-05 | 7.737e-05 | 0.00010774 | 7.4812e-05 | 9.3896e-05 | 5.1992e-05 | 9.138e-05
3559 | 149 | 5 | 0.00011416 | 0.00010365 | 0.0001289 | 0.00011061 | 0.00013298 | 9.064e-05 | 9.283e-05 | 0 | 4.037e-05 | 6.007e-05 | 8.061e-05 | 0.00012088 | 0.00011637 | 0.00011148 | 7.6848e-05 | 7.5864e-05 | 9.9818e-05 | 9.138e-05
3560 | 149 | 5 | 0.00011415 | 0.00010743 | 0.00014063 | 0.00016643 | 0.00018706 | 9.435e-05 | 9.999e-05 | 0 | 0.00010255 | 8.342e-05 | 9.054e-05 | 0.00021649 | 0.00017695 | 0.00013669 | 7.9354e-05 | 6.503e-05 | 0.00022276 | 9.138e-05
3561 | 149 | 5 | 0.00011416 | 0.00010935 | 0.00014656 | 0.00016426 | 0.00019252 | 9.733e-05 | 0.00010634 | 0 | 0.00018972 | 0.00012311 | 0.00010435 | 0.0002077 | 0.00019251 | 0.0001763 | 8.1114e-05 | 6.375e-05 | 0.00031799 | 9.138e-05
3562 | 149 | 5 | 0.00011415 | 0.00010369 | 0.00013151 | 0.00016288 | 0.00019711 | 9.684e-05 | 0.00010834 | 0 | 0.00020146 | 0.00015816 | 0.0001243 | 0.00016538 | 0.00017441 | 0.00018243 | 8.5777e-05 | 6.3375e-05 | 0.0003522 | 9.138e-05
3563 | 149 | 5 | 0.00011416 | 0.00010708 | 0.00014236 | 0.00016353 | 0.00019156 | 9.517e-05 | 0.00010724 | 0 | 0.00017339 | 0.00017213 | 0.0001425 | 0.00016378 | 0.00017138 | 0.00017801 | 0.00010323 | 6.0601e-05 | 0.00034205 | 9.138e-05
3564 | 149 | 5 | 0.00011415 | 0.0001072 | 0.00012513 | 0.00016307 | 0.00019466 | 9.202e-05 | 0.00010596 | 0 | 0.00016727 | 0.00017425 | 0.00015628 | 0.00016776 | 0.00017138 | 0.00017405 | 0.00013978 | 7.3117e-05 | 0.00035962 | 9.138e-05
3565 | 149 | 5 | 0.00011416 | 0.00011157 | 0.00014419 | 0.00016409 | 0.00018815 | 8.831e-05 | 0.0001051 | 0 | 0.00016785 | 0.00017326 | 0.0001658 | 0.00015877 | 0.00016302 | 0.0001664 | 0.00015896 | 9.4887e-05 | 0.00019953 | 9.138e-05
3566 | 149 | 5 | 0.00011415 | 0.00011358 | 0.00012883 | 0.000167 | 0.00019518 | 8.765e-05 | 0.00010399 | 0 | 0.0001605 | 0.0001693 | 0.00016995 | 0.00017653 | 0.00016933 | 0.00016128 | 0.00016154 | 0.00011223 | 5.2009e-05 | 9.138e-05
3567 | 149 | 5 | 0.00011416 | 0.00011184 | 0.00013802 | 0.00015677 | 0.00019286 | 8.863e-05 | 0.00010298 | 0 | 0.00017317 | 0.00016818 | 0.00016966 | 0.00018273 | 0.00016871 | 0.00015388 | 0.00017714 | 0.00012416 | 0.00014333 | 9.138e-05
3568 | 149 | 5 | 0.00011415 | 0.00011322 | 0.000143 | 0.00016747 | 0.00019864 | 9.029e-05 | 0.0001038 | 0 | 0.0001803 | 0.00016818 | 0.00016615 | 0.00019346 | 0.0001515 | 0.00010907 | 0.00018661 | 0.00012141 | 7.0683e-05 | 9.138e-05
3569 | 149 | 5 | 0.00011416 | 0.00011236 | 0.00012695 | 0.00016525 | 0.00019435 | 9.432e-05 | 0.00010688 | 0 | 0.00019031 | 0.00016228 | 0.00015238 | 0.00021086 | 0.00015921 | 0.00010709 | 0.00019157 | 0.00011855 | 6.2283e-05 | 9.138e-05
3570 | 149 | 5 | 0.00011415 | 0.00011241 | 0.00013074 | 0.00016479 | 0.00018693 | 9.907e-05 | 0.00010727 | 2.13e-06 | 0.00020616 | 0.00015952 | 0.00013908 | 0.00020194 | 0.0001599 | 0.00011732 | 0.00019287 | 0.00010879 | 3.2155e-05 | 9.138e-05
3571 | 149 | 5 | 0.00011416 | 0.00011379 | 0.00014704 | 0.00010751 | 0.0001299 | 0.0001006 | 0.00010575 | 1.908e-05 | 0.00020247 | 0.0001591 | 0.00012998 | 0.00016305 | 0.00013551 | 0.00010755 | 0.00020337 | 0.00010312 | 2.6463e-05 | 9.138e-05
3572 | 149 | 5 | 0.00011415 | 0.00011143 | 0.00014669 | 0.00011068 | 0.00012995 | 9.963e-05 | 0.00010442 | 3.603e-05 | 0.00017189 | 0.00015067 | 0.00012097 | 0.00012714 | 0.00011452 | 0.00010159 | 0.00021154 | 0.00010176 | 2.4604e-07 | 9.138e-05
3573 | 149 | 5 | 0.00011416 | 0.00010322 | 0.00014501 | 5.412e-05 | 7.505e-05 | 9.942e-05 | 0.00010247 | 8.054e-05 | 0.00013794 | 0.0001353 | 0.00011319 | 8.399e-05 | 8.614e-05 | 8.813e-05 | 0.00021181 | 0.00011466 | 0 | 9.138e-05
3574 | 149 | 5 | 0.00011415 | 0.00010465 | 0.00014186 | 6.221e-05 | 6.793e-05 | 0.00010249 | 0.0001035 | 0.00010173 | 9.677e-05 | 0.00011363 | 0.00010555 | 8.703e-05 | 8.784e-05 | 8.849e-05 | 0.00020815 | 0.00012525 | 0 | 9.138e-05
3575 | 149 | 5 | 0.00011416 | 0.00011298 | 0.00014502 | 5.734e-05 | 7.538e-05 | 9.961e-05 | 9.936e-05 | 0.00010173 | 9.01e-05 | 9.904e-05 | 9.98e-05 | 7.688e-05 | 7.165e-05 | 6.643e-05 | 0.00018877 | 0.00013655 | 0 | 9.138e-05
3576 | 149 | 5 | 0.00011415 | 0.00011189 | 0.00013325 | 6.127e-05 | 7.286e-05 | 9.373e-05 | 9.389e-05 | 0.00010808 | 7.977e-05 | 8.597e-05 | 9.045e-05 | 6.211e-05 | 6.021e-05 | 5.841e-05 | 0.00015989 | 0.00016249 | 0 | 9.138e-05
3577 | 150 | 5 | 0.00011416 | 0.00011206 | 0.00012487 | 5.778e-05 | 6.832e-05 | 8.864e-05 | 8.922e-05 | 0.00011021 | 6.601e-05 | 7.369e-05 | 8.095e-05 | 5.457e-05 | 5.399e-05 | 5.356e-05 | 0.00015536 | 0.00016196 | 0 | 9.173e-05
3578 | 150 | 5 | 0.00011415 | 0.00011777 | 0.00014063 | 5.514e-05 | 6.527e-05 | 8.548e-05 | 8.648e-05 | 0.00011021 | 5.747e-05 | 6.367e-05 | 7.19e-05 | 1.971e-05 | 3.814e-05 | 5.676e-05 | 0.00015813 | 0.0001516 | 0 | 9.173e-05
3579 | 150 | 5 | 0.00011416 | 0.00011214 | 0.00012124 | 5.636e-05 | 6.355e-05 | 8.406e-05 | 8.465e-05 | 0.00010808 | 2.82e-05 | 5.221e-05 | 6.549e-05 | 1.425e-05 | 3.809e-05 | 6.208e-05 | 0.00013819 | 0.00013299 | 0 | 9.173e-05
3580 | 150 | 5 | 0.00011415 | 0.00011441 | 0.00013314 | 5.404e-05 | 6.572e-05 | 8.269e-05 | 8.361e-05 | 0.00010809 | 1.804e-05 | 4.44e-05 | 6.204e-05 | 1.419e-05 | 4.743e-05 | 8.066e-05 | 0.00011957 | 0.00011019 | 0 | 9.173e-05
3581 | 150 | 5 | 0.00011416 | 0.0001103 | 0.00012987 | 5.298e-05 | 7.279e-05 | 8.137e-05 | 8.141e-05 | 0.00010385 | 1.528e-05 | 4.373e-05 | 6.467e-05 | 1.933e-05 | 5.613e-05 | 9.281e-05 | 0.00011129 | 0.00010191 | 1.0784e-05 | 9.173e-05
3582 | 150 | 5 | 0.00011415 | 0.00011398 | 0.00012448 | 0.00011268 | 0.00012939 | 8.135e-05 | 8.097e-05 | 9.113e-05 | 1.832e-05 | 4.837e-05 | 7.105e-05 | 4.659e-05 | 7.71e-05 | 0.00010736 | 0.00011568 | 0.00010119 | 2.9602e-05 | 9.173e-05
3583 | 150 | 5 | 0.00011416 | 0.00010953 | 0.00013393 | 0.00010553 | 0.00013379 | 8.456e-05 | 8.342e-05 | 7.63e-05 | 4.023e-05 | 6.002e-05 | 8.081e-05 | 0.00012162 | 0.00011709 | 0.00011217 | 0.00012482 | 9.8057e-05 | 0.00018386 | 9.173e-05
3584 | 150 | 5 | 0.00011415 | 0.00011658 | 0.00012996 | 0.00016055 | 0.00019941 | 8.874e-05 | 8.839e-05 | 5.298e-05 | 0.0001031 | 8.358e-05 | 9.081e-05 | 0.00021617 | 0.00017668 | 0.00013649 | 0.00013418 | 9.978e-05 | 8.7592e-05 | 9.173e-05
3585 | 150 | 5 | 0.00011416 | 0.00011607 | 0.00013548 | 0.00015907 | 0.00020002 | 9.293e-05 | 9.415e-05 | 4.875e-05 | 0.00018957 | 0.00012319 | 0.00010447 | 0.0002079 | 0.0001927 | 0.00017648 | 0.00014208 | 0.00011227 | 0.0002266 | 9.173e-05
3586 | 150 | 5 | 0.00011415 | 0.00011025 | 0.0001347 | 0.00016102 | 0.00020054 | 9.618e-05 | 9.844e-05 | 5.298e-05 | 0.0002016 | 0.00015825 | 0.00012439 | 0.0001642 | 0.00017316 | 0.00018112 | 0.00014993 | 0.00012207 | 0.00024494 | 9.173e-05
3587 | 150 | 5 | 0.00011416 | 0.00011347 | 0.00013376 | 0.00015784 | 0.00019012 | 9.997e-05 | 0.00010143 | 6.782e-05 | 0.0001725 | 0.00017174 | 0.00014228 | 0.00016562 | 0.00017331 | 0.00018001 | 0.00015316 | 0.00011967 | 0.00044775 | 9.173e-05
3588 | 150 | 5 | 0.00011415 | 0.00011347 | 0.00012867 | 0.00016704 | 0.00019641 | 0.0001001 | 0.00010376 | 7.206e-05 | 0.00016854 | 0.00017457 | 0.0001565 | 0.00016871 | 0.00017234 | 0.00017503 | 0.00017683 | 0.00012165 | 0.00065684 | 9.173e-05
3589 | 150 | 5 | 0.00011416 | 0.00011037 | 0.00013164 | 0.0001602 | 0.00019543 | 9.642e-05 | 0.00010385 | 7.418e-05 | 0.0001688 | 0.00017402 | 0.00016621 | 0.00016123 | 0.00016555 | 0.00016898 | 0.00016785 | 0.00013356 | 0.00076909 | 9.173e-05
3590 | 150 | 5 | 0.00011415 | 0.00011763 | 0.00012758 | 0.00016225 | 0.00019735 | 9.417e-05 | 0.00010274 | 7.418e-05 | 0.00016263 | 0.0001708 | 0.00017092 | 0.00017566 | 0.00016849 | 0.00016048 | 0.00016381 | 0.00013787 | 0.00059995 | 9.173e-05
3591 | 150 | 5 | 0.00011416 | 0.00011425 | 0.00013603 | 0.00015658 | 0.00019265 | 9.376e-05 | 0.00010199 | 7.418e-05 | 0.00017294 | 0.00016902 | 0.00017039 | 0.00017968 | 0.00016589 | 0.00015131 | 0.00016011 | 0.00013577 | 0.00063194 | 9.173e-05
3592 | 150 | 5 | 0.00011415 | 0.00011797 | 0.0001338 | 0.00015744 | 0.00019986 | 9.515e-05 | 0.00010289 | 9.325e-05 | 0.00017793 | 0.00016749 | 0.00016623 | 0.00019656 | 0.00015393 | 0.00011082 | 0.00015123 | 0.00013662 | 0.00042974 | 9.173e-05
3593 | 150 | 5 | 0.00011416 | 0.00011361 | 0.00012162 | 0.00016005 | 0.00019395 | 9.868e-05 | 0.00010759 | 9.749e-05 | 0.00019228 | 0.00016232 | 0.00015269 | 0.00020941 | 0.00015811 | 0.00010635 | 0.00012791 | 0.00013531 | 0.00031618 | 9.173e-05
3594 | 150 | 5 | 0.00011415 | 0.00011488 | 0.00012964 | 0.000161 | 0.00018776 | 0.00010302 | 0.00010884 | 9.113e-05 | 0.00020532 | 0.00015941 | 0.00013909 | 0.00020286 | 0.00016063 | 0.00011785 | 0.00010375 | 0.00012872 | 0.000146 | 9.173e-05
3595 | 150 | 5 | 0.00011416 | 0.00011709 | 0.00013701 | 0.00011005 | 0.00013772 | 0.00010396 | 0.0001075 | 0.00010385 | 0.00020307 | 0.00015923 | 0.00012997 | 0.00016231 | 0.00013489 | 0.00010706 | 8.4575e-05 | 0.00011953 | 4.6452e-05 | 9.173e-05
3596 | 150 | 5 | 0.00011415 | 0.00011144 | 0.00012317 | 0.00011229 | 0.00012606 | 0.00010314 | 0.00010596 | 0.00013775 | 0.00017143 | 0.00015058 | 0.00012085 | 0.00012688 | 0.00011429 | 0.00010139 | 5.8789e-05 | 0.00011432 | 3.241e-06 | 9.173e-05
3597 | 150 | 5 | 0.00011416 | 0.00011613 | 0.00013381 | 5.597e-05 | 7.134e-05 | 0.00010132 | 0.00010494 | 0.00012928 | 0.00013764 | 0.0001351 | 0.00011308 | 8.43e-05 | 8.646e-05 | 8.846e-05 | 4.1424e-05 | 0.00012289 | 0 | 9.173e-05
3598 | 150 | 5 | 0.00011415 | 0.00011717 | 0.00013942 | 5.448e-05 | 6.268e-05 | 0.00010211 | 0.00010416 | 0.00014836 | 9.696e-05 | 0.0001136 | 0.00010551 | 8.675e-05 | 8.755e-05 | 8.82e-05 | 3.6059e-05 | 0.0001344 | 0 | 9.173e-05
3599 | 150 | 5 | 0.00011416 | 0.00011267 | 0.00012517 | 6.07e-05 | 6.853e-05 | 9.804e-05 | 9.802e-05 | 0.00016955 | 8.99e-05 | 9.896e-05 | 9.974e-05 | 7.685e-05 | 7.161e-05 | 6.64e-05 | 3.3743e-05 | 0.00014045 | 0 | 9.173e-05
3600 | 150 | 5 | 0.00011415 | 0.00011427 | 0.00014271 | 6.333e-05 | 7.257e-05 | 9.166e-05 | 9.258e-05 | 0.00017167 | 7.971e-05 | 8.59e-05 | 9.038e-05 | 6.2e-05 | 6.01e-05 | 5.83e-05 | 5.4448e-05 | 0.00015275 | 0 | 9.173e-05
3601 | 151 | 5 | 0.00011416 | 0.00011304 | 0.00011147 | 6.357e-05 | 6.966e-05 | 8.746e-05 | 8.849e-05 | 0.00017802 | 6.591e-05 | 7.36e-05 | 8.087e-05 | 5.423e-05 | 5.365e-05 | 5.323e-05 | 7.8284e-05 | 0.00015316 | 0 | 9.503e-05
3602 | 151 | 5 | 0.00011415 | 0.00010662 | 0.0001098 | 5.963e-05 | 6.831e-05 | 8.516e-05 | 8.725e-05 | 0.00017803 | 5.718e-05 | 6.349e-05 | 7.177e-05 | 1.97e-05 | 3.814e-05 | 5.675e-05 | 9.9966e-05 | 0.0001504 | 0 | 9.503e-05
3603 | 151 | 5 | 0.00011416 | 0.00011489 | 0.00010766 | 5.397e-05 | 6.88e-05 | 8.406e-05 | 8.689e-05 | 0.00016742 | 2.814e-05 | 5.207e-05 | 6.537e-05 | 1.406e-05 | 3.761e-05 | 6.129e-05 | 0.00010878 | 0.00014005 | 0 | 9.503e-05
3604 | 151 | 5 | 0.00011415 | 0.00011501 | 0.0001137 | 5.249e-05 | 6.969e-05 | 8.484e-05 | 8.732e-05 | 0.00013776 | 1.788e-05 | 4.415e-05 | 6.177e-05 | 1.409e-05 | 4.708e-05 | 8.008e-05 | 0.00011953 | 0.00012894 | 0 | 9.503e-05
3605 | 151 | 5 | 0.00011416 | 0.00011052 | 0.00011176 | 5.898e-05 | 7.524e-05 | 8.998e-05 | 8.956e-05 | 0.00012081 | 1.517e-05 | 4.342e-05 | 6.43e-05 | 1.962e-05 | 5.697e-05 | 9.421e-05 | 0.00013166 | 0.00012186 | 1.8665e-06 | 9.503e-05
3606 | 151 | 5 | 0.00011415 | 0.00011365 | 9.696e-05 | 0.00010544 | 0.00013338 | 0.00010057 | 9.828e-05 | 6.994e-05 | 1.852e-05 | 4.845e-05 | 7.103e-05 | 4.62e-05 | 7.646e-05 | 0.00010647 | 0.00014389 | 0.00011912 | 4.6748e-06 | 9.503e-05
3607 | 151 | 5 | 0.00011416 | 0.00010975 | 0.0001159 | 0.00010953 | 0.00013707 | 0.00011287 | 0.00011461 | 2.967e-05 | 3.996e-05 | 5.996e-05 | 8.065e-05 | 0.00012132 | 0.0001168 | 0.00011189 | 0.00015205 | 0.00011631 | 1.4576e-05 | 9.503e-05
3608 | 151 | 5 | 0.00011415 | 0.00011091 | 0.00010084 | 0.00015804 | 0.00019492 | 0.00011956 | 0.00012615 | 2.13e-06 | 0.00010282 | 8.338e-05 | 9.063e-05 | 0.00021689 | 0.00017727 | 0.00013694 | 0.00016421 | 0.0001284 | 0.00010544 | 9.503e-05
3609 | 151 | 5 | 0.00011416 | 0.00011389 | 9.751e-05 | 0.00016447 | 0.00019717 | 0.00012473 | 0.00013201 | 2.755e-05 | 0.00019007 | 0.00012324 | 0.00010445 | 0.00020792 | 0.00019272 | 0.0001765 | 0.00016537 | 0.00014557 | 0.00021056 | 9.503e-05
3610 | 151 | 5 | 0.00011415 | 0.00011111 | 0.00011308 | 0.00016474 | 0.00019054 | 0.0001271 | 0.00013324 | 2.12e-06 | 0.0002017 | 0.00015837 | 0.0001244 | 0.0001644 | 0.00017337 | 0.00018135 | 0.00017333 | 0.00017131 | 0.00038534 | 9.503e-05
3611 | 151 | 5 | 0.00011416 | 0.00011388 | 0.0001053 | 0.00016589 | 0.00018901 | 0.0001296 | 0.00013439 | 2.119e-05 | 0.00017269 | 0.0001719 | 0.00014233 | 0.0001637 | 0.0001713 | 0.00017792 | 0.00018823 | 0.00018258 | 0.00021291 | 9.503e-05
3612 | 151 | 5 | 0.00011415 | 0.00011686 | 0.00010459 | 0.00016106 | 0.0001978 | 0.00012697 | 0.00013225 | 0 | 0.00016708 | 0.00017395 | 0.00015611 | 0.00016755 | 0.00017116 | 0.00017383 | 0.00017892 | 0.00018598 | 0.0001119 | 9.503e-05
3613 | 151 | 5 | 0.00011416 | 0.00011289 | 0.00011505 | 0.00015699 | 0.00019599 | 0.00012687 | 0.00013124 | 0 | 0.00016762 | 0.00017299 | 0.00016558 | 0.00015834 | 0.00016258 | 0.00016595 | 0.0002028 | 0.00018949 | 0.00010162 | 9.503e-05
3614 | 151 | 5 | 0.00011415 | 0.00011271 | 9.484e-05 | 0.00016033 | 0.00019052 | 0.00012618 | 0.00013011 | 0 | 0.00016011 | 0.00016898 | 0.00016965 | 0.00017623 | 0.00016905 | 0.00016101 | 0.00021042 | 0.0001902 | 0.00010901 | 9.503e-05
3615 | 151 | 5 | 0.00011416 | 0.0001117 | 9.449e-05 | 0.00015971 | 0.00019063 | 0.00012457 | 0.00012903 | 0 | 0.00017286 | 0.00016786 | 0.00016934 | 0.00017948 | 0.0001657 | 0.00015114 | 0.00021047 | 0.00019029 | 0.00010207 | 9.503e-05
3616 | 151 | 5 | 0.00011415 | 0.00010854 | 9.64e-05 | 0.00015664 | 0.00019195 | 0.0001239 | 0.00012915 | 0 | 0.0001777 | 0.0001669 | 0.0001653 | 0.00019459 | 0.00015239 | 0.00010971 | 0.00021164 | 0.00019029 | 7.6885e-05 | 9.503e-05
3617 | 151 | 5 | 0.00011416 | 0.00010835 | 0.00011005 | 0.0001566 | 0.00019271 | 0.00012485 | 0.00013081 | 4.25e-06 | 0.00019068 | 0.00016152 | 0.00015176 | 0.00020928 | 0.00015802 | 0.00010629 | 0.00021237 | 0.00019017 | 6.2826e-05 | 9.503e-05
3618 | 151 | 5 | 0.00011415 | 0.00011239 | 9.721e-05 | 0.00016408 | 0.00019593 | 0.00012563 | 0.00012676 | 2.544e-05 | 0.00020493 | 0.00015877 | 0.0001384 | 0.00020259 | 0.00016041 | 0.00011769 | 0.00021243 | 0.00019024 | 4.1454e-05 | 9.503e-05
3619 | 151 | 5 | 0.00011416 | 0.00010803 | 0.00010869 | 0.00010738 | 0.00013584 | 0.00012214 | 0.00012506 | 5.086e-05 | 0.00020273 | 0.0001588 | 0.00012951 | 0.00016394 | 0.00013624 | 0.00010814 | 0.00021241 | 0.00018875 | 2.754e-05 | 9.503e-05
3620 | 151 | 5 | 0.00011415 | 0.00010896 | 0.00010068 | 0.00010641 | 0.00013164 | 0.00011616 | 0.00012178 | 8.689e-05 | 0.00017261 | 0.00015086 | 0.00012077 | 0.00012835 | 0.00011562 | 0.00010256 | 0.00021224 | 0.00018119 | 4.7003e-06 | 9.503e-05
3621 | 151 | 5 | 0.00011416 | 0.0001113 | 0.00011037 | 6.269e-05 | 7.32e-05 | 0.00011206 | 0.00011822 | 0.00012716 | 0.00013902 | 0.00013593 | 0.00011336 | 8.379e-05 | 8.594e-05 | 8.792e-05 | 0.00020968 | 0.0001767 | 0 | 9.503e-05
3622 | 151 | 5 | 0.00011415 | 0.00011475 | 9.837e-05 | 6.283e-05 | 6.333e-05 | 0.00011226 | 0.00011258 | 0.00015048 | 9.686e-05 | 0.00011407 | 0.00010574 | 8.647e-05 | 8.728e-05 | 8.792e-05 | 0.00020682 | 0.00017433 | 0 | 9.503e-05
3623 | 151 | 5 | 0.00011416 | 0.00010704 | 9.985e-05 | 5.314e-05 | 7.242e-05 | 0.00010714 | 0.00010575 | 0.00016319 | 8.971e-05 | 9.904e-05 | 9.99e-05 | 7.754e-05 | 7.226e-05 | 6.7e-05 | 0.00019088 | 0.00017849 | 0 | 9.503e-05
3624 | 151 | 5 | 0.00011415 | 0.00010896 | 0.00011514 | 5.322e-05 | 6.566e-05 | 9.924e-05 | 9.806e-05 | 0.00018015 | 8.021e-05 | 8.608e-05 | 9.064e-05 | 6.201e-05 | 6.011e-05 | 5.831e-05 | 0.00017454 | 0.00017893 | 0 | 9.503e-05
3625 | 152 | 6 | 0.00011416 | 0.00011425 | 9.573e-05 | 6.13e-05 | 6.33e-05 | 9.446e-05 | 9.253e-05 | 0.00018862 | 6.6e-05 | 7.377e-05 | 8.106e-05 | 5.408e-05 | 5.35e-05 | 5.308e-05 | 0.00013183 | 0.0001788 | 0 | 9.754e-05
3626 | 152 | 6 | 0.00011415 | 0.00010934 | 8.156e-05 | 5.327e-05 | 7.392e-05 | 9.182e-05 | 9.005e-05 | 0.00021617 | 5.709e-05 | 6.354e-05 | 7.185e-05 | 2.428e-05 | 3.799e-05 | 5.654e-05 | 0.00010012 | 0.00017982 | 0 | 9.754e-05
3627 | 152 | 6 | 0.00011416 | 0.00010832 | 8.493e-05 | 5.467e-05 | 6.874e-05 | 9.107e-05 | 8.933e-05 | 0.00023101 | 3.17e-05 | 5.201e-05 | 6.537e-05 | 1.929e-05 | 3.744e-05 | 6.102e-05 | 8.9736e-05 | 0.00018095 | 0 | 9.754e-05
3628 | 152 | 6 | 0.00011415 | 0.00011384 | 8.854e-05 | 6.263e-05 | 7.061e-05 | 9.212e-05 | 8.953e-05 | 0.00022889 | 2.263e-05 | 4.403e-05 | 6.169e-05 | 1.93e-05 | 4.681e-05 | 7.962e-05 | 8.4935e-05 | 0.00017875 | 0 | 9.754e-05
3629 | 152 | 6 | 0.00011416 | 0.00011743 | 9.732e-05 | 6.155e-05 | 6.8e-05 | 9.478e-05 | 9.041e-05 | 0.00016319 | 2.024e-05 | 4.323e-05 | 6.41e-05 | 2.406e-05 | 5.647e-05 | 9.337e-05 | 7.7844e-05 | 0.00017453 | 3.3258e-06 | 9.754e-05
3630 | 152 | 6 | 0.00011415 | 0.00011033 | 0.00010098 | 0.000108 | 0.00013049 | 0.00010326 | 9.862e-05 | 9.75e-05 | 2.311e-05 | 4.813e-05 | 7.066e-05 | 4.77e-05 | 7.717e-05 | 0.00010746 | 7.2947e-05 | 0.00016824 | 4.5578e-05 | 9.754e-05
3631 | 152 | 6 | 0.00011416 | 0.00010941 | 0.00010005 | 0.00011162 | 0.00013229 | 0.00011351 | 0.00011304 | 7.206e-05 | 4.216e-05 | 5.998e-05 | 8.053e-05 | 0.00011243 | 0.00011675 | 0.00011184 | 6.2653e-05 | 0.00015439 | 0.00011605 | 9.754e-05
3632 | 152 | 6 | 0.00011415 | 0.00011678 | 9.921e-05 | 0.00016328 | 0.00019949 | 0.00011882 | 0.0001228 | 5.511e-05 | 9.644e-05 | 8.347e-05 | 9.054e-05 | 0.00019416 | 0.00017607 | 0.00013601 | 4.5691e-05 | 0.00014023 | 0.00018054 | 9.754e-05
3633 | 152 | 6 | 0.00011416 | 0.00011057 | 9.99e-05 | 0.00016333 | 0.00019077 | 0.00012136 | 0.0001267 | 2.332e-05 | 0.00017117 | 0.00012287 | 0.00010421 | 0.00018928 | 0.00019437 | 0.00017801 | 4.354e-05 | 0.00013766 | 0.00023329 | 9.754e-05
3634 | 152 | 6 | 0.00011415 | 0.00010923 | 8.441e-05 | 0.00016306 | 0.00018723 | 0.00012266 | 0.00012745 | 2.12e-06 | 0.00018334 | 0.0001586 | 0.00012455 | 0.00015103 | 0.00017471 | 0.00018274 | 4.9844e-05 | 0.00014614 | 0.00040462 | 9.754e-05
3635 | 152 | 6 | 0.00011416 | 0.00010892 | 8.523e-05 | 0.00016488 | 0.00019717 | 0.00012341 | 0.00012847 | 0 | 0.00015815 | 0.00017271 | 0.00014282 | 0.00014909 | 0.00017113 | 0.00017774 | 6.3435e-05 | 0.00015735 | 0.00043759 | 9.754e-05
3636 | 152 | 6 | 0.00011415 | 0.00011064 | 8.445e-05 | 0.00016701 | 0.00019282 | 0.00011925 | 0.00012742 | 0 | 0.00015229 | 0.00017455 | 0.00015653 | 0.00015255 | 0.00017107 | 0.00017373 | 6.7113e-05 | 0.00015438 | 0.00058191 | 9.754e-05
3637 | 152 | 6 | 0.00011416 | 0.00011148 | 8.687e-05 | 0.00015959 | 0.00019729 | 0.00011906 | 0.00012805 | 0 | 0.00015269 | 0.00017325 | 0.00016594 | 0.00014646 | 0.00016469 | 0.0001681 | 6.8278e-05 | 0.00015013 | 0.00073993 | 9.754e-05
3638 | 152 | 6 | 0.00011415 | 0.00010709 | 8.131e-05 | 0.00016406 | 0.0001969 | 0.00011807 | 0.00012753 | 0 | 0.00014759 | 0.00016982 | 0.00017043 | 0.00016073 | 0.00016962 | 0.00016155 | 7.2297e-05 | 0.00015118 | 0.00050283 | 9.754e-05
3639 | 152 | 6 | 0.00011416 | 0.00011572 | 8.195e-05 | 0.00016757 | 0.00019964 | 0.00011674 | 0.00012733 | 0 | 0.00015795 | 0.00016879 | 0.0001701 | 0.00016505 | 0.00016787 | 0.00015312 | 7.2218e-05 | 0.00015602 | 0.00040737 | 9.754e-05
3640 | 152 | 6 | 0.00011415 | 0.00011306 | 9.876e-05 | 0.0001626 | 0.00019138 | 0.00011518 | 0.00012718 | 0 | 0.00016323 | 0.00016826 | 0.00016634 | 0.0001772 | 0.00015334 | 0.0001104 | 6.2111e-05 | 0.00016144 | 0.00037745 | 9.754e-05
3641 | 152 | 6 | 0.00011416 | 0.00011746 | 9.63e-05 | 0.00015641 | 0.00018915 | 0.00011751 | 0.00012659 | 0 | 0.00017394 | 0.00016284 | 0.00015281 | 0.00018906 | 0.00015823 | 0.00010643 | 5.8845e-05 | 0.000165 | 0.00023686 | 9.754e-05
3642 | 152 | 6 | 0.00011415 | 0.00011279 | 8.98e-05 | 0.00016548 | 0.00019663 | 0.00011874 | 0.00012146 | 0 | 0.00018551 | 0.00015968 | 0.00013929 | 0.00018315 | 0.00016051 | 0.00011776 | 5.095e-05 | 0.00017185 | 0.00015198 | 9.754e-05
3643 | 152 | 6 | 0.00011416 | 0.00011572 | 0.00010236 | 0.00010598 | 0.00012662 | 0.00011586 | 0.00011836 | 0 | 0.00018338 | 0.0001593 | 0.00013019 | 0.00014784 | 0.00013467 | 0.00010689 | 5.9617e-05 | 0.00018362 | 3.487e-06 | 9.754e-05
3644 | 152 | 6 | 0.00011415 | 0.00011026 | 9.25e-05 | 0.00010631 | 0.00013276 | 0.000113 | 0.00011534 | 0 | 0.00015579 | 0.00015051 | 0.00012098 | 0.00011825 | 0.00011521 | 0.0001022 | 5.824e-05 | 0.00018808 | 0 | 9.754e-05
3645 | 152 | 6 | 0.00011416 | 0.000112 | 0.0001001 | 5.447e-05 | 6.544e-05 | 0.00011011 | 0.00011196 | 0 | 0.00012735 | 0.00013535 | 0.0001133 | 8.107e-05 | 8.72e-05 | 8.922e-05 | 6.702e-05 | 0.00018821 | 0 | 9.754e-05
3646 | 152 | 6 | 0.00011415 | 0.0001143 | 9.101e-05 | 5.667e-05 | 7.624e-05 | 0.00011203 | 0.00011141 | 0 | 9.203e-05 | 0.00011412 | 0.00010585 | 8.225e-05 | 8.731e-05 | 8.795e-05 | 8.629e-05 | 0.00018883 | 0 | 9.754e-05
3647 | 152 | 6 | 0.00011416 | 0.00011174 | 8.269e-05 | 5.524e-05 | 6.432e-05 | 0.00010738 | 0.00010584 | 0 | 8.519e-05 | 9.927e-05 | 9.997e-05 | 7.404e-05 | 7.18e-05 | 6.657e-05 | 0.00011157 | 0.00018929 | 0 | 9.754e-05
3648 | 152 | 6 | 0.00011415 | 0.00011175 | 9.938e-05 | 5.534e-05 | 7.055e-05 | 9.932e-05 | 9.797e-05 | 8.48e-06 | 7.651e-05 | 8.609e-05 | 9.061e-05 | 6.177e-05 | 6.091e-05 | 5.909e-05 | 0.00015747 | 0.00018945 | 0 | 9.754e-05
3649 | 153 | 6 | 0.00011416 | 0.00011309 | 0.00010762 | 5.925e-05 | 3.902e-05 | 9.492e-05 | 9.248e-05 | 3.392e-05 | 6.502e-05 | 7.399e-05 | 8.124e-05 | 6.877e-05 | 6.123e-05 | 5.4e-05 | 0.00019562 | 0.00019004 | 0 | 9.72e-05
3650 | 153 | 6 | 0.00011415 | 0.00010667 | 0.00012441 | 6.024e-05 | 4.285e-05 | 9.206e-05 | 9.02e-05 | 3.179e-05 | 6.825e-05 | 6.654e-05 | 7.223e-05 | 4.038e-05 | 4.617e-05 | 5.659e-05 | 0.00020753 | 0.0001902 | 0 | 9.72e-05
3651 | 153 | 6 | 0.00011416 | 0.00011511 | 0.00011389 | 5.525e-05 | 4.379e-05 | 9.069e-05 | 8.95e-05 | 1.908e-05 | 4.638e-05 | 5.764e-05 | 6.571e-05 | 2.892e-05 | 4.214e-05 | 6.164e-05 | 0.00021059 | 0.00019004 | 0 | 9.72e-05
3652 | 153 | 6 | 0.00011415 | 0.00010994 | 0.00011808 | 5.29e-05 | 4.042e-05 | 9.122e-05 | 8.971e-05 | 1.484e-05 | 3.329e-05 | 4.994e-05 | 6.212e-05 | 2.82e-05 | 5.086e-05 | 7.967e-05 | 0.00021181 | 0.00018876 | 0 | 9.72e-05
3653 | 153 | 6 | 0.00011416 | 0.00011323 | 0.00011673 | 5.271e-05 | 4.161e-05 | 9.402e-05 | 9.046e-05 | 1.272e-05 | 2.973e-05 | 4.843e-05 | 6.448e-05 | 3.027e-05 | 5.936e-05 | 9.434e-05 | 0.00021238 | 0.0001877 | 8.128e-06 | 9.72e-05
3654 | 153 | 6 | 0.00011415 | 0.00010937 | 0.00011912 | 0.00011074 | 7.641e-05 | 0.00010301 | 9.845e-05 | 1.06e-05 | 3.009e-05 | 5.23e-05 | 7.115e-05 | 3.569e-05 | 6.929e-05 | 0.00010783 | 0.00021244 | 0.00018891 | 3.6118e-05 | 9.72e-05
3655 | 153 | 6 | 0.00011416 | 0.00011348 | 0.00010478 | 0.00011203 | 8.177e-05 | 0.00011384 | 0.00011354 | 4.24e-06 | 3.436e-05 | 5.956e-05 | 8.1e-05 | 4.951e-05 | 7.966e-05 | 0.00011252 | 0.00021245 | 0.00018981 | 5.4503e-05 | 9.72e-05
3656 | 153 | 6 | 0.00011415 | 0.00010779 | 0.00012151 | 0.0001596 | 0.0001177 | 0.0001199 | 0.00012481 | 0 | 4.605e-05 | 6.861e-05 | 9.107e-05 | 6.814e-05 | 0.00010247 | 0.00013644 | 0.00021245 | 0.00018995 | 0.00012063 | 9.72e-05
3657 | 153 | 6 | 0.00011416 | 0.00011472 | 0.00010595 | 0.00016551 | 0.00012112 | 0.00012385 | 0.00013007 | 0 | 6.297e-05 | 8.304e-05 | 0.00010473 | 9.588e-05 | 0.00013943 | 0.00017815 | 0.00021245 | 0.00019016 | 0.00012777 | 9.72e-05
3658 | 153 | 6 | 0.00011415 | 0.00011214 | 0.00011198 | 0.00016056 | 0.0001147 | 0.00012543 | 0.00013107 | 0 | 8.819e-05 | 0.00010698 | 0.00012499 | 0.0001205 | 0.00015626 | 0.00018334 | 0.00021245 | 0.00019018 | 0.00013473 | 9.72e-05
3659 | 153 | 6 | 0.00011416 | 0.00011393 | 0.00011169 | 0.0001676 | 0.00011421 | 0.00012695 | 0.00013195 | 0 | 0.00011277 | 0.00013078 | 0.00014328 | 0.00012652 | 0.00015767 | 0.00017916 | 0.00021245 | 0.0001902 | 6.2589e-05 | 9.72e-05
3660 | 153 | 6 | 0.00011415 | 0.00010944 | 0.00011946 | 0.00016262 | 0.00011588 | 0.00012411 | 0.00013091 | 0 | 0.00012292 | 0.0001461 | 0.0001572 | 0.00012841 | 0.00015653 | 0.00017479 | 0.00021244 | 0.00019027 | 0.00010778 | 9.72e-05
3661 | 153 | 6 | 0.00011416 | 0.00011143 | 0.00011606 | 0.00016662 | 0.00011616 | 0.00012488 | 0.00013131 | 0 | 0.00012708 | 0.0001531 | 0.00016672 | 0.00012103 | 0.00014867 | 0.00016762 | 0.00021245 | 0.00019017 | 0.00012464 | 9.72e-05
3662 | 153 | 6 | 0.00011415 | 0.0001066 | 0.00010788 | 0.00016404 | 0.00011898 | 0.00012352 | 0.00013068 | 0 | 0.0001224 | 0.00015284 | 0.00017098 | 0.00010561 | 0.00013609 | 0.00016027 | 0.00021245 | 0.00019008 | 0.00010735 | 9.72e-05
3663 | 153 | 6 | 0.00011416 | 0.00010761 | 0.00011688 | 0.00015794 | 0.00011541 | 0.00012249 | 0.00013039 | 0 | 0.00010948 | 0.00014649 | 0.00017024 | 0.0001183 | 0.00013943 | 0.00015237 | 0.00021245 | 0.00019006 | 7.9939e-05 | 9.72e-05
3664 | 153 | 6 | 0.00011415 | 0.00011312 | 0.00012393 | 0.00015995 | 0.00011455 | 0.00012197 | 0.00013011 | 0 | 0.00011674 | 0.00014217 | 0.0001662 | 0.00012313 | 0.00012025 | 0.0001087 | 0.00021245 | 0.00019003 | 7.1404e-05 | 9.72e-05
3665 | 153 | 6 | 0.00011416 | 0.00010932 | 0.00011688 | 0.00016004 | 0.00011636 | 0.00012311 | 0.00012939 | 0 | 0.00012148 | 0.00013333 | 0.00015219 | 0.00013042 | 0.00012395 | 0.00010787 | 0.00021245 | 0.00019 | 7.3712e-05 | 9.72e-05
3666 | 153 | 6 | 0.00011415 | 0.00010722 | 0.00011465 | 0.00015964 | 0.00012129 | 0.00012253 | 0.00012406 | 0 | 0.00012822 | 0.00012771 | 0.00013896 | 0.00012938 | 0.00012806 | 0.00011707 | 0.00021245 | 0.00019002 | 5.3748e-05 | 9.72e-05
3667 | 153 | 6 | 0.00011416 | 0.00011073 | 0.00012316 | 0.00010841 | 7.954e-05 | 0.00012004 | 0.00012093 | 0 | 0.000129 | 0.00012657 | 0.00012976 | 0.00013095 | 0.00012401 | 0.00010734 | 0.00021245 | 0.0001901 | 4.8768e-05 | 9.72e-05
3668 | 153 | 6 | 0.00011415 | 0.00010882 | 0.00010916 | 0.00011149 | 7.851e-05 | 0.00011488 | 0.00011794 | 0 | 0.00013053 | 0.00012561 | 0.00012076 | 0.00013133 | 0.00012101 | 0.00010082 | 0.00021245 | 0.00019016 | 5.5996e-07 | 9.72e-05
3669 | 153 | 6 | 0.00011416 | 0.00011209 | 0.00012054 | 5.399e-05 | 4.017e-05 | 0.00011231 | 0.00011498 | 0 | 0.00013116 | 0.00012373 | 0.00011289 | 8.225e-05 | 8.638e-05 | 8.838e-05 | 0.00021245 | 0.00019027 | 0 | 9.72e-05
3670 | 153 | 6 | 0.00011415 | 0.00011333 | 0.00010736 | 5.882e-05 | 4.113e-05 | 0.00011493 | 0.00011374 | 2.12e-06 | 9.299e-05 | 0.00010976 | 0.00010538 | 8.437e-05 | 8.75e-05 | 8.815e-05 | 0.00021245 | 0.00019029 | 0 | 9.72e-05
3671 | 153 | 6 | 0.00011416 | 0.00011129 | 0.00010611 | 5.626e-05 | 3.875e-05 | 0.00010996 | 0.0001077 | 2.755e-05 | 8.733e-05 | 9.8e-05 | 9.959e-05 | 8.251e-05 | 7.582e-05 | 6.716e-05 | 0.00021245 | 0.00019029 | 0 | 9.72e-05
3672 | 153 | 6 | 0.00011415 | 0.00011396 | 0.00010879 | 6.046e-05 | 4.322e-05 | 0.00010181 | 9.932e-05 | 3.18e-05 | 8.375e-05 | 8.726e-05 | 9.044e-05 | 7.831e-05 | 6.949e-05 | 5.948e-05 | 0.0002124 | 0.00019029 | 0 | 9.72e-05
3673 | 154 | 6 | 0.00011416 | 0.00011172 | 8.71e-05 | 5.498e-05 | 1.55e-05 | 9.645e-05 | 9.402e-05 | 1.908e-05 | 7.932e-05 | 7.844e-05 | 8.121e-05 | 6.767e-05 | 6.025e-05 | 5.314e-05 | 0.00021229 | 0.00019029 | 0 | 9.954e-05
3674 | 154 | 6 | 0.00011415 | 0.00010975 | 0.00010206 | 5.406e-05 | 1.471e-05 | 9.284e-05 | 9.169e-05 | 2.968e-05 | 7.035e-05 | 6.983e-05 | 7.209e-05 | 4.022e-05 | 4.599e-05 | 5.637e-05 | 0.00021208 | 0.00019029 | 0 | 9.954e-05
3675 | 154 | 6 | 0.00011416 | 0.00010631 | 8.987e-05 | 5.43e-05 | 1.485e-05 | 9.263e-05 | 9.101e-05 | 2.12e-05 | 4.709e-05 | 5.92e-05 | 6.559e-05 | 2.909e-05 | 4.239e-05 | 6.201e-05 | 0.00021147 | 0.00019029 | 0 | 9.954e-05
3676 | 154 | 6 | 0.00011415 | 0.00011336 | 8.842e-05 | 5.371e-05 | 1.439e-05 | 9.333e-05 | 9.071e-05 | 1.484e-05 | 3.368e-05 | 5.06e-05 | 6.21e-05 | 2.846e-05 | 5.134e-05 | 8.043e-05 | 0.00021054 | 0.00019029 | 0 | 9.954e-05
3677 | 154 | 6 | 0.00011416 | 0.00010965 | 9.987e-05 | 5.555e-05 | 1.592e-05 | 9.525e-05 | 9.159e-05 | 0 | 2.993e-05 | 4.887e-05 | 6.462e-05 | 3.001e-05 | 5.885e-05 | 9.353e-05 | 0.00021048 | 0.00019028 | 1.2387e-05 | 9.954e-05
3678 | 154 | 6 | 0.00011415 | 0.00010638 | 8.65e-05 | 0.0001073 | 2.901e-05 | 0.000105 | 0.00010018 | 0 | 2.993e-05 | 5.237e-05 | 7.111e-05 | 3.571e-05 | 6.934e-05 | 0.00010791 | 0.00020927 | 0.00019025 | 5.7142e-05 | 9.954e-05
3679 | 154 | 6 | 0.00011416 | 0.00011063 | 9.718e-05 | 0.0001053 | 2.672e-05 | 0.0001167 | 0.00011502 | 0 | 3.436e-05 | 5.951e-05 | 8.099e-05 | 4.918e-05 | 7.913e-05 | 0.00011178 | 0.00020833 | 0.00019013 | 0.00014231 | 9.954e-05
3680 | 154 | 6 | 0.00011415 | 0.00010809 | 9.445e-05 | 0.00016626 | 4.029e-05 | 0.00012321 | 0.00012579 | 0 | 4.579e-05 | 6.839e-05 | 9.09e-05 | 6.757e-05 | 0.0001016 | 0.00013529 | 0.00020595 | 0.00018998 | 0.00010016 | 9.954e-05
3681 | 154 | 6 | 0.00011416 | 0.00011219 | 9.635e-05 | 0.00016577 | 4.195e-05 | 0.00012685 | 0.00013101 | 0 | 6.247e-05 | 8.254e-05 | 0.0001043 | 9.543e-05 | 0.00013879 | 0.00017733 | 0.00021033 | 0.0001894 | 0.00013162 | 9.954e-05
3682 | 154 | 6 | 0.00011415 | 0.00010815 | 0.00010042 | 0.00015808 | 4.141e-05 | 0.00012659 | 0.00013212 | 0 | 8.775e-05 | 0.00010636 | 0.0001244 | 0.00012002 | 0.00015564 | 0.00018261 | 0.00021013 | 0.00018814 | 0.00012023 | 9.954e-05
3683 | 154 | 6 | 0.00011416 | 0.00011268 | 8.626e-05 | 0.00016351 | 4.21e-05 | 0.0001273 | 0.00013243 | 0 | 0.00011229 | 0.00013013 | 0.0001426 | 0.00012666 | 0.00015785 | 0.00017937 | 0.00020811 | 0.00018329 | 0.00019648 | 9.954e-05
3684 | 154 | 6 | 0.00011415 | 0.00011452 | 0.00010103 | 0.00015688 | 4.07e-05 | 0.00012356 | 0.00013058 | 0 | 0.00012292 | 0.00014575 | 0.00015665 | 0.00012908 | 0.00015735 | 0.00017571 | 0.00015288 | 0.00015596 | 0.00022973 | 9.954e-05
3685 | 154 | 6 | 0.00011416 | 0.00011107 | 8.415e-05 | 0.00015959 | 4.271e-05 | 0.00012146 | 0.00013156 | 0 | 0.00012759 | 0.00015325 | 0.00016651 | 0.00011968 | 0.00014701 | 0.00016574 | 0.00014072 | 0.00013208 | 0.00018706 | 9.954e-05
3686 | 154 | 6 | 0.00011415 | 0.00011532 | 9.558e-05 | 0.00015889 | 4.274e-05 | 0.00011912 | 0.00013099 | 0 | 0.00012145 | 0.00015247 | 0.00017049 | 0.00010534 | 0.00013575 | 0.00015986 | 0.00012554 | 0.00012257 | 0.00018597 | 9.954e-05
3687 | 154 | 6 | 0.00011416 | 0.00011577 | 8.525e-05 | 0.000161 | 4.013e-05 | 0.0001172 | 0.0001306 | 0 | 0.0001091 | 0.00014596 | 0.00016979 | 0.00011915 | 0.00014043 | 0.00015346 | 0.00010991 | 0.00011635 | 0.00047283 | 9.954e-05
3688 | 154 | 6 | 0.00011415 | 0.0001161 | 8.705e-05 | 0.00016348 | 4.231e-05 | 0.00011699 | 0.00013088 | 0 | 0.00011731 | 0.00014216 | 0.00016609 | 0.0001253 | 0.00012238 | 0.00011062 | 9.4816e-05 | 0.00010657 | 0.00021048 | 9.954e-05
3689 | 154 | 6 | 0.00011416 | 0.00011062 | 9.171e-05 | 0.00016066 | 4.246e-05 | 0.00011949 | 0.00013089 | 1.272e-05 | 0.00012327 | 0.00013425 | 0.00015256 | 0.00012874 | 0.00012235 | 0.00010648 | 7.4867e-05 | 8.7117e-05 | 0.00028298 | 9.954e-05
3690 | 154 | 6 | 0.00011415 | 0.00010708 | 8.326e-05 | 0.00016511 | 4.265e-05 | 0.0001218 | 0.0001264 | 1.696e-05 | 0.00012728 | 0.00012796 | 0.00013903 | 0.00012993 | 0.0001286 | 0.00011757 | 5.6042e-05 | 6.8907e-05 | 0.0001542 | 9.954e-05
3691 | 154 | 6 | 0.00011416 | 0.00011315 | 9.421e-05 | 0.00010721 | 2.695e-05 | 0.00011966 | 0.00012369 | 1.484e-05 | 0.0001293 | 0.0001267 | 0.00012999 | 0.00013067 | 0.00012375 | 0.00010711 | 3.8794e-05 | 4.8922e-05 | 4.2099e-05 | 9.954e-05
3692 | 154 | 6 | 0.00011415 | 0.00011584 | 9.271e-05 | 0.00010451 | 2.836e-05 | 0.00011564 | 0.00012062 | 1.908e-05 | 0.00013036 | 0.00012559 | 0.00012092 | 0.00013223 | 0.00012184 | 0.00010151 | 2.5015e-05 | 3.009e-05 | 8.0007e-06 | 9.954e-05
3693 | 154 | 6 | 0.00011416 | 0.0001154 | 9.258e-05 | 5.275e-05 | 1.387e-05 | 0.00011232 | 0.00011734 | 1.06e-05 | 0.00013181 | 0.000124 | 0.00011314 | 8.193e-05 | 8.604e-05 | 8.803e-05 | 2.0242e-05 | 2.1445e-05 | 0 | 9.954e-05
3694 | 154 | 6 | 0.00011415 | 0.00010733 | 8.252e-05 | 5.621e-05 | 1.35e-05 | 0.00011421 | 0.00011376 | 1.484e-05 | 9.287e-05 | 0.00010988 | 0.00010546 | 8.519e-05 | 8.835e-05 | 8.9e-05 | 1.9581e-05 | 1.8902e-05 | 0 | 9.954e-05
3695 | 154 | 6 | 0.00011416 | 0.00011152 | 9.053e-05 | 6.136e-05 | 1.462e-05 | 0.00010959 | 0.00010735 | 2.119e-05 | 8.796e-05 | 9.833e-05 | 9.984e-05 | 8.158e-05 | 7.496e-05 | 6.64e-05 | 1.7959e-05 | 2.0933e-05 | 0 | 9.954e-05
3696 | 154 | 6 | 0.00011415 | 0.00010933 | 8.623e-05 | 6.078e-05 | 1.622e-05 | 0.00010142 | 9.983e-05 | 2.755e-05 | 8.315e-05 | 8.724e-05 | 9.048e-05 | 7.792e-05 | 6.914e-05 | 5.918e-05 | 1.0459e-05 | 3.5635e-05 | 0 | 9.954e-05
3697 | 155 | 6 | 0.00011416 | 0.00011795 | 8.973e-05 | 5.697e-05 | 6.827e-05 | 9.639e-05 | 9.45e-05 | 4.451e-05 | 7.891e-05 | 7.819e-05 | 8.116e-05 | 5.403e-05 | 5.345e-05 | 5.303e-05 | 7.6385e-06 | 4.4839e-05 | 0 | 0.00010101
3698 | 155 | 6 | 0.00011415 | 0.00011417 | 8.379e-05 | 5.583e-05 | 6.991e-05 | 9.425e-05 | 9.224e-05 | 6.147e-05 | 5.961e-05 | 6.717e-05 | 7.2e-05 | 2.406e-05 | 3.765e-05 | 5.603e-05 | 6.3993e-06 | 4.9095e-05 | 0 | 0.00010101
3699 | 155 | 6 | 0.00011416 | 0.00011088 | 8.558e-05 | 6.044e-05 | 7.476e-05 | 9.277e-05 | 9.102e-05 | 5.723e-05 | 3.24e-05 | 5.384e-05 | 6.541e-05 | 1.965e-05 | 3.813e-05 | 6.215e-05 | 7.877e-06 | 4.9502e-05 | 0 | 0.00010101
3700 | 155 | 6 | 0.00011415 | 0.00011192 | 8.988e-05 | 6.201e-05 | 7.469e-05 | 9.411e-05 | 9.109e-05 | 5.298e-05 | 2.319e-05 | 4.497e-05 | 6.195e-05 | 1.962e-05 | 4.76e-05 | 8.095e-05 | 1.2215e-05 | 4.7631e-05 | 0 | 0.00010101
3701 | 155 | 6 | 0.00011416 | 0.00011471 | 9.279e-05 | 5.703e-05 | 6.484e-05 | 9.652e-05 | 9.207e-05 | 5.723e-05 | 2.053e-05 | 4.397e-05 | 6.463e-05 | 2.401e-05 | 5.635e-05 | 9.319e-05 | 1.6346e-05 | 5.154e-05 | 1.1394e-05 | 0.00010101
3702 | 155 | 6 | 0.00011415 | 0.0001192 | 9.707e-05 | 0.00011149 | 0.00013037 | 0.00010458 | 0.0001002 | 5.935e-05 | 2.313e-05 | 4.855e-05 | 7.107e-05 | 4.719e-05 | 7.634e-05 | 0.00010631 | 2.0812e-05 | 5.3651e-05 | 2.9712e-05 | 0.00010101
3703 | 155 | 6 | 0.00011416 | 0.0001123 | 9.238e-05 | 0.00011148 | 0.0001307 | 0.00011607 | 0.00011496 | 6.147e-05 | 4.178e-05 | 5.984e-05 | 8.063e-05 | 0.00011299 | 0.00011734 | 0.00011241 | 2.6341e-05 | 4.5294e-05 | 0.00018002 | 0.00010101
3704 | 155 | 6 | 0.00011415 | 0.00011847 | 9.165e-05 | 0.00016286 | 0.0001941 | 0.00012247 | 0.00012624 | 5.511e-05 | 9.681e-05 | 8.347e-05 | 9.071e-05 | 0.00019504 | 0.00017687 | 0.00013663 | 3.1188e-05 | 3.4666e-05 | 0.00036175 | 0.00010101
3705 | 155 | 6 | 0.00011416 | 0.00011115 | 9.541e-05 | 0.00016678 | 0.00019482 | 0.00012656 | 0.00013142 | 0 | 0.00017192 | 0.00012322 | 0.00010443 | 0.00018968 | 0.00019478 | 0.00017838 | 2.1177e-05 | 2.5338e-05 | 0.00051656 | 0.00010101
3706 | 155 | 6 | 0.00011415 | 0.00011543 | 9.554e-05 | 0.00015915 | 0.00020085 | 0.00012685 | 0.00013276 | 8.48e-06 | 0.0001838 | 0.00015905 | 0.00012477 | 0.00015048 | 0.00017407 | 0.00018208 | 9.1939e-06 | 1.8831e-05 | 0.00063178 | 0.00010101
3707 | 155 | 6 | 0.00011416 | 0.00011841 | 9.455e-05 | 0.00016616 | 0.00019585 | 0.00012716 | 0.00013324 | 0 | 0.00015784 | 0.00017279 | 0.00014286 | 0.00015143 | 0.00017381 | 0.00018053 | 1.1072e-05 | 1.6058e-05 | 0.00070479 | 0.00010101
3708 | 155 | 6 | 0.00011415 | 0.00010925 | 8.772e-05 | 0.00016683 | 0.0002016 | 0.00012285 | 0.00013057 | 1.06e-05 | 0.00015407 | 0.00017546 | 0.00015718 | 0.0001523 | 0.00017079 | 0.00017345 | 1.0808e-05 | 2.1087e-05 | 0.00073533 | 0.00010101
3709 | 155 | 6 | 0.00011416 | 0.00010884 | 0.00010265 | 0.00016609 | 0.00019472 | 0.00011952 | 0.00013043 | 0 | 0.00015283 | 0.00017398 | 0.00016647 | 0.00014606 | 0.00016425 | 0.00016765 | 1.1778e-05 | 1.9612e-05 | 0.00073286 | 0.00010101
3710 | 155 | 6 | 0.00011415 | 0.00011277 | 9.128e-05 | 0.00016035 | 0.0001936 | 0.00011715 | 0.0001288 | 0 | 0.00014735 | 0.00017005 | 0.00017078 | 0.00015857 | 0.00016734 | 0.00015938 | 1.2603e-05 | 1.6864e-05 | 0.00059437 | 0.00010101
3711 | 155 | 6 | 0.00011416 | 0.0001087 | 0.00010142 | 0.00016744 | 0.00019523 | 0.00011448 | 0.00012703 | 0 | 0.00015624 | 0.00016797 | 0.00016989 | 0.00016323 | 0.00016602 | 0.00015143 | 1.3382e-05 | 1.7302e-05 | 0.00060236 | 0.00010101
3712 | 155 | 6 | 0.00011415 | 0.00011662 | 8.831e-05 | 0.00015616 | 0.00018929 | 0.00011384 | 0.00012623 | 0 | 0.00016146 | 0.00016681 | 0.0001657 | 0.00017649 | 0.00015272 | 0.00010995 | 1.5931e-05 | 1.9695e-05 | 0.00048272 | 0.00010101
3713 | 155 | 6 | 0.00011416 | 0.00011212 | 8.461e-05 | 0.00016332 | 0.00019454 | 0.00011543 | 0.00012667 | 0 | 0.00017299 | 0.00016156 | 0.00015199 | 0.00018983 | 0.00015887 | 0.00010686 | 2.3602e-05 | 2.9592e-05 | 0.00033153 | 0.00010101
3714 | 155 | 6 | 0.00011415 | 0.00011404 | 9.862e-05 | 0.00016461 | 0.00019793 | 0.00011637 | 0.00012322 | 0 | 0.00018587 | 0.00015916 | 0.00013863 | 0.0001817 | 0.00015924 | 0.00011683 | 2.9486e-05 | 4.3767e-05 | 0.00015218 | 0.00010101
3715 | 155 | 6 | 0.00011416 | 0.00011528 | 8.577e-05 | 0.00010771 | 0.00013722 | 0.0001144 | 0.00011965 | 2.12e-06 | 0.00018229 | 0.00015871 | 0.00012946 | 0.00014763 | 0.00013447 | 0.00010673 | 3.6482e-05 | 6.2311e-05 | 3.2639e-05 | 0.00010101
3716 | 155 | 6 | 0.00011415 | 0.00011221 | 8.138e-05 | 0.00011268 | 0.00013812 | 0.00011119 | 0.00011616 | 8.48e-06 | 0.00015543 | 0.00015002 | 0.00012041 | 0.00011759 | 0.00011457 | 0.00010163 | 6.0324e-05 | 8.427e-05 | 8.3995e-06 | 0.00010101
3717 | 155 | 6 | 0.00011416 | 0.00011754 | 8.989e-05 | 5.267e-05 | 7.597e-05 | 0.00010844 | 0.00011228 | 2.12e-05 | 0.00012675 | 0.00013483 | 0.00011281 | 8.066e-05 | 8.675e-05 | 8.876e-05 | 0.00011519 | 0.00010524 | 0 | 0.00010101
3718 | 155 | 6 | 0.00011415 | 0.00011331 | 9.296e-05 | 6.14e-05 | 6.41e-05 | 0.00011267 | 0.00011143 | 3.815e-05 | 9.157e-05 | 0.00011362 | 0.0001054 | 8.19e-05 | 8.693e-05 | 8.758e-05 | 0.00016945 | 0.00012641 | 0 | 0.00010101
3719 | 155 | 6 | 0.00011416 | 0.00011357 | 8.861e-05 | 6.007e-05 | 7.378e-05 | 0.00010894 | 0.00010707 | 4.027e-05 | 8.481e-05 | 9.882e-05 | 9.954e-05 | 7.505e-05 | 7.278e-05 | 6.748e-05 | 0.00019555 | 0.00014445 | 0 | 0.00010101
3720 | 155 | 6 | 0.00011415 | 0.00011343 | 8.187e-05 | 6.254e-05 | 6.417e-05 | 0.00010103 | 9.903e-05 | 3.603e-05 | 7.721e-05 | 8.616e-05 | 9.049e-05 | 6.194e-05 | 6.108e-05 | 5.925e-05 | 0.00019715 | 0.00016253 | 0 | 0.00010101
3721 | 156 | 6 | 0.00011416 | 0.00011899 | 0.00010881 | 5.271e-05 | 6.563e-05 | 9.549e-05 | 9.347e-05 | 3.391e-05 | 6.528e-05 | 7.424e-05 | 8.122e-05 | 5.467e-05 | 5.408e-05 | 5.366e-05 | 0.00018896 | 0.00016979 | 0 | 0.00010049
3722 | 156 | 6 | 0.00011415 | 0.00011976 | 0.00011229 | 6.173e-05 | 7.235e-05 | 9.219e-05 | 9.059e-05 | 2.967e-05 | 5.732e-05 | 6.416e-05 | 7.22e-05 | 2.438e-05 | 3.814e-05 | 5.677e-05 | 0.00017916 | 0.0001779 | 0 | 0.00010049
3723 | 156 | 6 | 0.00011416 | 0.00011349 | 0.00011928 | 5.24e-05 | 6.801e-05 | 9.028e-05 | 8.89e-05 | 4.663e-05 | 3.181e-05 | 5.248e-05 | 6.576e-05 | 1.939e-05 | 3.763e-05 | 6.134e-05 | 0.0001718 | 0.00017907 | 0 | 0.00010049
3724 | 156 | 6 | 0.00011415 | 0.00011325 | 0.00011484 | 5.965e-05 | 6.457e-05 | 8.75e-05 | 8.793e-05 | 4.451e-05 | 2.275e-05 | 4.435e-05 | 6.212e-05 | 1.948e-05 | 4.726e-05 | 8.039e-05 | 0.00016568 | 0.00017541 | 0 | 0.00010049
3725 | 156 | 6 | 0.00011416 | 0.00011267 | 0.00010377 | 6.144e-05 | 7.423e-05 | 8.619e-05 | 8.595e-05 | 4.027e-05 | 2.042e-05 | 4.357e-05 | 6.461e-05 | 2.433e-05 | 5.711e-05 | 9.444e-05 | 0.00015357 | 0.0001704 | 1.2905e-05 | 0.00010049
3726 | 156 | 6 | 0.00011415 | 0.00011185 | 0.00010669 | 0.00011123 | 0.0001321 | 8.822e-05 | 8.827e-05 | 3.603e-05 | 2.336e-05 | 4.859e-05 | 7.129e-05 | 4.736e-05 | 7.662e-05 | 0.00010669 | 0.00014049 | 0.00016587 | 3.8341e-05 | 0.00010049
3727 | 156 | 6 | 0.00011416 | 0.00012047 | 0.00011044 | 0.0001115 | 0.00013628 | 9.237e-05 | 9.415e-05 | 2.968e-05 | 4.195e-05 | 6.011e-05 | 8.088e-05 | 0.00011366 | 0.00011804 | 0.00011307 | 0.00013545 | 0.00015684 | 0.00017609 | 0.00010049
3728 | 156 | 6 | 0.00011415 | 0.00011592 | 0.00010538 | 0.00016091 | 0.00019414 | 9.954e-05 | 0.00010161 | 2.12e-05 | 9.737e-05 | 8.392e-05 | 9.106e-05 | 0.00019458 | 0.00017646 | 0.00013631 | 0.00012688 | 0.00014372 | 0.00034719 | 0.00010049
3729 | 156 | 6 | 0.00011416 | 0.00011097 | 0.00010406 | 0.00016476 | 0.00019504 | 0.00010565 | 0.00010896 | 8.48e-06 | 0.00017168 | 0.0001234 | 0.00010468 | 0.00018737 | 0.00019241 | 0.00017621 | 8.5285e-05 | 0.00014133 | 0.00049453 | 0.00010049
3730 | 156 | 6 | 0.00011415 | 0.00010927 | 0.00011352 | 0.00016421 | 0.00019477 | 0.00010795 | 0.00011115 | 1.06e-05 | 0.00018197 | 0.00015824 | 0.00012451 | 0.00014933 | 0.00017275 | 0.00018069 | 4.6094e-05 | 0.0001346 | 0.00061139 | 0.00010049
3731 | 156 | 6 | 0.00011416 | 0.0001133 | 0.00010488 | 0.00015782 | 0.00019388 | 0.00010918 | 0.0001108 | 0 | 0.00015659 | 0.00017152 | 0.00014224 | 0.00015182 | 0.00017426 | 0.00018099 | 3.4394e-05 | 0.00013852 | 0.00068119 | 0.00010049
3732 | 156 | 6 | 0.00011415 | 0.00011197 | 0.00012323 | 0.00016191 | 0.0001997 | 0.00010846 | 0.00010909 | 0 | 0.00015408 | 0.00017472 | 0.00015666 | 0.00015291 | 0.00017148 | 0.00017415 | 2.5763e-05 | 0.00013296 | 0.00070992 | 0.00010049
3733 | 156 | 6 | 0.00011416 | 0.00011633 | 0.00010973 | 0.00016166 | 0.00019185 | 0.00010426 | 0.00010693 | 0 | 0.00015326 | 0.00017392 | 0.00016613 | 0.00014469 | 0.0001627 | 0.00016607 | 2.9782e-05 | 0.00014115 | 0.00071447 | 0.00010049
3734 | 156 | 6 | 0.00011415 | 0.00011912 | 0.00011215 | 0.00016288 | 0.00019646 | 0.00010039 | 0.00010545 | 0 | 0.00014637 | 0.00016962 | 0.00017019 | 0.00016094 | 0.00016984 | 0.00016176 | 3.2661e-05 | 0.0001359 | 0.00066489 | 0.00010049
3735 | 156 | 6 | 0.00011416 | 0.00011891 | 0.00010987 | 0.00015645 | 0.00019146 | 9.665e-05 | 0.00010507 | 0 | 0.00015792 | 0.00016846 | 0.00016998 | 0.00016419 | 0.00016699 | 0.00015232 | 3.5436e-05 | 0.0001295 | 0.00058772 | 0.00010049
3736 | 156 | 6 | 0.00011415 | 0.00011936 | 0.00010867 | 0.0001661 | 0.0001943 | 9.678e-05 | 0.0001063 | 0 | 0.0001625 | 0.00016775 | 0.00016611 | 0.00017543 | 0.0001518 | 0.00010929 | 4.1463e-05 | 0.0001301 | 0.00046446 | 0.00010049
3737 | 156 | 6 | 0.00011416 | 0.00011781 | 0.00012147 | 0.00015994 | 0.0001901 | 0.00010126 | 0.00010847 | 0 | 0.0001724 | 0.00016193 | 0.00015228 | 0.00019154 | 0.00016031 | 0.00010783 | 5.3283e-05 | 0.0001419 | 7.5926e-05 | 0.00010049
3738 | 156 | 6 | 0.00011415 | 0.00011995 | 0.00010458 | 0.00016314 | 0.00020135 | 0.00010343 | 0.00010887 | 2.13e-06 | 0.00018714 | 0.00015972 | 0.00013911 | 0.00018223 | 0.0001597 | 0.00011717 | 4.86e-05 | 0.00015271 | 2.1669e-05 | 0.00010049
3739 | 156 | 6 | 0.00011416 | 0.00010943 | 0.00011459 | 0.00011222 | 0.00013817 | 0.00010382 | 0.00010736 | 1.484e-05 | 0.00018292 | 0.00015932 | 0.00012997 | 0.00014898 | 0.0001357 | 0.00010771 | 4.0797e-05 | 0.00013389 | 3.7161e-06 | 0.00010049
3740 | 156 | 6 | 0.00011415 | 0.00011761 | 0.00012127 | 0.00011381 | 0.00012743 | 0.00010299 | 0.00010561 | 2.756e-05 | 0.00015662 | 0.00015086 | 0.00012098 | 0.00011749 | 0.00011447 | 0.00010154 | 3.4711e-05 | 0.00013167 | 8.9085e-07 | 0.00010049
3741 | 156 | 6 | 0.00011416 | 0.00011767 | 0.00010302 | 5.458e-05 | 7.325e-05 | 0.00010092 | 0.00010367 | 3.603e-05 | 0.00012693 | 0.00013538 | 0.00011324 | 8.107e-05 | 8.719e-05 | 8.921e-05 | 5.0443e-05 | 0.00012941 | 0 | 0.00010049
3742 | 156 | 6 | 0.00011415 | 0.00012066 | 0.00011523 | 6.34e-05 | 6.385e-05 | 0.00010338 | 0.00010531 | 4.027e-05 | 9.195e-05 | 0.00011405 | 0.00010585 | 8.252e-05 | 8.759e-05 | 8.824e-05 | 6.2279e-05 | 0.00012473 | 0 | 0.00010049
3743 | 156 | 6 | 0.00011416 | 0.00011508 | 0.00011553 | 6.023e-05 | 6.925e-05 | 0.00010036 | 0.00010184 | 4.451e-05 | 8.538e-05 | 9.93e-05 | 0.0001 | 7.485e-05 | 7.258e-05 | 6.73e-05 | 7.0924e-05 | 0.00011381 | 0 | 0.00010049
3744 | 156 | 6 | 0.00011415 | 0.00011189 | 0.00012401 | 5.275e-05 | 6.951e-05 | 9.391e-05 | 9.584e-05 | 4.875e-05 | 7.716e-05 | 8.643e-05 | 9.082e-05 | 6.123e-05 | 6.038e-05 | 5.858e-05 | 0.00014587 | 0.00013829 | 0 | 0.00010049
3745 | 157 | 6 | 0.00011416 | 0.00011289 | 0.0001022 | 6.344e-05 | 6.463e-05 | 8.949e-05 | 9.092e-05 | 5.935e-05 | 6.474e-05 | 7.41e-05 | 8.13e-05 | 5.402e-05 | 5.344e-05 | 5.302e-05 | 0.00016063 | 0.00011288 | 0 | 0.00010127
3746 | 157 | 6 | 0.00011415 | 0.00011358 | 0.00010857 | 5.67e-05 | 6.564e-05 | 8.547e-05 | 8.799e-05 | 6.571e-05 | 5.671e-05 | 6.372e-05 | 7.207e-05 | 2.396e-05 | 3.749e-05 | 5.579e-05 | 0.00016356 | 0.00010803 | 0 | 0.00010127
3747 | 157 | 6 | 0.00011416 | 0.00011506 | 0.00010555 | 5.99e-05 | 6.51e-05 | 8.395e-05 | 8.636e-05 | 6.994e-05 | 3.135e-05 | 5.191e-05 | 6.537e-05 | 1.948e-05 | 3.78e-05 | 6.161e-05 | 0.00015808 | 0.00014634 | 0 | 0.00010127
3748 | 157 | 6 | 0.00011415 | 0.00012363 | 0.00010064 | 6.09e-05 | 7.668e-05 | 8.424e-05 | 8.49e-05 | 7.206e-05 | 2.271e-05 | 4.402e-05 | 6.178e-05 | 1.934e-05 | 4.692e-05 | 7.981e-05 | 0.00015939 | 0.00018156 | 0 | 0.00010127
3749 | 157 | 6 | 0.00011416 | 0.00011324 | 0.00010558 | 5.904e-05 | 6.665e-05 | 8.241e-05 | 8.268e-05 | 7.418e-05 | 2.029e-05 | 4.33e-05 | 6.419e-05 | 2.398e-05 | 5.628e-05 | 9.306e-05 | 0.00015436 | 0.00018346 | 5.7693e-06 | 0.00010127
3750 | 157 | 6 | 0.00011415 | 0.00012369 | 9.795e-05 | 0.00011298 | 0.00013339 | 8.174e-05 | 8.23e-05 | 7.206e-05 | 2.306e-05 | 4.813e-05 | 7.064e-05 | 4.785e-05 | 7.741e-05 | 0.00010779 | 0.00015623 | 0.00017434 | 4.7096e-05 | 0.00010127
3751 | 157 | 6 | 0.00011416 | 0.00011259 | 0.00010996 | 0.00010451 | 0.00013212 | 8.483e-05 | 8.493e-05 | 6.358e-05 | 4.227e-05 | 6.004e-05 | 8.058e-05 | 0.00011285 | 0.00011719 | 0.00011226 | 0.00013369 | 0.00015953 | 0.00017645 | 0.00010127
3752 | 157 | 6 | 0.00011415 | 0.00011871 | 0.00011081 | 0.00015698 | 0.00019653 | 8.937e-05 | 8.985e-05 | 6.782e-05 | 9.678e-05 | 8.369e-05 | 9.07e-05 | 0.00019599 | 0.00017773 | 0.0001373 | 0.00010245 | 0.00014937 | 0.00036553 | 0.00010127
3753 | 157 | 6 | 0.00011416 | 0.00011275 | 0.00010277 | 0.00016309 | 0.00020179 | 9.273e-05 | 9.496e-05 | 5.299e-05 | 0.00017267 | 0.00012365 | 0.00010463 | 0.00018685 | 0.00019187 | 0.00017572 | 9.4953e-05 | 0.00014962 | 0.00052266 | 0.00010127
3754 | 157 | 6 | 0.00011415 | 0.00011662 | 0.00010179 | 0.00016594 | 0.00019459 | 9.36e-05 | 9.777e-05 | 2.967e-05 | 0.00018174 | 0.00015834 | 0.00012443 | 0.00015124 | 0.00017495 | 0.00018299 | 9.0893e-05 | 0.00015866 | 0.00061896 | 0.00010127
3755 | 157 | 6 | 0.00011416 | 0.0001182 | 0.00010267 | 0.00015884 | 0.00019153 | 9.182e-05 | 9.855e-05 | 2.543e-05 | 0.00015805 | 0.00017233 | 0.00014274 | 0.0001505 | 0.00017275 | 0.00017942 | 9.3658e-05 | 0.00016422 | 0.00071079 | 0.00010127
3756 | 157 | 6 | 0.00011415 | 0.00011861 | 0.00010708 | 0.00016666 | 0.0001979 | 8.848e-05 | 9.861e-05 | 5.087e-05 | 0.00015334 | 0.00017488 | 0.00015678 | 0.00015158 | 0.00016998 | 0.00017263 | 5.6828e-05 | 0.00015161 | 0.00076051 | 0.00010127
3757 | 157 | 6 | 0.00011416 | 0.00011468 | 0.00010606 | 0.00016152 | 0.00020043 | 8.223e-05 | 9.749e-05 | 4.239e-05 | 0.0001521 | 0.00017329 | 0.00016592 | 0.0001463 | 0.00016451 | 0.00016792 | 7.6806e-05 | 0.00015928 | 0.00076353 | 0.00010127
3758 | 157 | 6 | 0.00011415 | 0.00011219 | 0.00010647 | 0.00016101 | 0.00018965 | 7.941e-05 | 9.64e-05 | 2.332e-05 | 0.0001474 | 0.00016967 | 0.00017033 | 0.00015899 | 0.00016778 | 0.0001598 | 7.4601e-05 | 0.00017025 | 0.00071127 | 0.00010127
3759 | 157 | 6 | 0.00011416 | 0.00011345 | 0.00010344 | 0.00016679 | 0.00019695 | 8.093e-05 | 9.595e-05 | 3.816e-05 | 0.00015655 | 0.00016797 | 0.00016967 | 0.0001654 | 0.00016823 | 0.00015344 | 7.2194e-05 | 0.00018053 | 0.00062963 | 0.00010127
3760 | 157 | 6 | 0.00011415 | 0.00011751 | 9.595e-05 | 0.00016525 | 0.00019951 | 8.483e-05 | 9.759e-05 | 5.086e-05 | 0.00016321 | 0.00016772 | 0.000166 | 0.00017658 | 0.0001528 | 0.00011001 | 8.0836e-05 | 0.00018127 | 0.00050198 | 0.00010127
3761 | 157 | 6 | 0.00011416 | 0.000113 | 9.666e-05 | 0.00016761 | 0.00020109 | 9.019e-05 | 0.00010203 | 5.934e-05 | 0.00017342 | 0.00016239 | 0.00015238 | 0.00018875 | 0.00015797 | 0.00010626 | 8.7216e-05 | 0.00018296 | 0.0003427 | 0.00010127
3762 | 157 | 6 | 0.00011415 | 0.00011977 | 9.711e-05 | 0.00015799 | 0.00019576 | 9.557e-05 | 0.0001046 | 6.994e-05 | 0.00018516 | 0.00015931 | 0.00013892 | 0.00018239 | 0.00015984 | 0.00011727 | 8.1925e-05 | 0.00018671 | 0.00015743 | 0.00010127
3763 | 157 | 6 | 0.00011416 | 0.00011378 | 9.544e-05 | 0.00011358 | 0.00012648 | 9.841e-05 | 0.00010473 | 8.69e-05 | 0.00018272 | 0.00015884 | 0.00012979 | 0.00014743 | 0.00013429 | 0.00010659 | 7.7754e-05 | 0.00018793 | 3.0662e-05 | 0.00010127
3764 | 157 | 6 | 0.00011415 | 0.00011471 | 0.0001001 | 0.00010985 | 0.00012957 | 9.969e-05 | 0.0001049 | 9.537e-05 | 0.00015532 | 0.00015006 | 0.00012063 | 0.00011724 | 0.00011423 | 0.00010133 | 7.4834e-05 | 0.00018744 | 9.1461e-06 | 0.00010127
3765 | 157 | 6 | 0.00011416 | 0.00011698 | 0.00010695 | 5.625e-05 | 7.204e-05 | 9.908e-05 | 0.00010328 | 0.00011868 | 0.00012646 | 0.00013471 | 0.00011284 | 7.971e-05 | 8.573e-05 | 8.772e-05 | 7.5838e-05 | 0.0001856 | 0 | 0.00010127
3766 | 157 | 6 | 0.00011415 | 0.00012204 | 0.00011628 | 5.358e-05 | 7.244e-05 | 0.00010178 | 0.0001052 | 0.00012081 | 9.078e-05 | 0.00011313 | 0.00010515 | 8.183e-05 | 8.685e-05 | 8.75e-05 | 7.8888e-05 | 0.00017973 | 0 | 0.00010127
3767 | 157 | 6 | 0.00011416 | 0.00011992 | 0.00011538 | 5.273e-05 | 7.482e-05 | 9.808e-05 | 0.00010076 | 0.00013352 | 8.459e-05 | 9.838e-05 | 9.926e-05 | 7.418e-05 | 7.193e-05 | 6.67e-05 | 8.4422e-05 | 0.00016563 | 0 | 0.00010127
3768 | 157 | 6 | 0.00011415 | 0.00011974 | 9.803e-05 | 6.08e-05 | 7.425e-05 | 9.131e-05 | 9.446e-05 | 0.00012505 | 7.646e-05 | 8.561e-05 | 9.004e-05 | 6.121e-05 | 6.036e-05 | 5.855e-05 | 8.7687e-05 | 0.00015314 | 0 | 0.00010127
3769 | 158 | 6 | 0.00011416 | 0.00010969 | 0.00010747 | 5.902e-05 | 7.581e-05 | 8.692e-05 | 9.045e-05 | 0.00012928 | 6.456e-05 | 7.36e-05 | 8.068e-05 | 5.485e-05 | 5.427e-05 | 5.384e-05 | 0.00010728 | 0.00015115 | 0 | 0.00010015
3770 | 158 | 6 | 0.00011415 | 0.00011424 | 9.234e-05 | 6.148e-05 | 7.425e-05 | 8.448e-05 | 8.883e-05 | 0.00012716 | 5.731e-05 | 6.378e-05 | 7.179e-05 | 2.421e-05 | 3.789e-05 | 5.638e-05 | 0.00011828 | 0.00015841 | 0 | 0.00010015
3771 | 158 | 6 | 0.00011416 | 0.00010552 | 8.871e-05 | 5.808e-05 | 7.294e-05 | 8.5e-05 | 8.807e-05 | 0.00012504 | 3.166e-05 | 5.223e-05 | 6.538e-05 | 1.93e-05 | 3.746e-05 | 6.106e-05 | 0.00011701 | 0.00016536 | 0 | 0.00010015
3772 | 158 | 6 | 0.00011415 | 0.00011134 | 9.475e-05 | 5.614e-05 | 7.371e-05 | 8.541e-05 | 8.819e-05 | 0.00012928 | 2.265e-05 | 4.416e-05 | 6.177e-05 | 1.929e-05 | 4.679e-05 | 7.959e-05 | 0.00010337 | 0.00016748 | 0 | 0.00010015
3773 | 158 | 6 | 0.00011416 | 0.00010654 | 0.0001058 | 5.669e-05 | 6.278e-05 | 8.881e-05 | 8.919e-05 | 0.0001102 | 2.025e-05 | 4.328e-05 | 6.419e-05 | 2.413e-05 | 5.663e-05 | 9.364e-05 | 9.1926e-05 | 0.00017229 | 1.2506e-05 | 0.00010015
3774 | 158 | 6 | 0.00011415 | 0.00010739 | 0.00010358 | 0.00010525 | 0.00013151 | 9.888e-05 | 9.781e-05 | 0.00011232 | 2.316e-05 | 4.821e-05 | 7.079e-05 | 4.789e-05 | 7.749e-05 | 0.0001079 | 8.8233e-05 | 0.00017141 | 3.3954e-05 | 0.00010015
3775 | 158 | 6 | 0.00011416 | 0.0001067 | 0.00010472 | 0.00011305 | 0.00012887 | 0.00010783 | 0.00011175 | 6.994e-05 | 4.233e-05 | 6.015e-05 | 8.071e-05 | 0.00011199 | 0.00011629 | 0.0001114 | 6.3996e-05 | 0.00016539 | 0.00017933 | 0.00010015
3776 | 158 | 6 | 0.00011415 | 0.00010573 | 9.683e-05 | 0.00016449 | 0.00019568 | 0.00011182 | 0.00012155 | 5.934e-05 | 9.612e-05 | 8.344e-05 | 9.06e-05 | 0.0001936 | 0.00017557 | 0.00013563 | 3.123e-05 | 0.0001652 | 0.00035928 | 0.00010015
3777 | 158 | 6 | 0.00011416 | 0.00010806 | 9.114e-05 | 0.00016238 | 0.00018941 | 0.00011183 | 0.00012563 | 7.206e-05 | 0.00017069 | 0.00012261 | 0.00010416 | 0.0001895 | 0.0001946 | 0.00017822 | 1.3612e-05 | 0.00015813 | 0.00050893 | 0.00010015
3778 | 158 | 6 | 0.00011415 | 0.00010843 | 0.00010509 | 0.00015786 | 0.00019736 | 0.00010872 | 0.00012588 | 6.358e-05 | 0.00018341 | 0.00015845 | 0.00012453 | 0.00015084 | 0.00017449 | 0.00018251 | 1.2837e-05 | 0.00014542 | 0.00057289 | 0.00010015
3779 | 158 | 6 | 0.00011416 | 0.00010775 | 0.00010676 | 0.00015762 | 0.00019523 | 0.00010753 | 0.00012654 | 5.934e-05 | 0.000158 | 0.00017259 | 0.00014274 | 0.00015117 | 0.00017352 | 0.00018022 | 1.5911e-05 | 0.00012928 | 0.00057164 | 0.00010015
3780 | 158 | 6 | 0.00011415 | 0.0001116 | 8.951e-05 | 0.00016734 | 0.00018789 | 0.00010436 | 0.0001257 | 4.663e-05 | 0.00015389 | 0.00017533 | 0.00015699 | 0.00015241 | 0.00017091 | 0.00017357 | 1.4937e-05 | 9.374e-05 | 0.00069639 | 0.00010015
3781 | 158 | 6 | 0.00011416 | 0.00011302 | 9.552e-05 | 0.00016137 | 0.00019382 | 0.00010441 | 0.00012694 | 5.299e-05 | 0.00015288 | 0.00017394 | 0.00016636 | 0.00014636 | 0.00016458 | 0.00016799 | 2.3401e-05 | 8.0996e-05 | 0.00071613 | 0.00010015
3782 | 158 | 6 | 0.00011415 | 0.00010837 | 0.00010096 | 0.00016062 | 0.00019312 | 0.00010645 | 0.00012698 | 3.603e-05 | 0.00014759 | 0.00017017 | 0.0001708 | 0.00016057 | 0.00016945 | 0.00016139 | 3.3495e-05 | 6.4086e-05 | 0.00069452 | 0.00010015
3783 | 158 | 6 | 0.00011416 | 0.00011367 | 9.488e-05 | 0.00016017 | 0.00018947 | 0.00010963 | 0.00012773 | 3.18e-05 | 0.00015784 | 0.00016885 | 0.00017038 | 0.00016388 | 0.00016667 | 0.00015203 | 3.8735e-05 | 5.8129e-05 | 0.00062638 | 0.00010015
3784 | 158 | 6 | 0.00011415 | 0.00011344 | 8.892e-05 | 0.00016661 | 0.00018805 | 0.00011297 | 0.00012813 | 5.51e-05 | 0.00016228 | 0.00016781 | 0.00016631 | 0.00017629 | 0.00015255 | 0.00010983 | 4.2521e-05 | 6.1402e-05 | 0.00050313 | 0.00010015
3785 | 158 | 6 | 0.00011416 | 0.00010851 | 9.256e-05 | 0.00016416 | 0.00019438 | 0.00011584 | 0.0001278 | 6.358e-05 | 0.00017304 | 0.00016214 | 0.00015253 | 0.00018999 | 0.00015901 | 0.00010696 | 5.3215e-05 | 6.4931e-05 | 0.00034247 | 0.00010015
3786 | 158 | 6 | 0.00011415 | 0.00010803 | 0.00010784 | 0.00015753 | 0.00018859 | 0.00011912 | 0.00012325 | 6.782e-05 | 0.00018604 | 0.00015945 | 0.00013911 | 0.00018232 | 0.00015978 | 0.00011722 | 7.2846e-05 | 5.8595e-05 | 0.00015927 | 0.00010015
3787 | 158 | 6 | 0.00011416 | 0.00010507 | 9.703e-05 | 0.00010853 | 0.00012787 | 0.00011907 | 0.0001206 | 8.478e-05 | 0.0001828 | 0.00015904 | 0.0001299 | 0.00014908 | 0.00013579 | 0.00010778 | 9.2596e-05 | 5.1392e-05 | 3.1231e-05 | 0.00010015
3788 | 158 | 6 | 0.00011415 | 0.00011171 | 8.837e-05 | 0.00010944 | 0.00013858 | 0.00011621 | 0.00011797 | 0.00011232 | 0.00015665 | 0.00015072 | 0.00012093 | 0.00011712 | 0.0001141 | 0.00010122 | 9.872e-05 | 4.6837e-05 | 9.8418e-06 | 0.00010015
3789 | 158 | 6 | 0.00011416 | 0.00011244 | 9.55e-05 | 5.64e-05 | 7.276e-05 | 0.00011353 | 0.0001147 | 0.00012292 | 0.00012663 | 0.00013521 | 0.00011311 | 8.103e-05 | 8.715e-05 | 8.917e-05 | 0.00010968 | 4.7273e-05 | 0 | 0.00010015
3790 | 158 | 6 | 0.00011415 | 0.0001135 | 0.00010444 | 5.962e-05 | 6.255e-05 | 0.00011503 | 0.00011367 | 0.00012293 | 9.187e-05 | 0.00011391 | 0.00010571 | 8.235e-05 | 8.741e-05 | 8.806e-05 | 0.00011954 | 5.1302e-05 | 0 | 0.00010015
3791 | 158 | 6 | 0.00011416 | 0.00010823 | 9.17e-05 | 6.281e-05 | 6.744e-05 | 0.00010917 | 0.00010882 | 0.00012716 | 8.522e-05 | 9.915e-05 | 9.987e-05 | 7.462e-05 | 7.236e-05 | 6.71e-05 | 0.00011822 | 5.5715e-05 | 0 | 0.00010015
3792 | 158 | 6 | 0.00011415 | 0.00011295 | 0.00010419 | 5.342e-05 | 7.426e-05 | 0.00010049 | 0.00010101 | 0.00016319 | 7.695e-05 | 8.625e-05 | 9.066e-05 | 6.217e-05 | 6.131e-05 | 5.948e-05 | 0.00011478 | 6.0554e-05 | 0 | 0.00010015
3793 | 159 | 6 | 0.00011416 | 0.00011272 | 0.00010678 | 5.393e-05 | 6.445e-05 | 9.636e-05 | 9.565e-05 | 0.00016319 | 6.543e-05 | 7.431e-05 | 8.137e-05 | 5.423e-05 | 5.365e-05 | 5.323e-05 | 0.0001106 | 5.6156e-05 | 0 | 9.91e-05
3794 | 159 | 6 | 0.00011415 | 0.0001226 | 0.00011476 | 5.468e-05 | 7.129e-05 | 9.294e-05 | 9.29e-05 | 0.00018015 | 5.701e-05 | 6.405e-05 | 7.222e-05 | 2.403e-05 | 3.76e-05 | 5.596e-05 | 0.00010895 | 5.7694e-05 | 0 | 9.91e-05
3795 | 159 | 6 | 0.00011416 | 0.00011439 | 0.00012753 | 6.353e-05 | 7.159e-05 | 9.325e-05 | 9.165e-05 | 0.00020134 | 3.148e-05 | 5.218e-05 | 6.556e-05 | 1.948e-05 | 3.781e-05 | 6.162e-05 | 0.00010539 | 6.0611e-05 | 0 | 9.91e-05
3796 | 159 | 6 | 0.00011415 | 0.00011349 | 0.00012839 | 6.279e-05 | 7.376e-05 | 9.333e-05 | 9.185e-05 | 0.00020982 | 2.275e-05 | 4.416e-05 | 6.196e-05 | 1.933e-05 | 4.689e-05 | 7.975e-05 | 0.00010492 | 6.4717e-05 | 0 | 9.91e-05
3797 | 159 | 6 | 0.00011416 | 0.00011787 | 0.00012281 | 6.34e-05 | 6.81e-05 | 9.491e-05 | 9.303e-05 | 0.00015259 | 2.028e-05 | 4.336e-05 | 6.433e-05 | 2.402e-05 | 5.637e-05 | 9.321e-05 | 0.00010285 | 6.4825e-05 | 1.3897e-05 | 9.91e-05
3798 | 159 | 6 | 0.00011415 | 0.00011442 | 0.00010749 | 0.00010913 | 0.00013517 | 0.00010337 | 0.00010062 | 9.325e-05 | 2.309e-05 | 4.818e-05 | 7.077e-05 | 4.756e-05 | 7.695e-05 | 0.00010715 | 9.858e-05 | 6.9813e-05 | 3.8408e-05 | 9.91e-05
3799 | 159 | 6 | 0.00011416 | 0.00011757 | 0.0001276 | 0.00011404 | 0.00012785 | 0.00011342 | 0.00011473 | 7.206e-05 | 4.206e-05 | 5.99e-05 | 8.053e-05 | 0.00011331 | 0.00011767 | 0.00011272 | 9.584e-05 | 7.2676e-05 | 0.00018033 | 9.91e-05
3800 | 159 | 6 | 0.00011415 | 0.00011351 | 0.00012381 | 0.00015714 | 0.0001867 | 0.00011606 | 0.00012441 | 5.511e-05 | 9.71e-05 | 8.373e-05 | 9.071e-05 | 0.00019455 | 0.00017642 | 0.00013629 | 6.9656e-05 | 7.8114e-05 | 0.00033494 | 9.91e-05
3801 | 159 | 6 | 0.00011416 | 0.00011408 | 0.00012711 | 0.00015881 | 0.00019442 | 0.00011467 | 0.00012861 | 2.544e-05 | 0.0001716 | 0.00012326 | 0.00010441 | 0.00018632 | 0.00019133 | 0.00017522 | 9.203e-05 | 8.1708e-05 | 0.0004667 | 9.91e-05
3802 | 159 | 6 | 0.00011415 | 0.00011942 | 0.00010652 | 0.00016306 | 0.00019853 | 0.00011302 | 0.000129 | 1.695e-05 | 0.00018113 | 0.00015777 | 0.00012411 | 0.00015045 | 0.00017404 | 0.00018204 | 9.3994e-05 | 8.3874e-05 | 0.00045975 | 9.91e-05
3803 | 159 | 6 | 0.00011416 | 0.00011341 | 0.00011211 | 0.00015876 | 0.00019499 | 0.00011125 | 0.00012969 | 1.484e-05 | 0.00015729 | 0.0001716 | 0.00014224 | 0.00015078 | 0.00017307 | 0.00017976 | 0.00010625 | 8.2558e-05 | 0.00041273 | 9.91e-05
3804 | 159 | 6 | 0.00011415 | 0.00012295 | 0.00012876 | 0.00016319 | 0.00019185 | 0.00010788 | 0.00012913 | 0 | 0.00015338 | 0.0001745 | 0.00015642 | 0.00015348 | 0.00017211 | 0.00017479 | 8.4402e-05 | 6.0556e-05 | 0.00057349 | 9.91e-05
3805 | 159 | 6 | 0.00011416 | 0.00012032 | 0.00011294 | 0.00016416 | 0.00019053 | 0.00010767 | 0.00012974 | 0 | 0.00015358 | 0.00017392 | 0.00016609 | 0.00014644 | 0.00016467 | 0.00016809 | 9.2463e-05 | 5.9412e-05 | 0.00035083 | 9.91e-05
3806 | 159 | 6 | 0.00011415 | 0.00012289 | 0.00011687 | 0.00016126 | 0.00019349 | 0.00011011 | 0.00012934 | 0 | 0.00014779 | 0.00017039 | 0.00017062 | 0.00015994 | 0.00016878 | 0.00016075 | 0.00010323 | 6.6448e-05 | 0.00044662 | 9.91e-05
3807 | 159 | 6 | 0.00011416 | 0.00011557 | 0.00011542 | 0.00016722 | 0.00019367 | 0.00011364 | 0.00012876 | 0 | 0.00015741 | 0.00016878 | 0.00017021 | 0.00016566 | 0.00016849 | 0.00015368 | 0.00011357 | 7.5441e-05 | 0.00059648 | 9.91e-05
3808 | 159 | 6 | 0.00011415 | 0.00011632 | 0.0001192 | 0.00016525 | 0.00019495 | 0.00011731 | 0.00012904 | 0 | 0.0001636 | 0.00016834 | 0.00016658 | 0.00017663 | 0.00015284 | 0.00011004 | 0.00012565 | 8.3159e-05 | 0.00048361 | 9.91e-05
3809 | 159 | 6 | 0.00011416 | 0.00011986 | 0.00012386 | 0.00016429 | 0.00019347 | 0.0001219 | 0.00012881 | 0 | 0.00017355 | 0.00016276 | 0.00015289 | 0.00019164 | 0.00016039 | 0.00010788 | 0.00013969 | 9.0035e-05 | 0.00034658 | 9.91e-05
3810 | 159 | 6 | 0.00011415 | 0.00011803 | 0.00010993 | 0.00016198 | 0.00019274 | 0.00012382 | 0.00012404 | 2.12e-06 | 0.00018745 | 0.00016035 | 0.00013963 | 0.00018404 | 0.00016129 | 0.00011834 | 0.00015745 | 9.6841e-05 | 0.00016182 | 9.91e-05
3811 | 159 | 6 | 0.00011416 | 0.00011254 | 0.00010787 | 0.00011438 | 0.00013537 | 0.00012 | 0.00012162 | 2.543e-05 | 0.00018445 | 0.00016022 | 0.0001306 | 0.00014922 | 0.00013592 | 0.00010788 | 0.00017094 | 0.00010517 | 2.5461e-05 | 9.91e-05
3812 | 159 | 6 | 0.00011415 | 0.00011236 | 0.0001164 | 0.00010415 | 0.00012663 | 0.00011488 | 0.0001184 | 5.722e-05 | 0.00015711 | 0.0001516 | 0.00012157 | 0.00011715 | 0.00011414 | 0.00010125 | 0.00017818 | 0.00011066 | 1.0487e-05 | 9.91e-05
3813 | 159 | 6 | 0.00011416 | 0.00011457 | 0.00012091 | 5.938e-05 | 7.493e-05 | 0.00011254 | 0.00011506 | 9.326e-05 | 0.00012679 | 0.00013569 | 0.0001136 | 8.077e-05 | 8.687e-05 | 8.888e-05 | 0.00018219 | 0.00011234 | 0 | 9.91e-05
3814 | 159 | 6 | 0.00011415 | 0.00012219 | 0.0001277 | 6.084e-05 | 6.582e-05 | 0.0001134 | 0.00011343 | 0.00011868 | 9.171e-05 | 0.00011401 | 0.00010601 | 8.285e-05 | 8.794e-05 | 8.859e-05 | 0.00018064 | 0.00011516 | 0 | 9.91e-05
3815 | 159 | 6 | 0.00011416 | 0.00012154 | 0.00010624 | 5.258e-05 | 7.207e-05 | 0.00010891 | 0.00010849 | 0.00012928 | 8.558e-05 | 9.933e-05 | 0.00010017 | 7.492e-05 | 7.265e-05 | 6.737e-05 | 0.00017495 | 0.00011807 | 0 | 9.91e-05
3816 | 159 | 6 | 0.00011415 | 0.00012088 | 0.00011773 | 5.832e-05 | 6.96e-05 | 0.00010097 | 0.00010057 | 0.00017802 | 7.725e-05 | 8.65e-05 | 9.09e-05 | 6.097e-05 | 6.012e-05 | 5.832e-05 | 0.00015694 | 9.7529e-05 | 0 | 9.91e-05
3817 | 160 | 6 | 0.00011416 | 0.00011837 | 0.00010395 | 6.066e-05 | 4.548e-05 | 9.626e-05 | 9.485e-05 | 0.00016743 | 6.455e-05 | 7.406e-05 | 8.128e-05 | 6.823e-05 | 6.075e-05 | 5.357e-05 | 0.00016119 | 9.4264e-05 | 0 | 0.00010075
3818 | 160 | 6 | 0.00011415 | 0.00011858 | 8.982e-05 | 6.193e-05 | 4.31e-05 | 9.339e-05 | 9.222e-05 | 0.00018438 | 6.776e-05 | 6.63e-05 | 7.217e-05 | 4.029e-05 | 4.607e-05 | 5.646e-05 | 0.00016322 | 0.0001026 | 0 | 0.00010075
3819 | 160 | 6 | 0.00011416 | 0.00011535 | 9.199e-05 | 5.504e-05 | 3.931e-05 | 9.222e-05 | 9.146e-05 | 0.00021617 | 4.621e-05 | 5.737e-05 | 6.561e-05 | 2.894e-05 | 4.217e-05 | 6.168e-05 | 0.00016486 | 0.0001103 | 0 | 0.00010075
3820 | 160 | 6 | 0.00011415 | 0.00011679 | 9.895e-05 | 5.228e-05 | 4.332e-05 | 9.309e-05 | 9.102e-05 | 0.00021829 | 3.325e-05 | 4.979e-05 | 6.202e-05 | 2.835e-05 | 5.113e-05 | 8.01e-05 | 0.00016723 | 0.00011408 | 0 | 0.00010075
3821 | 160 | 6 | 0.00011416 | 0.00011763 | 8.846e-05 | 6.347e-05 | 4.433e-05 | 9.513e-05 | 9.15e-05 | 0.00014412 | 2.983e-05 | 4.846e-05 | 6.446e-05 | 3.01e-05 | 5.904e-05 | 9.383e-05 | 0.00016446 | 0.00011179 | 1.2616e-05 | 0.00010075
3822 | 160 | 6 | 0.00011415 | 0.00012206 | 8.755e-05 | 0.00010853 | 8.277e-05 | 0.00010376 | 9.919e-05 | 8.054e-05 | 2.998e-05 | 5.225e-05 | 7.105e-05 | 3.544e-05 | 6.88e-05 | 0.00010708 | 0.00015692 | 0.0001095 | 4.9387e-05 | 0.00010075
3823 | 160 | 6 | 0.00011416 | 0.00012061 | 9.928e-05 | 0.00011075 | 7.754e-05 | 0.00011346 | 0.00011289 | 4.663e-05 | 3.415e-05 | 5.933e-05 | 8.076e-05 | 4.914e-05 | 7.906e-05 | 0.00011168 | 0.00014561 | 0.00010938 | 0.00010833 | 0.00010075
3824 | 160 | 6 | 0.00011415 | 0.00011798 | 0.0001028 | 0.00016756 | 0.00012143 | 0.00011768 | 0.00012284 | 1.272e-05 | 4.572e-05 | 6.82e-05 | 9.068e-05 | 6.81e-05 | 0.0001024 | 0.00013635 | 9.2506e-05 | 0.00011432 | 0.00016648 | 0.00010075
3825 | 160 | 6 | 0.00011416 | 0.00011904 | 0.0001056 | 0.00015706 | 0.00011498 | 0.00011827 | 0.00012786 | 0 | 6.286e-05 | 8.271e-05 | 0.00010435 | 9.461e-05 | 0.00013759 | 0.0001758 | 0.00013338 | 0.00011592 | 0.00017599 | 0.00010075
3826 | 160 | 6 | 0.00011415 | 0.00012085 | 8.745e-05 | 0.00016516 | 0.00011891 | 0.00011707 | 0.00012838 | 0 | 8.717e-05 | 0.00010613 | 0.00012414 | 0.00011862 | 0.00015382 | 0.00018048 | 0.0001268 | 0.00011306 | 0.00017519 | 0.00010075
3827 | 160 | 6 | 0.00011416 | 0.00011887 | 8.696e-05 | 0.00016438 | 0.0001171 | 0.00011468 | 0.0001282 | 0 | 0.0001111 | 0.00012922 | 0.0001419 | 0.00012553 | 0.00015643 | 0.00017775 | 0.0001134 | 0.00010424 | 0.00017059 | 0.00010075
3828 | 160 | 6 | 0.00011415 | 0.00012124 | 8.956e-05 | 0.00016157 | 0.00012327 | 0.00010847 | 0.00012685 | 0 | 0.0001218 | 0.00014447 | 0.00015567 | 0.00012898 | 0.00015722 | 0.00017557 | 7.6007e-05 | 9.3419e-05 | 0.00038071 | 0.00010075
3829 | 160 | 6 | 0.00011416 | 0.00011675 | 8.634e-05 | 0.00016474 | 0.00012041 | 0.00010656 | 0.00012764 | 0 | 0.00012725 | 0.00015232 | 0.00016559 | 0.0001202 | 0.00014765 | 0.00016647 | 6.9568e-05 | 9.0272e-05 | 0.00057742 | 0.00010075
3830 | 160 | 6 | 0.00011415 | 0.00012103 | 9.532e-05 | 0.00015892 | 0.00012212 | 0.00010563 | 0.00012695 | 0 | 0.00012175 | 0.00015222 | 0.00016984 | 0.00010611 | 0.00013674 | 0.00016103 | 7.3158e-05 | 9.2423e-05 | 0.00048893 | 0.00010075
3831 | 160 | 6 | 0.00011416 | 0.00012165 | 8.583e-05 | 0.00015756 | 0.00011687 | 0.0001056 | 0.00012641 | 0 | 0.00010976 | 0.00014633 | 0.0001696 | 0.0001181 | 0.00013919 | 0.00015211 | 7.8231e-05 | 9.6298e-05 | 0.00036443 | 0.00010075
3832 | 160 | 6 | 0.00011415 | 0.00012367 | 9.592e-05 | 0.00015905 | 0.00011513 | 0.00010569 | 0.00012614 | 0 | 0.00011663 | 0.0001421 | 0.0001658 | 0.00012318 | 0.0001203 | 0.00010875 | 8.2488e-05 | 9.6843e-05 | 0.0003941 | 0.00010075
3833 | 160 | 6 | 0.00011416 | 0.0001212 | 9.871e-05 | 0.00016211 | 0.00011791 | 0.00010847 | 0.00012605 | 0 | 0.0001215 | 0.00013332 | 0.000152 | 0.0001284 | 0.00012203 | 0.0001062 | 8.8357e-05 | 9.4002e-05 | 0.00027333 | 0.00010075
3834 | 160 | 6 | 0.00011415 | 0.00011391 | 0.00010259 | 0.00016327 | 0.00012292 | 0.00011087 | 0.0001208 | 0 | 0.00012666 | 0.00012702 | 0.00013851 | 0.00013009 | 0.00012876 | 0.00011771 | 9.4353e-05 | 8.9849e-05 | 0.00016176 | 0.00010075
3835 | 160 | 6 | 0.00011416 | 0.00011563 | 8.622e-05 | 0.00010686 | 8.447e-05 | 0.00011125 | 0.00011801 | 0 | 0.00012925 | 0.00012619 | 0.00012955 | 0.00012998 | 0.00012309 | 0.00010655 | 0.00010476 | 9.2135e-05 | 3.7865e-05 | 0.00010075
3836 | 160 | 6 | 0.00011415 | 0.00011272 | 9.246e-05 | 0.00011029 | 7.827e-05 | 0.00011017 | 0.00011566 | 3.603e-05 | 0.00012978 | 0.00012516 | 0.0001204 | 0.0001331 | 0.00012264 | 0.00010218 | 0.0001112 | 9.6273e-05 | 1.1072e-05 | 0.00010075
3837 | 160 | 6 | 0.00011416 | 0.00012291 | 9.38e-05 | 5.381e-05 | 4.116e-05 | 0.00010912 | 0.00011265 | 5.935e-05 | 0.00013238 | 0.000124 | 0.00011288 | 8.228e-05 | 8.641e-05 | 8.841e-05 | 0.0001251 | 9.5429e-05 | 0 | 0.00010075
3838 | 160 | 6 | 0.00011415 | 0.00012044 | 8.43e-05 | 6.232e-05 | 3.884e-05 | 0.00011197 | 0.0001116 | 8.689e-05 | 9.324e-05 | 0.00011013 | 0.00010543 | 8.494e-05 | 8.808e-05 | 8.874e-05 | 0.00014976 | 9.3237e-05 | 0 | 0.00010075
3839 | 160 | 6 | 0.00011416 | 0.00011353 | 0.00010268 | 5.232e-05 | 4.027e-05 | 0.00010785 | 0.00010686 | 9.961e-05 | 8.785e-05 | 9.846e-05 | 9.983e-05 | 8.262e-05 | 7.592e-05 | 6.725e-05 | 0.00016611 | 8.8271e-05 | 0 | 0.00010075
3840 | 160 | 6 | 0.00011415 | 0.0001181 | 8.639e-05 | 5.504e-05 | 4.263e-05 | 0.00010007 | 9.901e-05 | 0.00010809 | 8.396e-05 | 8.761e-05 | 9.07e-05 | 7.694e-05 | 6.827e-05 | 5.844e-05 | 0.00019144 | 0.0001096 | 0 | 0.00010075
3841 | 161 | 6 | 0.00011416 | 0.00011531 | 0.00012905 | 5.784e-05 | 1.533e-05 | 9.627e-05 | 9.307e-05 | 0.00015259 | 7.83e-05 | 7.819e-05 | 8.123e-05 | 6.834e-05 | 6.085e-05 | 5.366e-05 | 0.00018203 | 9.3526e-05 | 0 | 0.00010041
3842 | 161 | 6 | 0.00011415 | 0.00011731 | 0.00013538 | 5.5e-05 | 1.418e-05 | 9.349e-05 | 9.071e-05 | 0.00016107 | 7.068e-05 | 6.973e-05 | 7.217e-05 | 4.004e-05 | 4.578e-05 | 5.61e-05 | 0.00017422 | 8.235e-05 | 0 | 0.00010041
3843 | 161 | 6 | 0.00011416 | 0.00011255 | 0.00012222 | 5.564e-05 | 1.423e-05 | 9.172e-05 | 8.928e-05 | 0.00017803 | 4.698e-05 | 5.911e-05 | 6.556e-05 | 2.901e-05 | 4.227e-05 | 6.184e-05 | 0.00016626 | 7.3552e-05 | 0 | 0.00010041
3844 | 161 | 6 | 0.00011415 | 0.00011193 | 0.00013882 | 6.355e-05 | 1.375e-05 | 9.213e-05 | 8.985e-05 | 0.00018438 | 3.359e-05 | 5.051e-05 | 6.2e-05 | 2.86e-05 | 5.16e-05 | 8.083e-05 | 0.00016104 | 6.3062e-05 | 0 | 0.00010041
3845 | 161 | 6 | 0.00011416 | 0.00011525 | 0.00013062 | 5.583e-05 | 1.545e-05 | 9.507e-05 | 9.08e-05 | 0.00011869 | 3.003e-05 | 4.89e-05 | 6.461e-05 | 2.987e-05 | 5.858e-05 | 9.31e-05 | 0.00016065 | 5.8721e-05 | 1.4406e-05 | 0.00010041
3846 | 161 | 6 | 0.00011415 | 0.00011933 | 0.00012069 | 0.00011556 | 2.657e-05 | 0.00010362 | 9.867e-05 | 2.968e-05 | 2.984e-05 | 5.232e-05 | 7.103e-05 | 3.57e-05 | 6.931e-05 | 0.00010787 | 0.00015452 | 6.3036e-05 | 4.4958e-05 | 0.00010041
3847 | 161 | 6 | 0.00011416 | 0.00012134 | 0.00013597 | 0.00010942 | 2.672e-05 | 0.00011223 | 0.00011256 | 0 | 3.434e-05 | 5.945e-05 | 8.091e-05 | 4.898e-05 | 7.88e-05 | 0.00011131 | 0.00013592 | 7.0095e-05 | 0.00017982 | 0.00010041
3848 | 161 | 6 | 0.00011415 | 0.00012095 | 0.00011652 | 0.00015719 | 3.881e-05 | 0.00011468 | 0.00012186 | 0 | 4.562e-05 | 6.823e-05 | 9.074e-05 | 6.878e-05 | 0.00010343 | 0.00013772 | 0.00010044 | 7.4787e-05 | 0.00036083 | 0.00010041
3849 | 161 | 6 | 0.00011416 | 0.00011847 | 0.00013115 | 0.00016435 | 4.117e-05 | 0.00011254 | 0.00012551 | 0 | 6.338e-05 | 8.306e-05 | 0.00010469 | 9.511e-05 | 0.00013831 | 0.00017672 | 5.2077e-05 | 7.7274e-05 | 0.00051815 | 0.00010041
3850 | 161 | 6 | 0.00011415 | 0.00011003 | 0.00012957 | 0.00016553 | 4.125e-05 | 0.0001088 | 0.00012563 | 0 | 8.766e-05 | 0.00010671 | 0.00012465 | 0.00011856 | 0.00015375 | 0.00018039 | 5.5508e-05 | 8.3724e-05 | 0.00062699 | 0.00010041
3851 | 161 | 6 | 0.00011416 | 0.00011743 | 0.00011955 | 0.00016438 | 4.091e-05 | 0.00010761 | 0.00012567 | 0 | 0.00011116 | 0.00012961 | 0.00014235 | 0.0001263 | 0.00015739 | 0.00017885 | 7.7075e-05 | 9.0863e-05 | 0.00062431 | 0.00010041
3852 | 161 | 6 | 0.00011415 | 0.00011426 | 0.00013848 | 0.00016685 | 4.066e-05 | 0.00010199 | 0.00012409 | 0 | 0.00012243 | 0.00014501 | 0.00015627 | 0.00012688 | 0.00015467 | 0.00017272 | 6.9917e-05 | 8.9702e-05 | 0.00066129 | 0.00010041
3853 | 161 | 6 | 0.00011416 | 0.00012064 | 0.00013748 | 0.00016269 | 4.041e-05 | 0.00010108 | 0.00012414 | 0 | 0.00012574 | 0.00015179 | 0.00016548 | 0.00011999 | 0.00014739 | 0.00016618 | 7.5027e-05 | 8.7513e-05 | 0.00064841 | 0.00010041
3854 | 161 | 6 | 0.00011415 | 0.00011291 | 0.00011936 | 0.00015808 | 3.884e-05 | 0.00010003 | 0.00012346 | 4.25e-06 | 0.00012131 | 0.00015149 | 0.00016956 | 0.00010574 | 0.00013626 | 0.00016046 | 7.5453e-05 | 8.2946e-05 | 0.0006564 | 0.00010041
3855 | 161 | 6 | 0.00011416 | 0.0001214 | 0.00013628 | 0.00016049 | 3.917e-05 | 0.00010008 | 0.00012296 | 2.119e-05 | 0.00010934 | 0.00014567 | 0.00016913 | 0.00011906 | 0.00014032 | 0.00015334 | 7.6309e-05 | 7.8492e-05 | 0.00061027 | 0.00010041
3856 | 161 | 6 | 0.00011415 | 0.00011269 | 0.00012261 | 0.00016363 | 3.919e-05 | 0.00010214 | 0.00012335 | 1.061e-05 | 0.00011726 | 0.00014212 | 0.0001656 | 0.00012387 | 0.00012098 | 0.00010936 | 7.8623e-05 | 7.4932e-05 | 0.00049229 | 0.00010041
3857 | 161 | 6 | 0.00011416 | 0.00011356 | 0.00013884 | 0.00015971 | 3.936e-05 | 0.00010675 | 0.00012386 | 4.663e-05 | 0.00012216 | 0.00013375 | 0.00015197 | 0.00012853 | 0.00012215 | 0.0001063 | 8.7777e-05 | 7.2893e-05 | 0.00033538 | 0.00010041
3858 | 161 | 6 | 0.00011415 | 0.0001194 | 0.00012726 | 0.00016143 | 4.056e-05 | 0.0001099 | 0.00012077 | 4.663e-05 | 0.0001269 | 0.00012743 | 0.00013863 | 0.00013029 | 0.00012896 | 0.0001179 | 0.00010203 | 7.2252e-05 | 0.00015878 | 0.00010041
3859 | 161 | 6 | 0.00011416 | 0.00011174 | 0.00011909 | 0.00010879 | 2.814e-05 | 0.00011108 | 0.00011918 | 6.782e-05 | 0.00012948 | 0.00012651 | 0.00012977 | 0.00013101 | 0.00012407 | 0.00010739 | 0.00011597 | 7.2606e-05 | 3.6949e-05 | 0.00010041
3860 | 161 | 6 | 0.00011415 | 0.0001191 | 0.00012253 | 0.00010968 | 2.696e-05 | 0.00011092 | 0.00011728 | 7.206e-05 | 0.00013064 | 0.00012568 | 0.00012082 | 0.00013239 | 0.00012198 | 0.00010164 | 0.00014702 | 7.6107e-05 | 1.0809e-05 | 0.00010041
3861 | 161 | 6 | 0.00011416 | 0.00011743 | 0.00013096 | 5.936e-05 | 1.445e-05 | 0.00011058 | 0.00011344 | 7.63e-05 | 0.000132 | 0.00012417 | 0.00011312 | 8.268e-05 | 8.683e-05 | 8.884e-05 | 0.0001798 | 8.4188e-05 | 0 | 0.00010041
3862 | 161 | 6 | 0.00011415 | 0.00011847 | 0.00013123 | 5.369e-05 | 1.33e-05 | 0.00011368 | 0.00011174 | 8.265e-05 | 9.351e-05 | 0.00011028 | 0.00010568 | 8.459e-05 | 8.773e-05 | 8.838e-05 | 0.00019707 | 9.0567e-05 | 0 | 0.00010041
3863 | 161 | 6 | 0.00011416 | 0.00011019 | 0.0001222 | 6.126e-05 | 1.488e-05 | 0.00010914 | 0.00010767 | 9.537e-05 | 8.762e-05 | 9.843e-05 | 9.993e-05 | 8.2e-05 | 7.535e-05 | 6.675e-05 | 0.00020274 | 8.7973e-05 | 0 | 0.00010041
3864 | 161 | 6 | 0.00011415 | 0.00011848 | 0.00012157 | 5.623e-05 | 1.402e-05 | 0.00010174 | 0.00010049 | 0.00010597 | 8.343e-05 | 8.734e-05 | 9.063e-05 | 7.717e-05 | 6.848e-05 | 5.861e-05 | 0.00020204 | 7.3488e-05 | 0 | 0.00010041
3865 | 162 | 6 | 0.00011416 | 0.00010708 | 0.00011232 | 6.317e-05 | 7.325e-05 | 9.708e-05 | 9.494e-05 | 0.00011021 | 7.838e-05 | 7.803e-05 | 8.116e-05 | 5.502e-05 | 5.443e-05 | 5.4e-05 | 0.00019821 | 6.6192e-05 | 0 | 9.746e-05
3866 | 162 | 6 | 0.00011415 | 0.00010751 | 9.478e-05 | 5.591e-05 | 7.212e-05 | 9.39e-05 | 9.247e-05 | 0.00010597 | 6.028e-05 | 6.735e-05 | 7.217e-05 | 2.437e-05 | 3.814e-05 | 5.676e-05 | 0.00019733 | 6.095e-05 | 0 | 9.746e-05
3867 | 162 | 6 | 0.00011416 | 0.00011546 | 9.538e-05 | 5.481e-05 | 6.404e-05 | 9.263e-05 | 9.112e-05 | 0.00012292 | 3.276e-05 | 5.423e-05 | 6.57e-05 | 1.94e-05 | 3.766e-05 | 6.139e-05 | 0.0001932 | 5.5541e-05 | 0 | 9.746e-05
3868 | 162 | 6 | 0.00011415 | 0.00010703 | 0.00011161 | 6.193e-05 | 7.14e-05 | 9.319e-05 | 9.1e-05 | 0.00014411 | 2.309e-05 | 4.51e-05 | 6.206e-05 | 1.929e-05 | 4.679e-05 | 7.959e-05 | 0.00018611 | 4.9501e-05 | 0 | 9.746e-05
3869 | 162 | 6 | 0.00011416 | 0.00010531 | 0.00010517 | 5.9e-05 | 6.557e-05 | 9.478e-05 | 9.11e-05 | 0.00011445 | 2.027e-05 | 4.368e-05 | 6.44e-05 | 2.394e-05 | 5.62e-05 | 9.293e-05 | 0.00018162 | 4.5122e-05 | 1.5e-05 | 9.746e-05
3870 | 162 | 6 | 0.00011415 | 0.00010675 | 0.00010544 | 0.00010884 | 0.00013429 | 0.00010326 | 9.894e-05 | 0.00010173 | 2.303e-05 | 4.82e-05 | 7.078e-05 | 4.737e-05 | 7.665e-05 | 0.00010673 | 0.00018299 | 4.6161e-05 | 4.2328e-05 | 9.746e-05
3871 | 162 | 6 | 0.00011416 | 0.00010548 | 0.00011098 | 0.00010937 | 0.00012881 | 0.00011026 | 0.00011246 | 7.63e-05 | 4.19e-05 | 5.973e-05 | 8.041e-05 | 0.00011281 | 0.00011716 | 0.00011223 | 0.00017597 | 4.623e-05 | 0.00017993 | 9.746e-05
3872 | 162 | 6 | 0.00011415 | 0.00010616 | 9.629e-05 | 0.00015784 | 0.00019714 | 0.00011234 | 0.00012246 | 5.51e-05 | 9.668e-05 | 8.34e-05 | 9.047e-05 | 0.00019618 | 0.0001779 | 0.00013743 | 0.00014109 | 4.5913e-05 | 0.00036126 | 9.746e-05
3873 | 162 | 6 | 0.00011416 | 0.00011276 | 0.00010223 | 0.00015969 | 0.00018834 | 0.00011131 | 0.00012586 | 2.967e-05 | 0.00017279 | 0.00012354 | 0.00010443 | 0.00018761 | 0.00019265 | 0.00017643 | 7.4613e-05 | 4.9434e-05 | 0.0005148 | 9.746e-05
3874 | 162 | 6 | 0.00011415 | 0.00010861 | 9.68e-05 | 0.00015989 | 0.00018972 | 0.00010991 | 0.00012567 | 2.543e-05 | 0.00018235 | 0.00015861 | 0.00012441 | 0.00014944 | 0.00017287 | 0.00018081 | 5.8251e-05 | 5.383e-05 | 0.00063347 | 9.746e-05
3875 | 162 | 6 | 0.00011416 | 0.00010732 | 9.82e-05 | 0.00015977 | 0.00019001 | 0.00010822 | 0.00012608 | 1.696e-05 | 0.00015677 | 0.00017184 | 0.00014228 | 0.00014966 | 0.00017178 | 0.00017842 | 5.8423e-05 | 5.741e-05 | 0.00071316 | 9.746e-05
3876 | 162 | 6 | 0.00011415 | 0.00011391 | 0.00010815 | 0.00016029 | 0.00019498 | 0.00010293 | 0.00012435 | 2.543e-05 | 0.00015245 | 0.000174 | 0.00015619 | 0.00015316 | 0.00017176 | 0.00017444 | 4.8095e-05 | 5.4358e-05 | 0.00074209 | 9.746e-05
3877 | 162 | 6 | 0.00011416 | 0.0001049 | 0.00010551 | 0.00016158 | 0.00019237 | 0.00010083 | 0.00012417 | 2.544e-05 | 0.00015314 | 0.00017329 | 0.00016578 | 0.00014546 | 0.00016356 | 0.00016695 | 4.6256e-05 | 5.4822e-05 | 0.00074192 | 9.746e-05
3878 | 162 | 6 | 0.00011415 | 0.00011202 | 0.00010329 | 0.00015947 | 0.00019056 | 9.963e-05 | 0.00012355 | 3.604e-05 | 0.0001469 | 0.00016959 | 0.00017004 | 0.00016014 | 0.00016899 | 0.00016096 | 4.1722e-05 | 5.8498e-05 | 0.00069049 | 9.746e-05
3879 | 162 | 6 | 0.00011416 | 0.00011437 | 0.00010793 | 0.00015696 | 0.00019696 | 0.00010167 | 0.00012309 | 5.934e-05 | 0.00015738 | 0.0001683 | 0.00016969 | 0.00016448 | 0.00016728 | 0.00015258 | 4.6198e-05 | 6.1163e-05 | 0.00061149 | 9.746e-05
3880 | 162 | 6 | 0.00011415 | 0.00011514 | 0.00010012 | 0.00015729 | 0.00019401 | 0.00010474 | 0.00012287 | 2.331e-05 | 0.00016265 | 0.00016769 | 0.00016593 | 0.0001762 | 0.00015247 | 0.00010977 | 5.3633e-05 | 6.4216e-05 | 0.0004903 | 9.746e-05
3881 | 162 | 6 | 0.00011416 | 0.00010653 | 0.00010463 | 0.00016488 | 0.00019082 | 0.00010873 | 0.00012315 | 5.723e-05 | 0.00017303 | 0.00016216 | 0.00015231 | 0.00019132 | 0.00016013 | 0.00010771 | 5.6392e-05 | 6.8243e-05 | 0.0003324 | 9.746e-05
3882 | 162 | 6 | 0.00011415 | 0.00010577 | 0.00010931 | 0.00015739 | 0.00019125 | 0.00010987 | 0.00011993 | 6.358e-05 | 0.00018709 | 0.00015989 | 0.00013915 | 0.00018329 | 0.00016063 | 0.00011785 | 6.0046e-05 | 7.6073e-05 | 0.00015714 | 9.746e-05
3883 | 162 | 6 | 0.00011416 | 0.00011248 | 0.00010087 | 0.00011297 | 0.00012685 | 0.00011045 | 0.00011731 | 9.325e-05 | 0.00018376 | 0.00015973 | 0.00013017 | 0.00014897 | 0.0001357 | 0.00010771 | 7.6268e-05 | 8.4303e-05 | 3.7373e-05 | 9.746e-05
3884 | 162 | 6 | 0.00011415 | 0.00011146 | 0.0001001 | 0.00011018 | 0.00012543 | 0.00010983 | 0.00011457 | 9.961e-05 | 0.00015678 | 0.00015119 | 0.00012119 | 0.0001184 | 0.00011535 | 0.00010233 | 0.00011112 | 9.1507e-05 | 1.0614e-05 | 9.746e-05
3885 | 162 | 6 | 0.00011416 | 0.00011325 | 0.00010181 | 5.247e-05 | 6.784e-05 | 0.00010977 | 0.0001113 | 0.00010809 | 0.00012769 | 0.00013588 | 0.00011358 | 7.982e-05 | 8.585e-05 | 8.784e-05 | 0.00014792 | 9.541e-05 | 0 | 9.746e-05
3886 | 162 | 6 | 0.00011415 | 0.00011523 | 0.00010095 | 5.373e-05 | 7.308e-05 | 0.00011228 | 0.00010978 | 0.00011869 | 9.113e-05 | 0.00011393 | 0.00010583 | 8.285e-05 | 8.794e-05 | 8.86e-05 | 0.00017355 | 9.8956e-05 | 0 | 9.746e-05
3887 | 162 | 6 | 0.00011416 | 0.0001122 | 9.617e-05 | 5.626e-05 | 7.214e-05 | 0.00010685 | 0.00010583 | 0.00012292 | 8.55e-05 | 9.918e-05 | 0.00010004 | 7.417e-05 | 7.193e-05 | 6.669e-05 | 0.00017644 | 0.00010422 | 0 | 9.746e-05
3888 | 162 | 6 | 0.00011415 | 0.00011215 | 9.506e-05 | 5.213e-05 | 6.527e-05 | 0.00010029 | 9.894e-05 | 0.00015259 | 7.664e-05 | 8.613e-05 | 9.066e-05 | 6.191e-05 | 6.105e-05 | 5.922e-05 | 0.00018028 | 0.0001011 | 0 | 9.746e-05
3889 | 163 | 6 | 0.00011416 | 0.00010705 | 9.918e-05 | 5.351e-05 | 6.637e-05 | 9.577e-05 | 9.377e-05 | 0.00017167 | 6.515e-05 | 7.411e-05 | 8.128e-05 | 5.412e-05 | 5.354e-05 | 5.312e-05 | 0.0001752 | 9.3457e-05 | 0 | 9.459e-05
3890 | 163 | 6 | 0.00011415 | 0.00011526 | 9.528e-05 | 5.963e-05 | 6.695e-05 | 9.141e-05 | 9.069e-05 | 0.00016107 | 5.687e-05 | 6.385e-05 | 7.206e-05 | 2.417e-05 | 3.783e-05 | 5.63e-05 | 0.00017049 | 8.2007e-05 | 0 | 9.459e-05
3891 | 163 | 6 | 0.00011416 | 0.00011431 | 9.993e-05 | 5.58e-05 | 6.771e-05 | 9.044e-05 | 8.876e-05 | 0.000142 | 3.155e-05 | 5.214e-05 | 6.551e-05 | 1.928e-05 | 3.741e-05 | 6.098e-05 | 0.00016097 | 7.4854e-05 | 0 | 9.459e-05
3892 | 163 | 6 | 0.00011415 | 0.00010836 | 9.875e-05 | 6.277e-05 | 6.611e-05 | 8.915e-05 | 8.815e-05 | 0.0001314 | 2.261e-05 | 4.405e-05 | 6.178e-05 | 1.936e-05 | 4.697e-05 | 7.989e-05 | 0.00013989 | 7.3338e-05 | 0 | 9.459e-05
3893 | 163 | 6 | 0.00011416 | 0.0001106 | 0.00010087 | 6.178e-05 | 7.106e-05 | 8.635e-05 | 8.644e-05 | 0.00013776 | 2.028e-05 | 4.328e-05 | 6.422e-05 | 2.425e-05 | 5.692e-05 | 9.411e-05 | 0.00011531 | 7.6565e-05 | 1.4788e-05 | 9.459e-05
3894 | 163 | 6 | 0.00011415 | 0.00011042 | 9.865e-05 | 0.00011541 | 0.00013043 | 8.876e-05 | 8.801e-05 | 9.113e-05 | 2.327e-05 | 4.834e-05 | 7.089e-05 | 4.71e-05 | 7.62e-05 | 0.0001061 | 9.9473e-05 | 7.3091e-05 | 3.7933e-05 | 9.459e-05
3895 | 163 | 6 | 0.00011416 | 0.00011455 | 8.921e-05 | 0.00011121 | 0.00013187 | 9.178e-05 | 9.321e-05 | 7.418e-05 | 4.173e-05 | 5.98e-05 | 8.043e-05 | 0.00011225 | 0.00011657 | 0.00011167 | 9.0987e-05 | 6.4946e-05 | 0.00017667 | 9.459e-05
3896 | 163 | 6 | 0.00011415 | 0.00010897 | 0.00010269 | 0.00016254 | 0.00018966 | 9.745e-05 | 0.00010128 | 6.146e-05 | 9.622e-05 | 8.318e-05 | 9.039e-05 | 0.00019663 | 0.00017831 | 0.00013774 | 7.4013e-05 | 5.4732e-05 | 0.00035229 | 9.459e-05
3897 | 163 | 6 | 0.00011416 | 0.0001153 | 8.454e-05 | 0.00016649 | 0.00019812 | 0.00010135 | 0.00010831 | 6.358e-05 | 0.00017305 | 0.00012347 | 0.00010444 | 0.00018791 | 0.00019297 | 0.00017672 | 5.8704e-05 | 4.809e-05 | 0.00050641 | 9.459e-05
3898 | 163 | 6 | 0.00011415 | 0.00010698 | 9.927e-05 | 0.00016025 | 0.00018983 | 0.00010118 | 0.00011091 | 2.543e-05 | 0.00018262 | 0.00015873 | 0.00012448 | 0.00015009 | 0.00017363 | 0.00018161 | 5.029e-05 | 4.1955e-05 | 0.00062389 | 9.459e-05
3899 | 163 | 6 | 0.00011416 | 0.00010854 | 9.648e-05 | 0.00016338 | 0.00018801 | 0.0001005 | 0.00011101 | 0 | 0.00015734 | 0.00017224 | 0.00014249 | 0.00015116 | 0.00017351 | 0.00018021 | 4.8021e-05 | 3.9307e-05 | 0.00069733 | 9.459e-05
3900 | 163 | 6 | 0.00011415 | 0.00011272 | 8.194e-05 | 0.00016664 | 0.00019386 | 9.886e-05 | 0.00010926 | 0 | 0.00015375 | 0.00017495 | 0.00015679 | 0.00015277 | 0.00017132 | 0.00017399 | 2.5246e-05 | 4.2191e-05 | 0.00071908 | 9.459e-05
3901 | 163 | 6 | 0.00011416 | 0.00010786 | 8.775e-05 | 0.00015706 | 0.00019796 | 9.663e-05 | 0.00010774 | 0 | 0.0001531 | 0.00017387 | 0.00016626 | 0.00014709 | 0.0001654 | 0.00016883 | 2.0345e-05 | 4.0023e-05 | 0.00071721 | 9.459e-05
3902 | 163 | 6 | 0.00011415 | 0.00011368 | 9.572e-05 | 0.00016724 | 0.00018963 | 9.449e-05 | 0.00010662 | 0 | 0.00014821 | 0.00017051 | 0.00017086 | 0.00016098 | 0.00016988 | 0.0001618 | 1.8671e-05 | 4.5826e-05 | 0.00059405 | 9.459e-05
3903 | 163 | 6 | 0.00011416 | 0.00011361 | 0.00010163 | 0.00016468 | 0.00020064 | 9.295e-05 | 0.00010544 | 0 | 0.00015829 | 0.00016931 | 0.00017059 | 0.00016442 | 0.00016722 | 0.00015253 | 1.6363e-05 | 4.7476e-05 | 0.00042592 | 9.459e-05
3904 | 163 | 6 | 0.00011415 | 0.00010853 | 8.538e-05 | 0.00015816 | 0.00019236 | 9.489e-05 | 0.00010584 | 5.299e-05 | 0.0001628 | 0.00016833 | 0.00016665 | 0.0001769 | 0.00015307 | 0.00011021 | 1.1928e-05 | 4.6305e-05 | 0.00040856 | 9.459e-05
3905 | 163 | 6 | 0.00011416 | 0.00011079 | 8.124e-05 | 0.00016276 | 0.0001944 | 9.895e-05 | 0.00010796 | 5.722e-05 | 0.00017363 | 0.00016267 | 0.00015294 | 0.00018866 | 0.0001579 | 0.00010621 | 1.1224e-05 | 4.6857e-05 | 0.00030478 | 9.459e-05
3906 | 163 | 6 | 0.00011415 | 0.00010584 | 9.984e-05 | 0.00016326 | 0.00018852 | 0.00010311 | 0.00010833 | 2.544e-05 | 0.00018513 | 0.0001594 | 0.0001393 | 0.00018341 | 0.00016073 | 0.00011793 | 1.4758e-05 | 4.8223e-05 | 2.4452e-05 | 9.459e-05
3907 | 163 | 6 | 0.00011416 | 0.00011493 | 8.596e-05 | 0.00011236 | 0.00013833 | 0.00010371 | 0.00010709 | 3.815e-05 | 0.00018349 | 0.00015918 | 0.00013016 | 0.00014689 | 0.0001338 | 0.0001062 | 1.0114e-05 | 4.7469e-05 | 5.2857e-06 | 9.459e-05
3908 | 163 | 6 | 0.00011415 | 0.00010587 | 8.418e-05 | 0.00010718 | 0.00012874 | 0.00010265 | 0.00010546 | 6.571e-05 | 0.00015506 | 0.00015017 | 0.00012076 | 0.00011859 | 0.00011554 | 0.00010249 | 1.1349e-05 | 4.3793e-05 | 3.9282e-06 | 9.459e-05
3909 | 163 | 6 | 0.00011416 | 0.00010701 | 8.66e-05 | 5.888e-05 | 6.751e-05 | 0.000102 | 0.00010381 | 7.418e-05 | 0.00012748 | 0.00013518 | 0.00011317 | 8.047e-05 | 8.655e-05 | 8.856e-05 | 2.3472e-05 | 4.6555e-05 | 0 | 9.459e-05
3910 | 163 | 6 | 0.00011415 | 0.0001084 | 8.318e-05 | 5.854e-05 | 7.465e-05 | 0.00010327 | 0.00010437 | 8.266e-05 | 9.157e-05 | 0.00011384 | 0.0001056 | 8.261e-05 | 8.769e-05 | 8.834e-05 | 4.5819e-05 | 5.1544e-05 | 0 | 9.459e-05
3911 | 163 | 6 | 0.00011416 | 0.00010797 | 9.802e-05 | 5.892e-05 | 6.64e-05 | 9.959e-05 | 0.00010035 | 8.901e-05 | 8.538e-05 | 9.919e-05 | 9.985e-05 | 7.487e-05 | 7.261e-05 | 6.732e-05 | 5.9697e-05 | 5.5041e-05 | 0 | 9.459e-05
3912 | 163 | 6 | 0.00011415 | 0.00010572 | 9.637e-05 | 5.645e-05 | 7.296e-05 | 9.374e-05 | 9.498e-05 | 9.961e-05 | 7.719e-05 | 8.639e-05 | 9.07e-05 | 6.165e-05 | 6.079e-05 | 5.897e-05 | 8.0965e-05 | 7.0143e-05 | 0 | 9.459e-05
3913 | 164 | 6 | 0.00011416 | 0.00011103 | 0.00012299 | 5.751e-05 | 6.454e-05 | 8.937e-05 | 9.062e-05 | 0.00010809 | 6.506e-05 | 7.424e-05 | 8.134e-05 | 5.47e-05 | 5.411e-05 | 5.368e-05 | 7.2006e-05 | 6.5175e-05 | 0 | 9.251e-05
3914 | 164 | 6 | 0.00011415 | 0.00011566 | 0.00011522 | 6.075e-05 | 6.955e-05 | 8.672e-05 | 8.774e-05 | 0.00011021 | 5.731e-05 | 6.41e-05 | 7.226e-05 | 2.398e-05 | 3.753e-05 | 5.585e-05 | 7.4999e-05 | 6.2893e-05 | 0 | 9.251e-05
3915 | 164 | 6 | 0.00011416 | 0.00010498 | 0.00013103 | 5.453e-05 | 7.131e-05 | 8.536e-05 | 8.594e-05 | 0.00010597 | 3.149e-05 | 5.222e-05 | 6.559e-05 | 1.958e-05 | 3.8e-05 | 6.193e-05 | 7.5787e-05 | 5.7609e-05 | 0 | 9.251e-05
3916 | 164 | 6 | 0.00011415 | 0.00011302 | 0.00012328 | 6.029e-05 | 7.422e-05 | 8.41e-05 | 8.495e-05 | 0.00010385 | 2.284e-05 | 4.426e-05 | 6.205e-05 | 1.943e-05 | 4.713e-05 | 8.016e-05 | 7.9305e-05 | 5.7257e-05 | 0 | 9.251e-05
3917 | 164 | 6 | 0.00011416 | 0.00010903 | 0.00012295 | 6.259e-05 | 7.217e-05 | 8.235e-05 | 8.301e-05 | 8.689e-05 | 2.038e-05 | 4.351e-05 | 6.449e-05 | 2.396e-05 | 5.625e-05 | 9.301e-05 | 8.7821e-05 | 5.3306e-05 | 1.332e-06 | 9.251e-05
3918 | 164 | 6 | 0.00011415 | 0.0001055 | 0.0001209 | 0.00011529 | 0.00013181 | 8.287e-05 | 8.23e-05 | 0.00012293 | 2.306e-05 | 4.826e-05 | 7.088e-05 | 4.77e-05 | 7.717e-05 | 0.00010745 | 9.2586e-05 | 5.1268e-05 | 3.1341e-05 | 9.251e-05
3919 | 164 | 6 | 0.00011416 | 0.00011519 | 0.00012898 | 0.00011353 | 0.00013793 | 8.487e-05 | 8.446e-05 | 0.00011021 | 4.216e-05 | 6e-05 | 8.068e-05 | 0.00011341 | 0.00011777 | 0.00011282 | 0.0001032 | 6.3991e-05 | 0.00011817 | 9.251e-05
3920 | 164 | 6 | 0.00011415 | 0.00011164 | 0.00012374 | 0.00016371 | 0.00019922 | 8.918e-05 | 8.948e-05 | 8.901e-05 | 9.72e-05 | 8.384e-05 | 9.087e-05 | 0.00019573 | 0.0001775 | 0.00013712 | 0.00012189 | 7.966e-05 | 5.9712e-05 | 9.251e-05
3921 | 164 | 6 | 0.00011416 | 0.00010641 | 0.00013035 | 0.00015784 | 0.00018914 | 9.278e-05 | 9.468e-05 | 7.63e-05 | 0.00017255 | 0.00012372 | 0.0001047 | 0.00018906 | 0.00019414 | 0.0001778 | 0.00013309 | 9.3649e-05 | 9.057e-05 | 9.251e-05
3922 | 164 | 6 | 0.00011415 | 0.00011381 | 0.00013472 | 0.00016068 | 0.00019218 | 9.442e-05 | 9.822e-05 | 2.12e-05 | 0.00018345 | 0.00015917 | 0.00012493 | 0.00015018 | 0.00017372 | 0.00018171 | 0.00014158 | 0.00010419 | 0.00015148 | 9.251e-05
3923 | 164 | 6 | 0.00011416 | 0.00010519 | 0.00013599 | 0.00016235 | 0.00019924 | 9.467e-05 | 0.00010083 | 1.272e-05 | 0.00015755 | 0.00017263 | 0.00014292 | 0.00015024 | 0.00017244 | 0.00017911 | 0.00014702 | 0.00011905 | 0.00065633 | 9.251e-05
3924 | 164 | 6 | 0.00011415 | 0.00010724 | 0.00011358 | 0.00016034 | 0.00019905 | 9.196e-05 | 0.00010268 | 4.24e-06 | 0.00015308 | 0.0001748 | 0.00015686 | 0.00015421 | 0.00017293 | 0.00017562 | 0.00011716 | 0.00012347 | 0.00071828 | 9.251e-05
3925 | 164 | 6 | 0.00011416 | 0.00010912 | 0.00012993 | 0.0001574 | 0.00018853 | 8.908e-05 | 0.00010202 | 1.484e-05 | 0.00015411 | 0.0001742 | 0.0001666 | 0.00014528 | 0.00016337 | 0.00016675 | 0.00014869 | 0.00014162 | 0.00062226 | 9.251e-05
3926 | 164 | 6 | 0.00011415 | 0.00011288 | 0.00011819 | 0.00015914 | 0.0001931 | 8.679e-05 | 0.00010108 | 1.484e-05 | 0.00014696 | 0.00017014 | 0.00017069 | 0.0001598 | 0.00016864 | 0.00016062 | 0.00017323 | 0.00015025 | 0.00052339 | 9.251e-05
3927 | 164 | 6 | 0.00011416 | 0.00011289 | 0.0001253 | 0.00016583 | 0.00019878 | 8.811e-05 | 0.00010053 | 0 | 0.00015715 | 0.00016842 | 0.00017009 | 0.00016289 | 0.00016567 | 0.00015111 | 0.00019295 | 0.00014678 | 0.00062064 | 9.251e-05
3928 | 164 | 6 | 0.00011415 | 0.00010691 | 0.00013009 | 0.00016048 | 0.00019142 | 9.082e-05 | 0.00010197 | 0 | 0.00016137 | 0.00016707 | 0.00016586 | 0.00017619 | 0.00015246 | 0.00010977 | 0.00019829 | 0.00014054 | 0.00047524 | 9.251e-05
3929 | 164 | 6 | 0.00011416 | 0.00010657 | 0.00011896 | 0.0001637 | 0.00019726 | 9.604e-05 | 0.00010717 | 0 | 0.00017276 | 0.00016158 | 0.00015213 | 0.00018832 | 0.00015761 | 0.00010601 | 0.00020241 | 0.00013492 | 0.00033948 | 9.251e-05
3930 | 164 | 6 | 0.00011415 | 0.00010734 | 0.00012748 | 0.0001637 | 0.00019904 | 9.968e-05 | 0.00010927 | 0 | 0.00018466 | 0.00015865 | 0.00013852 | 0.00018332 | 0.00016065 | 0.00011787 | 0.00020571 | 0.00012122 | 0.00010831 | 9.251e-05
3931 | 164 | 6 | 0.00011416 | 0.00011008 | 0.00011683 | 0.0001061 | 0.00013556 | 0.0001023 | 0.00010838 | 2.332e-05 | 0.0001833 | 0.00015876 | 0.00012957 | 0.00014848 | 0.00013525 | 0.00010735 | 0.00020477 | 0.00010301 | 2.7039e-05 | 9.251e-05
3932 | 164 | 6 | 0.00011415 | 0.00011534 | 0.00013103 | 0.00010755 | 0.00012583 | 0.00010336 | 0.00010734 | 8.478e-05 | 0.00015625 | 0.0001505 | 0.0001206 | 0.00011745 | 0.00011443 | 0.00010151 | 0.00019591 | 9.5066e-05 | 1.332e-06 | 9.251e-05
3933 | 164 | 6 | 0.00011416 | 0.00010892 | 0.00011513 | 6.063e-05 | 7.274e-05 | 0.00010251 | 0.00010635 | 0.00012292 | 0.00012681 | 0.00013519 | 0.00011296 | 8.05e-05 | 8.658e-05 | 8.859e-05 | 0.00018219 | 9.8544e-05 | 0 | 9.251e-05
3934 | 164 | 6 | 0.00011415 | 0.00010705 | 0.00013378 | 5.407e-05 | 7.016e-05 | 0.00010479 | 0.00010619 | 0.00013564 | 9.15e-05 | 0.00011373 | 0.00010551 | 8.325e-05 | 8.836e-05 | 8.901e-05 | 0.00016661 | 9.6177e-05 | 0 | 9.251e-05
3935 | 164 | 6 | 0.00011416 | 0.00010844 | 0.00012402 | 6.094e-05 | 6.725e-05 | 9.96e-05 | 0.00010051 | 0.00015683 | 8.585e-05 | 9.934e-05 | 9.996e-05 | 7.44e-05 | 7.215e-05 | 6.69e-05 | 0.00013553 | 7.4798e-05 | 0 | 9.251e-05
3936 | 164 | 6 | 0.00011415 | 0.00011185 | 0.0001191 | 6.028e-05 | 6.226e-05 | 9.307e-05 | 9.494e-05 | 0.00015895 | 7.689e-05 | 8.64e-05 | 9.072e-05 | 6.133e-05 | 6.048e-05 | 5.867e-05 | 0.00011028 | 4.3803e-05 | 0 | 9.251e-05
3937 | 165 | 6 | 0.00011416 | 0.00010888 | 0.0001027 | 6.224e-05 | 6.347e-05 | 8.974e-05 | 9.084e-05 | 0.00018015 | 6.477e-05 | 7.408e-05 | 8.126e-05 | 5.464e-05 | 5.405e-05 | 5.363e-05 | 9.5947e-05 | 2.5344e-05 | 0 | 9.129e-05
3938 | 165 | 6 | 0.00011415 | 0.00011367 | 8.451e-05 | 5.558e-05 | 7.306e-05 | 8.635e-05 | 8.926e-05 | 0.0001971 | 5.72e-05 | 6.394e-05 | 7.219e-05 | 2.418e-05 | 3.784e-05 | 5.631e-05 | 8.0672e-05 | 1.8182e-05 | 0 | 9.129e-05
3939 | 165 | 6 | 0.00011416 | 0.00011081 | 0.0001007 | 5.91e-05 | 6.318e-05 | 8.696e-05 | 8.869e-05 | 0.00020558 | 3.161e-05 | 5.224e-05 | 6.562e-05 | 1.962e-05 | 3.808e-05 | 6.208e-05 | 6.3682e-05 | 1.5924e-05 | 0 | 9.129e-05
3940 | 165 | 6 | 0.00011415 | 0.000108 | 9.21e-05 | 5.686e-05 | 6.548e-05 | 8.747e-05 | 8.889e-05 | 0.00018227 | 2.289e-05 | 4.435e-05 | 6.21e-05 | 1.931e-05 | 4.685e-05 | 7.969e-05 | 4.2397e-05 | 1.6824e-05 | 0 | 9.129e-05
3941 | 165 | 6 | 0.00011416 | 0.00010582 | 9.598e-05 | 6.07e-05 | 6.669e-05 | 9.15e-05 | 9.027e-05 | 0.00011444 | 2.031e-05 | 4.348e-05 | 6.446e-05 | 2.434e-05 | 5.713e-05 | 9.447e-05 | 2.956e-05 | 1.5922e-05 | 0 | 9.129e-05
3942 | 165 | 6 | 0.00011415 | 0.00010456 | 9.176e-05 | 0.00010431 | 0.00013042 | 0.00010122 | 9.923e-05 | 4.875e-05 | 2.335e-05 | 4.852e-05 | 7.117e-05 | 4.751e-05 | 7.686e-05 | 0.00010703 | 2.2511e-05 | 1.2496e-05 | 1.1123e-05 | 9.129e-05
3943 | 165 | 6 | 0.00011416 | 0.00010398 | 8.221e-05 | 0.0001054 | 0.00013774 | 0.00011287 | 0.00011391 | 6.37e-06 | 4.206e-05 | 6.015e-05 | 8.086e-05 | 0.00011309 | 0.00011744 | 0.0001125 | 1.5384e-05 | 1.08e-05 | 4.8904e-05 | 9.129e-05
3944 | 165 | 6 | 0.00011415 | 0.00011132 | 9.639e-05 | 0.00016427 | 0.00019962 | 0.00011878 | 0.00012535 | 0 | 9.694e-05 | 8.377e-05 | 9.095e-05 | 0.00019293 | 0.00017496 | 0.00013516 | 8.2188e-06 | 1.1185e-05 | 6.9368e-05 | 9.129e-05
3945 | 165 | 6 | 0.00011416 | 0.00010695 | 0.00010111 | 0.0001674 | 0.00019195 | 0.00012188 | 0.00013047 | 0 | 0.00017031 | 0.0001227 | 0.00010432 | 0.00018899 | 0.00019408 | 0.00017774 | 3.4192e-06 | 1.2611e-05 | 0.00012749 | 9.129e-05
3946 | 165 | 6 | 0.00011415 | 0.00010818 | 8.588e-05 | 0.00015876 | 0.00019804 | 0.00011965 | 0.00013162 | 0 | 0.00018296 | 0.00015825 | 0.00012453 | 0.00014945 | 0.00017288 | 0.00018083 | 1.5379e-06 | 1.4292e-05 | 0.00012493 | 9.129e-05
3947 | 165 | 6 | 0.00011416 | 0.00011144 | 9.036e-05 | 0.00015939 | 0.00018934 | 0.00011821 | 0.00013215 | 0 | 0.00015683 | 0.0001718 | 0.00014231 | 0.00014992 | 0.00017208 | 0.00017874 | 7.398e-07 | 1.3383e-05 | 0.00023925 | 9.129e-05
3948 | 165 | 6 | 0.00011415 | 0.00010956 | 9.968e-05 | 0.00016536 | 0.00019962 | 0.00011379 | 0.00013093 | 0 | 0.00015267 | 0.00017416 | 0.00015624 | 0.00015127 | 0.00016964 | 0.00017228 | 4.9366e-07 | 1.381e-05 | 0.00040781 | 9.129e-05
3949 | 165 | 6 | 0.00011416 | 0.00010996 | 9.367e-05 | 0.00016617 | 0.00018951 | 0.00011425 | 0.00013064 | 0 | 0.00015173 | 0.00017265 | 0.00016536 | 0.0001463 | 0.00016451 | 0.00016792 | 9.0945e-07 | 1.3128e-05 | 0.00022528 | 9.129e-05
3950 | 165 | 6 | 0.00011415 | 0.00010437 | 9.606e-05 | 0.00016483 | 0.0001894 | 0.00011528 | 0.00013035 | 0 | 0.00014729 | 0.0001693 | 0.0001699 | 0.00016106 | 0.00016997 | 0.00016188 | 2.7313e-06 | 1.7599e-05 | 0.0003649 | 9.129e-05
3951 | 165 | 6 | 0.00011416 | 0.00010891 | 9.046e-05 | 0.00016298 | 0.00020053 | 0.00011499 | 0.0001304 | 0 | 0.00015813 | 0.0001686 | 0.00016975 | 0.0001648 | 0.00016761 | 0.00015289 | 7.8089e-06 | 2.0154e-05 | 0.00034311 | 9.129e-05
3952 | 165 | 6 | 0.00011415 | 0.00011185 | 0.00010221 | 0.00016343 | 0.0002028 | 0.00011507 | 0.00013027 | 0 | 0.00016304 | 0.00016815 | 0.00016608 | 0.00017503 | 0.00015146 | 0.00010904 | 1.7403e-05 | 2.5056e-05 | 6.4718e-05 | 9.129e-05
3953 | 165 | 6 | 0.00011416 | 0.00010678 | 9.579e-05 | 0.00015834 | 0.00019206 | 0.00011755 | 0.00013075 | 0 | 0.00017222 | 0.0001621 | 0.00015232 | 0.00019063 | 0.00015955 | 0.00010732 | 2.6337e-05 | 4.298e-05 | 0.0001508 | 9.129e-05
3954 | 165 | 6 | 0.00011415 | 0.00011077 | 9.749e-05 | 0.00016246 | 0.00019789 | 0.00011857 | 0.00012572 | 0 | 0.00018641 | 0.00015949 | 0.00013912 | 0.00018151 | 0.00015907 | 0.00011671 | 4.206e-05 | 6.7571e-05 | 0.00010172 | 9.129e-05
3955 | 165 | 6 | 0.00011416 | 0.00010364 | 8.48e-05 | 0.00011436 | 0.00012836 | 0.00011577 | 0.00012202 | 0 | 0.00018222 | 0.00015885 | 0.00012985 | 0.00014809 | 0.00013489 | 0.00010706 | 5.8278e-05 | 8.3572e-05 | 1.0308e-05 | 9.129e-05
3956 | 165 | 6 | 0.00011415 | 0.00010401 | 9.177e-05 | 0.00010847 | 0.00012739 | 0.00011288 | 0.00011841 | 1.484e-05 | 0.00015577 | 0.00015021 | 0.00012072 | 0.00011713 | 0.00011411 | 0.00010123 | 6.8493e-05 | 8.6432e-05 | 4.6664e-06 | 9.129e-05
3957 | 165 | 6 | 0.00011416 | 0.00010905 | 0.00010313 | 6.156e-05 | 7.22e-05 | 0.00010945 | 0.00011534 | 8.054e-05 | 0.00012646 | 0.0001348 | 0.00011289 | 8.094e-05 | 8.706e-05 | 8.907e-05 | 7.9556e-05 | 8.4986e-05 | 0 | 9.129e-05
3958 | 165 | 6 | 0.00011415 | 0.0001131 | 8.895e-05 | 5.311e-05 | 6.372e-05 | 0.00011149 | 0.00011288 | 0.00011232 | 9.174e-05 | 0.00011365 | 0.0001055 | 8.244e-05 | 8.751e-05 | 8.816e-05 | 8.7905e-05 | 8.0533e-05 | 0 | 9.129e-05
3959 | 165 | 6 | 0.00011416 | 0.00010855 | 8.774e-05 | 6.213e-05 | 7.017e-05 | 0.00010927 | 0.00010757 | 0.00011868 | 8.526e-05 | 9.907e-05 | 9.971e-05 | 7.459e-05 | 7.234e-05 | 6.707e-05 | 9.217e-05 | 7.7658e-05 | 0 | 9.129e-05
3960 | 165 | 6 | 0.00011415 | 0.0001125 | 0.0001005 | 6.076e-05 | 7.129e-05 | 0.00010158 | 9.968e-05 | 0.00014199 | 7.694e-05 | 8.623e-05 | 9.055e-05 | 6.147e-05 | 6.062e-05 | 5.881e-05 | 7.509e-05 | 6.3847e-05 | 0 | 9.129e-05
3961 | 166 | 6 | 0.00011416 | 0.00011019 | 0.00013175 | 6.072e-05 | 7.031e-05 | 9.592e-05 | 9.414e-05 | 0.00015896 | 6.488e-05 | 7.406e-05 | 8.117e-05 | 5.404e-05 | 5.346e-05 | 5.304e-05 | 8.0734e-05 | 6.3868e-05 | 0 | 9.121e-05
3962 | 166 | 6 | 0.00011415 | 0.00010758 | 0.00012967 | 6.043e-05 | 7.381e-05 | 9.261e-05 | 9.192e-05 | 0.00016955 | 5.675e-05 | 6.375e-05 | 7.201e-05 | 2.398e-05 | 3.753e-05 | 5.585e-05 | 9.0546e-05 | 6.6346e-05 | 0 | 9.121e-05
3963 | 166 | 6 | 0.00011416 | 0.0001062 | 0.00012114 | 5.337e-05 | 7.219e-05 | 9.176e-05 | 9.1e-05 | 0.00015895 | 3.138e-05 | 5.195e-05 | 6.536e-05 | 1.93e-05 | 3.747e-05 | 6.107e-05 | 9.9648e-05 | 6.9762e-05 | 0 | 9.121e-05
3964 | 166 | 6 | 0.00011415 | 0.00011096 | 0.00011521 | 5.439e-05 | 7.382e-05 | 9.382e-05 | 9.07e-05 | 0.00015472 | 2.259e-05 | 4.392e-05 | 6.167e-05 | 1.939e-05 | 4.703e-05 | 7.999e-05 | 0.00010861 | 7.2974e-05 | 0 | 9.121e-05
3965 | 166 | 6 | 0.00011416 | 0.00011304 | 0.0001305 | 5.586e-05 | 7.645e-05 | 9.667e-05 | 9.147e-05 | 7.418e-05 | 2.03e-05 | 4.325e-05 | 6.414e-05 | 2.39e-05 | 5.61e-05 | 9.276e-05 | 0.00011543 | 7.7981e-05 | 4.2761e-06 | 9.121e-05
3966 | 166 | 6 | 0.00011415 | 0.00011044 | 0.00011543 | 0.00010872 | 0.00013826 | 0.00010617 | 9.998e-05 | 1.273e-05 | 2.3e-05 | 4.805e-05 | 7.053e-05 | 4.774e-05 | 7.724e-05 | 0.00010755 | 0.00010938 | 7.9729e-05 | 4.8106e-05 | 9.121e-05
3967 | 166 | 6 | 0.00011416 | 0.00010781 | 0.000121 | 0.00010582 | 0.00013398 | 0.00011503 | 0.00011468 | 0 | 4.218e-05 | 5.991e-05 | 8.043e-05 | 0.00011212 | 0.00011644 | 0.00011154 | 0.00010273 | 7.6091e-05 | 0.0001234 | 9.121e-05
3968 | 166 | 6 | 0.00011415 | 0.00010603 | 0.00012227 | 0.00016239 | 0.00019853 | 0.00011853 | 0.00012554 | 0 | 9.62e-05 | 8.333e-05 | 9.041e-05 | 0.00019546 | 0.00017725 | 0.00013693 | 9.1953e-05 | 7.1598e-05 | 0.00023034 | 9.121e-05
3969 | 166 | 6 | 0.00011416 | 0.00010847 | 0.00011576 | 0.00016448 | 0.00019128 | 0.00012061 | 0.0001308 | 0 | 0.00017214 | 0.00012318 | 0.00010429 | 0.00018835 | 0.00019341 | 0.00017713 | 7.4381e-05 | 6.5714e-05 | 0.00047793 | 9.121e-05
3970 | 166 | 6 | 0.00011415 | 0.00011118 | 0.0001352 | 0.00016631 | 0.00019095 | 0.00012029 | 0.00013135 | 0 | 0.00018279 | 0.00015858 | 0.00012445 | 0.00014999 | 0.00017351 | 0.00018148 | 5.9868e-05 | 5.7619e-05 | 0.00063874 | 9.121e-05
3971 | 166 | 6 | 0.00011416 | 0.00011255 | 0.00012106 | 0.00016378 | 0.00019758 | 0.00012107 | 0.00013205 | 0 | 0.00015726 | 0.00017216 | 0.00014247 | 0.00014933 | 0.0001714 | 0.00017802 | 5.2429e-05 | 4.8585e-05 | 0.0006982 | 9.121e-05
3972 | 166 | 6 | 0.00011415 | 0.00010877 | 0.00011754 | 0.00015899 | 0.00018779 | 0.0001171 | 0.00013104 | 0 | 0.0001523 | 0.00017415 | 0.00015626 | 0.0001516 | 0.00017001 | 0.00017265 | 2.9984e-05 | 2.7339e-05 | 0.00074798 | 9.121e-05
3973 | 166 | 6 | 0.00011416 | 0.00010778 | 0.00011381 | 0.00016658 | 0.00018841 | 0.00011429 | 0.0001307 | 0 | 0.00015191 | 0.00017269 | 0.00016547 | 0.00014625 | 0.00016446 | 0.00016786 | 2.4912e-05 | 2.5894e-05 | 0.00074133 | 9.121e-05
3974 | 166 | 6 | 0.00011415 | 0.00010504 | 0.00012307 | 0.00016647 | 0.00019331 | 0.00011204 | 0.00012994 | 0 | 0.00014728 | 0.00016933 | 0.00016994 | 0.00016091 | 0.0001698 | 0.00016173 | 2.3914e-05 | 2.8405e-05 | 0.00070463 | 9.121e-05
3975 | 166 | 6 | 0.00011416 | 0.00010942 | 0.0001269 | 0.00016735 | 0.00018928 | 0.00011203 | 0.00012841 | 0 | 0.00015801 | 0.00016855 | 0.00016975 | 0.00016547 | 0.0001683 | 0.00015351 | 2.8656e-05 | 3.4166e-05 | 0.00061501 | 9.121e-05
3976 | 166 | 6 | 0.00011415 | 0.00011198 | 0.00012778 | 0.0001575 | 0.00019771 | 0.00011177 | 0.00012844 | 0 | 0.00016355 | 0.00016835 | 0.00016619 | 0.00017593 | 0.00015223 | 0.0001096 | 3.4891e-05 | 4.3918e-05 | 0.00050083 | 9.121e-05
3977 | 166 | 6 | 0.00011416 | 0.00010794 | 0.00012917 | 0.00016629 | 0.00019308 | 0.00011474 | 0.00012859 | 0 | 0.00017301 | 0.00016258 | 0.00015255 | 0.00019127 | 0.00016008 | 0.00010767 | 4.668e-05 | 4.8345e-05 | 0.00034535 | 9.121e-05
3978 | 166 | 6 | 0.00011415 | 0.00011174 | 0.00012002 | 0.00016421 | 0.00019339 | 0.00011643 | 0.00012365 | 0 | 0.00018707 | 0.00016006 | 0.00013941 | 0.00018366 | 0.00016095 | 0.00011809 | 5.9489e-05 | 4.791e-05 | 0.00016762 | 9.121e-05
3979 | 166 | 6 | 0.00011416 | 0.00011278 | 0.00012622 | 0.00011433 | 0.00013623 | 0.00011573 | 0.00012123 | 0 | 0.00018405 | 0.00015989 | 0.00013042 | 0.00014929 | 0.00013599 | 0.00010793 | 7.3452e-05 | 5.1733e-05 | 3.6355e-05 | 9.121e-05
3980 | 166 | 6 | 0.00011415 | 0.00010322 | 0.000128 | 0.00010888 | 0.00012544 | 0.00011414 | 0.00011792 | 0 | 0.00015708 | 0.00015141 | 0.00012143 | 0.00011824 | 0.0001152 | 0.00010219 | 8.92e-05 | 5.3383e-05 | 1.2251e-05 | 9.121e-05
3981 | 166 | 6 | 0.00011416 | 0.00010427 | 0.00012501 | 5.934e-05 | 6.882e-05 | 0.00011232 | 0.00011508 | 0 | 0.00012763 | 0.00013598 | 0.00011371 | 7.977e-05 | 8.58e-05 | 8.779e-05 | 0.00011265 | 4.8049e-05 | 0 | 9.121e-05
3982 | 166 | 6 | 0.00011415 | 0.00011039 | 0.00011615 | 5.476e-05 | 6.573e-05 | 0.0001147 | 0.00011293 | 0 | 9.11e-05 | 0.00011394 | 0.00010589 | 8.329e-05 | 8.841e-05 | 8.906e-05 | 0.00012577 | 3.73e-05 | 0 | 9.121e-05
3983 | 166 | 6 | 0.00011416 | 0.00010485 | 0.00012756 | 6e-05 | 6.751e-05 | 0.00011 | 0.00010804 | 0 | 8.583e-05 | 9.934e-05 | 0.00010017 | 7.433e-05 | 7.208e-05 | 6.684e-05 | 0.00012192 | 3.3647e-05 | 0 | 9.121e-05
3984 | 166 | 6 | 0.00011415 | 0.00010666 | 0.00011658 | 5.974e-05 | 6.471e-05 | 0.00010181 | 9.987e-05 | 0 | 7.683e-05 | 8.633e-05 | 9.08e-05 | 6.147e-05 | 6.061e-05 | 5.88e-05 | 0.0001125 | 2.4403e-05 | 0 | 9.121e-05
3985 | 167 | 6 | 0.00011416 | 0.00012236 | 0.0001009 | 5.649e-05 | 3.867e-05 | 9.777e-05 | 9.426e-05 | 6.36e-06 | 6.485e-05 | 7.409e-05 | 8.13e-05 | 6.758e-05 | 6.017e-05 | 5.306e-05 | 9.5325e-05 | 2.0144e-05 | 0 | 9.112e-05
3986 | 167 | 6 | 0.00011415 | 0.00011514 | 0.00011131 | 5.971e-05 | 4.045e-05 | 9.466e-05 | 9.155e-05 | 1.06e-05 | 6.731e-05 | 6.616e-05 | 7.206e-05 | 3.981e-05 | 4.552e-05 | 5.579e-05 | 8.6257e-05 | 1.5831e-05 | 0 | 9.112e-05
3987 | 167 | 6 | 0.00011416 | 0.00012131 | 9.437e-05 | 5.983e-05 | 4.261e-05 | 9.322e-05 | 9.018e-05 | 1.908e-05 | 4.575e-05 | 5.704e-05 | 6.538e-05 | 2.894e-05 | 4.216e-05 | 6.167e-05 | 7.0927e-05 | 1.4032e-05 | 0 | 9.112e-05
3988 | 167 | 6 | 0.00011415 | 0.0001163 | 0.00010234 | 5.807e-05 | 3.878e-05 | 9.407e-05 | 9.014e-05 | 4.239e-05 | 3.315e-05 | 4.953e-05 | 6.179e-05 | 2.816e-05 | 5.079e-05 | 7.956e-05 | 5.5498e-05 | 1.6426e-05 | 0 | 9.112e-05
3989 | 167 | 6 | 0.00011416 | 0.00011511 | 9.712e-05 | 6.104e-05 | 4.009e-05 | 9.682e-05 | 9.069e-05 | 6.37e-06 | 2.964e-05 | 4.82e-05 | 6.416e-05 | 2.977e-05 | 5.84e-05 | 9.28e-05 | 4.487e-05 | 2.0129e-05 | 1.5221e-05 | 9.112e-05
3990 | 167 | 6 | 0.00011415 | 0.00012329 | 9.922e-05 | 0.00010766 | 7.958e-05 | 0.00010543 | 9.884e-05 | 0 | 2.969e-05 | 5.185e-05 | 7.056e-05 | 3.509e-05 | 6.813e-05 | 0.00010604 | 3.4985e-05 | 2.4865e-05 | 5.2509e-05 | 9.112e-05
3991 | 167 | 6 | 0.00011416 | 0.00011444 | 0.00010558 | 0.00011463 | 7.668e-05 | 0.00011404 | 0.00011317 | 0 | 3.383e-05 | 5.879e-05 | 8.011e-05 | 4.91e-05 | 7.9e-05 | 0.0001116 | 2.7137e-05 | 3.3078e-05 | 0.00011106 | 9.112e-05
3992 | 167 | 6 | 0.00011415 | 0.00012123 | 9.667e-05 | 0.00016085 | 0.00012065 | 0.00011886 | 0.00012419 | 0 | 4.562e-05 | 6.78e-05 | 9.011e-05 | 6.831e-05 | 0.00010272 | 0.00013677 | 1.5539e-05 | 3.8891e-05 | 0.00018503 | 9.112e-05
3993 | 167 | 6 | 0.00011416 | 0.00011526 | 9.929e-05 | 0.00016061 | 0.00012136 | 0.00011939 | 0.00012927 | 0 | 6.3e-05 | 8.261e-05 | 0.00010397 | 9.521e-05 | 0.00013847 | 0.00017692 | 1.721e-05 | 3.5426e-05 | 0.0001082 | 9.112e-05
3994 | 167 | 6 | 0.00011415 | 0.0001144 | 9.467e-05 | 0.00016384 | 0.0001187 | 0.00011792 | 0.00012999 | 0 | 8.767e-05 | 0.00010647 | 0.00012413 | 0.00012056 | 0.00015634 | 0.00018343 | 3.1042e-05 | 2.8688e-05 | 0.00026883 | 9.112e-05
3995 | 167 | 6 | 0.00011416 | 0.00011894 | 9.433e-05 | 0.00015629 | 0.00011789 | 0.0001181 | 0.00013083 | 0 | 0.00011272 | 0.00013044 | 0.00014265 | 0.00012651 | 0.00015766 | 0.00017915 | 3.765e-05 | 2.3269e-05 | 0.00039276 | 9.112e-05
3996 | 167 | 6 | 0.00011415 | 0.00012163 | 9.807e-05 | 0.00016582 | 0.00012056 | 0.00011662 | 0.0001298 | 0 | 0.00012289 | 0.00014593 | 0.00015677 | 0.00012828 | 0.00015637 | 0.00017462 | 3.0743e-05 | 1.8815e-05 | 0.00040395 | 9.112e-05
3997 | 167 | 6 | 0.00011416 | 0.00012088 | 0.00010994 | 0.00015697 | 0.00011344 | 0.00011686 | 0.00012955 | 0 | 0.00012697 | 0.00015297 | 0.00016641 | 0.00012179 | 0.0001496 | 0.00016866 | 2.9825e-05 | 1.4074e-05 | 0.00040717 | 9.112e-05
3998 | 167 | 6 | 0.00011415 | 0.00012137 | 0.00010349 | 0.00016605 | 0.00011833 | 0.00011753 | 0.00012938 | 0 | 0.00012297 | 0.0001531 | 0.00017101 | 0.00010526 | 0.00013564 | 0.00015973 | 2.9136e-05 | 9.0616e-06 | 0.00041692 | 9.112e-05
3999 | 167 | 6 | 0.00011416 | 0.00012133 | 0.00010168 | 0.00016615 | 0.00011956 | 0.00011525 | 0.0001292 | 0 | 0.00010931 | 0.0001466 | 0.00017025 | 0.0001177 | 0.00013872 | 0.00015159 | 2.7393e-05 | 6.9779e-06 | 0.00015142 | 9.112e-05
4000 | 167 | 6 | 0.00011415 | 0.00011682 | 9.432e-05 | 0.00016075 | 0.00011603 | 0.00011351 | 0.00012897 | 0 | 0.00011625 | 0.00014193 | 0.00016606 | 0.00012421 | 0.00012131 | 0.00010966 | 2.9535e-05 | 5.3742e-06 | 0.00014932 | 9.112e-05
4001 | 167 | 6 | 0.00011416 | 0.00011345 | 0.00010386 | 0.00016497 | 0.00011695 | 0.00011607 | 0.00012897 | 0 | 0.00012224 | 0.00013346 | 0.00015227 | 0.00012977 | 0.00012333 | 0.00010734 | 3.1338e-05 | 4.8871e-06 | 0.00029592 | 9.112e-05
4002 | 167 | 6 | 0.00011415 | 0.00011313 | 0.00011261 | 0.00015897 | 0.00011523 | 0.00011809 | 0.0001241 | 0 | 0.00012785 | 0.00012769 | 0.00013893 | 0.00013054 | 0.00012921 | 0.00011812 | 3.4913e-05 | 5.8626e-06 | 0.00014433 | 9.112e-05
4003 | 167 | 6 | 0.00011416 | 0.00011473 | 0.00010584 | 0.00010834 | 8e-05 | 0.00011587 | 0.00012062 | 0 | 0.00012985 | 0.00012693 | 0.00012994 | 0.00013128 | 0.00012432 | 0.00010761 | 3.5007e-05 | 6.618e-06 | 2.5724e-05 | 9.112e-05
4004 | 167 | 6 | 0.00011415 | 0.00012252 | 0.0001101 | 0.00011226 | 7.647e-05 | 0.00011504 | 0.0001172 | 0 | 0.00013095 | 0.00012605 | 0.000121 | 0.00013229 | 0.0001219 | 0.00010156 | 2.5046e-05 | 7.8654e-06 | 1.3439e-05 | 9.112e-05
4005 | 167 | 6 | 0.00011416 | 0.00012334 | 9.575e-05 | 5.973e-05 | 3.87e-05 | 0.00011372 | 0.00011372 | 0 | 0.000132 | 0.00012435 | 0.00011329 | 8.244e-05 | 8.657e-05 | 8.858e-05 | 1.7745e-05 | 1.1652e-05 | 0 | 9.112e-05
4006 | 167 | 6 | 0.00011415 | 0.00012035 | 0.00010356 | 5.417e-05 | 3.794e-05 | 0.00011463 | 0.00011227 | 0 | 9.332e-05 | 0.00011026 | 0.00010577 | 8.455e-05 | 8.768e-05 | 8.833e-05 | 1.4386e-05 | 1.8548e-05 | 0 | 9.112e-05
4007 | 167 | 6 | 0.00011416 | 0.00012383 | 0.00010061 | 5.442e-05 | 4.327e-05 | 0.00011111 | 0.00010818 | 0 | 8.755e-05 | 9.835e-05 | 9.997e-05 | 8.206e-05 | 7.54e-05 | 6.679e-05 | 1.0206e-05 | 3.2024e-05 | 0 | 9.112e-05
4008 | 167 | 6 | 0.00011415 | 0.00011718 | 0.00011153 | 6.337e-05 | 4.345e-05 | 0.00010324 | 0.00010022 | 0 | 8.345e-05 | 8.73e-05 | 9.064e-05 | 7.713e-05 | 6.844e-05 | 5.858e-05 | 8.5493e-06 | 5.3226e-05 | 0 | 9.112e-05
4009 | 168 | 6 | 0.00011416 | 0.00011902 | 0.00013147 | 5.959e-05 | 1.6e-05 | 9.77e-05 | 9.441e-05 | 0 | 7.834e-05 | 7.801e-05 | 8.113e-05 | 6.856e-05 | 6.105e-05 | 5.384e-05 | 7.0887e-06 | 7.5471e-05 | 0 | 9.268e-05
4010 | 168 | 6 | 0.00011415 | 0.00012431 | 0.00013043 | 5.445e-05 | 1.56e-05 | 9.434e-05 | 9.17e-05 | 0 | 7.084e-05 | 6.972e-05 | 7.21e-05 | 3.982e-05 | 4.554e-05 | 5.581e-05 | 8.184e-06 | 0.00011002 | 0 | 9.268e-05
4011 | 168 | 6 | 0.00011416 | 0.00011364 | 0.00011881 | 5.784e-05 | 1.394e-05 | 9.334e-05 | 9.062e-05 | 0 | 4.685e-05 | 5.907e-05 | 6.544e-05 | 2.905e-05 | 4.233e-05 | 6.192e-05 | 1.4385e-05 | 0.00013792 | 0 | 9.268e-05
4012 | 168 | 6 | 0.00011415 | 0.00012152 | 0.00011577 | 5.272e-05 | 1.325e-05 | 9.508e-05 | 9.058e-05 | 0 | 3.36e-05 | 5.048e-05 | 6.193e-05 | 2.819e-05 | 5.085e-05 | 7.966e-05 | 2.8497e-05 | 0.0001595 | 0 | 9.268e-05
4013 | 168 | 6 | 0.00011416 | 0.00012495 | 0.0001169 | 5.394e-05 | 1.508e-05 | 9.686e-05 | 9.089e-05 | 0 | 2.971e-05 | 4.862e-05 | 6.432e-05 | 3.029e-05 | 5.941e-05 | 9.442e-05 | 5.6037e-05 | 0.00017389 | 1.4576e-05 | 9.268e-05
4014 | 168 | 6 | 0.00011415 | 0.00012187 | 0.00012308 | 0.00010912 | 2.883e-05 | 0.00010469 | 9.904e-05 | 0 | 3.011e-05 | 5.237e-05 | 7.106e-05 | 3.536e-05 | 6.865e-05 | 0.00010684 | 8.2263e-05 | 0.0001807 | 4.1081e-05 | 9.268e-05
4015 | 168 | 6 | 0.00011416 | 0.00011833 | 0.00012875 | 0.0001117 | 2.824e-05 | 0.00011427 | 0.00011259 | 0 | 3.411e-05 | 5.934e-05 | 8.073e-05 | 4.911e-05 | 7.901e-05 | 0.0001116 | 0.00010638 | 0.00018361 | 0.00017658 | 9.268e-05
4016 | 168 | 6 | 0.00011415 | 0.00011941 | 0.00012731 | 0.00016328 | 4.05e-05 | 0.00011473 | 0.00012229 | 0 | 4.568e-05 | 6.818e-05 | 9.065e-05 | 6.769e-05 | 0.00010178 | 0.00013553 | 0.00011781 | 0.00018451 | 0.00034847 | 9.268e-05
4017 | 168 | 6 | 0.00011416 | 0.00012009 | 0.00012857 | 0.00015866 | 4.09e-05 | 0.00011516 | 0.00012566 | 0 | 6.254e-05 | 8.246e-05 | 0.00010415 | 9.537e-05 | 0.0001387 | 0.00017722 | 6.9552e-05 | 0.000185 | 0.00048185 | 9.268e-05
4018 | 168 | 6 | 0.00011415 | 0.00011967 | 0.0001286 | 0.0001647 | 4.022e-05 | 0.00011501 | 0.00012652 | 0 | 8.771e-05 | 0.00010632 | 0.00012427 | 0.00012048 | 0.00015623 | 0.00018331 | 7.5595e-05 | 0.00018519 | 0.00038677 | 9.268e-05
4019 | 168 | 6 | 0.00011416 | 0.00012318 | 0.00013131 | 0.00016374 | 4.126e-05 | 0.00011891 | 0.00012725 | 0 | 0.00011265 | 0.00013033 | 0.00014265 | 0.00012582 | 0.0001568 | 0.00017817 | 8.6912e-05 | 0.00018626 | 0.00057031 | 9.268e-05
4020 | 168 | 6 | 0.00011415 | 0.00011445 | 0.00012218 | 0.00016669 | 4.048e-05 | 0.00011727 | 0.00012653 | 0 | 0.00012233 | 0.00014556 | 0.00015648 | 0.00012668 | 0.00015442 | 0.00017244 | 8.8578e-05 | 0.00018625 | 0.00062341 | 9.268e-05
4021 | 168 | 6 | 0.00011416 | 0.0001162 | 0.00011657 | 0.0001658 | 4.206e-05 | 0.00011931 | 0.00012769 | 0 | 0.00012561 | 0.00015196 | 0.00016564 | 0.00012097 | 0.0001486 | 0.00016753 | 0.00010907 | 0.00018821 | 0.00066145 | 9.268e-05
4022 | 168 | 6 | 0.00011415 | 0.0001244 | 0.00011281 | 0.00016678 | 4.093e-05 | 0.00011837 | 0.00012826 | 0 | 0.00012206 | 0.00015192 | 0.00017007 | 0.0001057 | 0.00013621 | 0.0001604 | 0.00012791 | 0.00018771 | 0.00042371 | 9.268e-05
4023 | 168 | 6 | 0.00011416 | 0.00011457 | 0.00012421 | 0.0001605 | 4.114e-05 | 0.00011789 | 0.00012844 | 0 | 0.00010944 | 0.00014603 | 0.00016955 | 0.00011906 | 0.00014033 | 0.00015335 | 0.00014758 | 0.00018258 | 0.00045069 | 9.268e-05
4024 | 168 | 6 | 0.00011415 | 0.00012009 | 0.00011103 | 0.00016605 | 4.247e-05 | 0.00011836 | 0.00012879 | 0 | 0.00011731 | 0.00014232 | 0.00016589 | 0.00012518 | 0.00012226 | 0.00011052 | 0.00017016 | 0.000175 | 0.00036985 | 9.268e-05
4025 | 168 | 6 | 0.00011416 | 0.00011629 | 0.00011467 | 0.00016681 | 3.983e-05 | 0.00012094 | 0.0001286 | 0 | 0.0001232 | 0.00013429 | 0.00015245 | 0.00012947 | 0.00012304 | 0.00010709 | 0.00017608 | 0.00016857 | 0.00021648 | 9.268e-05
4026 | 168 | 6 | 0.00011415 | 0.00012007 | 0.000133 | 0.00016168 | 4.03e-05 | 0.00012232 | 0.0001249 | 0 | 0.00012783 | 0.0001282 | 0.0001392 | 0.00013083 | 0.00012949 | 0.00011838 | 0.0001673 | 0.00015483 | 0.00013857 | 9.268e-05
4027 | 168 | 6 | 0.00011416 | 0.00011404 | 0.00011115 | 0.00011324 | 2.749e-05 | 0.00011771 | 0.00012218 | 0 | 0.0001301 | 0.00012725 | 0.00013032 | 0.00013117 | 0.00012422 | 0.00010752 | 0.00015264 | 0.00014515 | 2.06e-05 | 9.268e-05
4028 | 168 | 6 | 0.00011415 | 0.00012221 | 0.0001249 | 0.0001079 | 2.687e-05 | 0.00011489 | 0.0001191 | 0 | 0.00013091 | 0.00012618 | 0.00012132 | 0.00013174 | 0.00012139 | 0.00010114 | 0.00013917 | 0.00013447 | 7.8565e-06 | 9.268e-05
4029 | 168 | 6 | 0.00011416 | 0.0001223 | 0.00012172 | 5.37e-05 | 1.551e-05 | 0.00011269 | 0.00011622 | 0 | 0.00013156 | 0.00012421 | 0.0001134 | 8.294e-05 | 8.71e-05 | 8.911e-05 | 0.00014091 | 0.00011941 | 0 | 9.268e-05
4030 | 168 | 6 | 0.00011415 | 0.00012438 | 0.00011369 | 5.272e-05 | 1.341e-05 | 0.00011401 | 0.00011338 | 0 | 9.363e-05 | 0.00011029 | 0.0001059 | 8.416e-05 | 8.728e-05 | 8.792e-05 | 0.00015488 | 0.00010405 | 0 | 9.268e-05
4031 | 168 | 6 | 0.00011416 | 0.00011765 | 0.00012826 | 5.404e-05 | 1.41e-05 | 0.00011071 | 0.00010821 | 0 | 8.729e-05 | 9.828e-05 | 9.995e-05 | 8.252e-05 | 7.583e-05 | 6.717e-05 | 0.00015814 | 9.6244e-05 | 0 | 9.268e-05
4032 | 168 | 6 | 0.00011415 | 0.00011728 | 0.00011919 | 6.354e-05 | 1.471e-05 | 0.00010229 | 0.00010065 | 0 | 8.377e-05 | 8.738e-05 | 9.068e-05 | 7.775e-05 | 6.899e-05 | 5.905e-05 | 0.00012866 | 0.00012411 | 0 | 9.268e-05
4033 | 169 | 6 | 0.00011416 | 0.00011906 | 0.00014098 | 5.968e-05 | 6.744e-05 | 9.827e-05 | 9.561e-05 | 0 | 7.889e-05 | 7.83e-05 | 8.127e-05 | 5.47e-05 | 5.411e-05 | 5.369e-05 | 0.00012722 | 0.00014494 | 0 | 9.372e-05
4034 | 169 | 6 | 0.00011415 | 0.00011233 | 0.00013688 | 6.091e-05 | 7.076e-05 | 9.547e-05 | 9.324e-05 | 0 | 6.014e-05 | 6.746e-05 | 7.221e-05 | 2.411e-05 | 3.773e-05 | 5.615e-05 | 0.00011011 | 0.00015119 | 0 | 9.372e-05
4035 | 169 | 6 | 0.00011416 | 0.00011366 | 0.00013292 | 5.667e-05 | 7.292e-05 | 9.398e-05 | 9.207e-05 | 4.24e-06 | 3.255e-05 | 5.411e-05 | 6.56e-05 | 1.953e-05 | 3.79e-05 | 6.178e-05 | 0.00010734 | 0.00014785 | 0 | 9.372e-05
4036 | 169 | 6 | 0.00011415 | 0.00011039 | 0.00012917 | 5.23e-05 | 7.27e-05 | 9.491e-05 | 9.208e-05 | 8.49e-06 | 2.314e-05 | 4.505e-05 | 6.205e-05 | 1.964e-05 | 4.765e-05 | 8.104e-05 | 0.00012403 | 0.00012931 | 0 | 9.372e-05
4037 | 169 | 6 | 0.00011416 | 0.00011549 | 0.00013824 | 5.801e-05 | 6.345e-05 | 9.738e-05 | 9.292e-05 | 1.06e-05 | 2.055e-05 | 4.399e-05 | 6.471e-05 | 2.42e-05 | 5.68e-05 | 9.392e-05 | 0.00012862 | 0.00011092 | 1.4042e-05 | 9.372e-05
4038 | 169 | 6 | 0.00011415 | 0.00010817 | 0.00012003 | 0.00010992 | 0.00013246 | 0.00010611 | 0.00010066 | 0 | 2.328e-05 | 4.871e-05 | 7.128e-05 | 4.777e-05 | 7.729e-05 | 0.00010763 | 0.00010919 | 0.0001133 | 5.9203e-05 | 9.372e-05
4039 | 169 | 6 | 0.00011416 | 0.00011053 | 0.00012606 | 0.00010864 | 0.00013725 | 0.00011467 | 0.00011488 | 0 | 4.227e-05 | 6.033e-05 | 8.109e-05 | 0.00011313 | 0.00011749 | 0.00011255 | 7.9193e-05 | 0.00012044 | 0.00016158 | 9.372e-05
4040 | 169 | 6 | 0.00011415 | 0.00010797 | 0.0001309 | 0.00015833 | 0.00020212 | 0.00011743 | 0.00012571 | 0 | 9.701e-05 | 8.392e-05 | 9.116e-05 | 0.00019665 | 0.00017833 | 0.00013776 | 7.3319e-05 | 0.00011937 | 0.00028142 | 9.372e-05
4041 | 169 | 6 | 0.00011416 | 0.00011141 | 0.00013052 | 0.00016338 | 0.00020132 | 0.00012008 | 0.00013038 | 0 | 0.00017323 | 0.00012401 | 0.00010507 | 0.00018749 | 0.00019253 | 0.00017633 | 9.3517e-05 | 0.00011718 | 0.00047112 | 9.372e-05
4042 | 169 | 6 | 0.00011415 | 0.00010873 | 0.0001338 | 0.00016165 | 0.00020138 | 0.0001199 | 0.00013097 | 0 | 0.00018235 | 0.00015885 | 0.00012487 | 0.00015171 | 0.00017549 | 0.00018356 | 0.00010788 | 0.00012793 | 0.00055693 | 9.372e-05
4043 | 169 | 6 | 0.00011416 | 0.00011187 | 0.00013197 | 0.00016221 | 0.00019392 | 0.00012038 | 0.00013057 | 0 | 0.00015855 | 0.00017288 | 0.00014319 | 0.00015174 | 0.00017417 | 0.0001809 | 0.00012858 | 0.00013735 | 0.00048069 | 9.372e-05
4044 | 169 | 6 | 0.00011415 | 0.00010887 | 0.00012162 | 0.00016241 | 0.00019132 | 0.00011642 | 0.00012846 | 0 | 0.00015442 | 0.00017576 | 0.00015748 | 0.00015348 | 0.00017211 | 0.00017479 | 0.00011644 | 0.0001225 | 0.00059825 | 9.372e-05
4045 | 169 | 6 | 0.00011416 | 0.00011897 | 0.00013549 | 0.00016525 | 0.00019174 | 0.00011487 | 0.00012839 | 0 | 0.00015381 | 0.00017471 | 0.00016698 | 0.00014689 | 0.00016517 | 0.0001686 | 0.00012966 | 0.00013224 | 0.00040938 | 9.372e-05
4046 | 169 | 6 | 0.00011415 | 0.0001127 | 0.00012573 | 0.00015846 | 0.00019222 | 0.00011218 | 0.00012752 | 0 | 0.00014822 | 0.00017095 | 0.00017142 | 0.00015929 | 0.00016809 | 0.0001601 | 0.0001465 | 0.00013895 | 0.00041593 | 9.372e-05
4047 | 169 | 6 | 0.00011416 | 0.00010778 | 0.00014169 | 0.00016324 | 0.00019975 | 0.00011124 | 0.0001264 | 0 | 0.00015699 | 0.00016885 | 0.00017065 | 0.00016539 | 0.00016821 | 0.00015343 | 0.00015777 | 0.00015527 | 0.0003694 | 9.372e-05
4048 | 169 | 6 | 0.00011415 | 0.00011629 | 0.00011955 | 0.0001587 | 0.00019126 | 0.0001133 | 0.00012617 | 0 | 0.00016331 | 0.00016816 | 0.00016677 | 0.00017471 | 0.00015118 | 0.00010885 | 0.00016762 | 0.00016911 | 0.00023282 | 9.372e-05
4049 | 169 | 6 | 0.00011416 | 0.00010846 | 0.00012643 | 0.000161 | 0.00019069 | 0.00011383 | 0.00012587 | 0 | 0.00017199 | 0.00016199 | 0.00015266 | 0.00019083 | 0.00015972 | 0.00010743 | 0.00017727 | 0.00016972 | 0.00015833 | 9.372e-05
4050 | 169 | 6 | 0.00011415 | 0.00010948 | 0.00011899 | 0.00016182 | 0.00019205 | 0.00011398 | 0.00012244 | 0 | 0.00018651 | 0.00015947 | 0.00013924 | 0.00018384 | 0.00016111 | 0.00011821 | 0.00017449 | 0.00015953 | 0.00013215 | 9.372e-05
4051 | 169 | 6 | 0.00011416 | 0.00011107 | 0.00012981 | 0.00011296 | 0.00013113 | 0.00011168 | 0.00011862 | 0 | 0.00018407 | 0.00015958 | 0.00013018 | 0.00014919 | 0.00013589 | 0.00010786 | 0.00017101 | 0.00015074 | 5.3146e-05 | 9.372e-05
4052 | 169 | 6 | 0.00011415 | 0.00011778 | 0.00012246 | 0.0001126 | 0.00013153 | 0.0001102 | 0.00011534 | 0 | 0.00015698 | 0.00015126 | 0.0001212 | 0.00011688 | 0.00011387 | 0.00010102 | 0.00015251 | 0.00015087 | 8.6625e-06 | 9.372e-05
4053 | 169 | 6 | 0.00011416 | 0.0001137 | 0.00013893 | 6.062e-05 | 6.676e-05 | 0.00010885 | 0.00011157 | 0 | 0.00012655 | 0.00013545 | 0.00011328 | 7.996e-05 | 8.601e-05 | 8.8e-05 | 0.00011616 | 0.00015426 | 0 | 9.372e-05
4054 | 169 | 6 | 0.00011415 | 0.00011501 | 0.00013685 | 6.039e-05 | 6.801e-05 | 0.00011087 | 0.00010983 | 0 | 9.104e-05 | 0.00011355 | 0.00010561 | 8.213e-05 | 8.717e-05 | 8.782e-05 | 9.3437e-05 | 0.00015328 | 0 | 9.372e-05
4055 | 169 | 6 | 0.00011416 | 0.00011714 | 0.00013047 | 6.214e-05 | 6.473e-05 | 0.00010689 | 0.00010653 | 0 | 8.488e-05 | 9.87e-05 | 9.968e-05 | 7.414e-05 | 7.19e-05 | 6.667e-05 | 8.2542e-05 | 0.00014715 | 0 | 9.372e-05
4056 | 169 | 6 | 0.00011415 | 0.00011307 | 0.00012232 | 6.081e-05 | 7.008e-05 | 9.92e-05 | 9.916e-05 | 0 | 7.649e-05 | 8.579e-05 | 9.034e-05 | 6.17e-05 | 6.084e-05 | 5.902e-05 | 8.9775e-05 | 0.00015357 | 0 | 9.372e-05
4057 | 170 | 6 | 0.00011416 | 0.00012095 | 0.00010958 | 5.667e-05 | 6.588e-05 | 9.436e-05 | 9.374e-05 | 0 | 6.495e-05 | 7.385e-05 | 8.096e-05 | 5.451e-05 | 5.392e-05 | 5.35e-05 | 0.00010135 | 0.00014631 | 0 | 9.537e-05
4058 | 170 | 6 | 0.00011415 | 0.0001147 | 0.00011623 | 6.275e-05 | 6.777e-05 | 9.125e-05 | 9.042e-05 | 2.967e-05 | 5.712e-05 | 6.384e-05 | 7.192e-05 | 2.406e-05 | 3.766e-05 | 5.604e-05 | 0.00010707 | 0.00014221 | 0 | 9.537e-05
4059 | 170 | 6 | 0.00011416 | 0.00011627 | 0.00010997 | 5.849e-05 | 6.869e-05 | 8.991e-05 | 8.867e-05 | 3.18e-05 | 3.151e-05 | 5.214e-05 | 6.537e-05 | 1.965e-05 | 3.814e-05 | 6.217e-05 | 0.00010506 | 0.00014429 | 0 | 9.537e-05
4060 | 170 | 6 | 0.00011415 | 0.00011029 | 0.0001178 | 5.651e-05 | 7.432e-05 | 8.878e-05 | 8.76e-05 | 3.18e-05 | 2.29e-05 | 4.43e-05 | 6.197e-05 | 1.946e-05 | 4.721e-05 | 8.03e-05 | 0.00010395 | 0.00014412 | 0 | 9.537e-05
4061 | 170 | 6 | 0.00011416 | 0.00011727 | 0.00010575 | 5.709e-05 | 7.39e-05 | 8.618e-05 | 8.589e-05 | 0 | 2.042e-05 | 4.36e-05 | 6.453e-05 | 2.43e-05 | 5.705e-05 | 9.433e-05 | 9.5053e-05 | 0.0001389 | 7.5595e-06 | 9.537e-05
4062 | 170 | 6 | 0.00011415 | 0.00012058 | 0.00010103 | 0.00010788 | 0.00012968 | 8.841e-05 | 8.784e-05 | 0 | 2.334e-05 | 4.86e-05 | 7.123e-05 | 4.708e-05 | 7.616e-05 | 0.00010605 | 8.8242e-05 | 0.00013096 | 5.7897e-05 | 9.537e-05
4063 | 170 | 6 | 0.00011416 | 0.00011924 | 0.00011036 | 0.00010921 | 0.0001263 | 9.297e-05 | 9.306e-05 | 0 | 4.173e-05 | 5.993e-05 | 8.072e-05 | 0.00011359 | 0.00011796 | 0.00011299 | 8.6355e-05 | 0.00011819 | 0.00012838 | 9.537e-05
4064 | 170 | 6 | 0.00011415 | 0.0001109 | 0.00011376 | 0.00016676 | 0.00020225 | 9.703e-05 | 0.00010051 | 0 | 9.726e-05 | 8.373e-05 | 9.092e-05 | 0.0001935 | 0.00017547 | 0.00013555 | 6.7368e-05 | 0.0001099 | 0.00013336 | 9.537e-05
4065 | 170 | 6 | 0.00011416 | 0.00012059 | 0.00012037 | 0.00015777 | 0.00019224 | 0.00010248 | 0.00010793 | 0 | 0.00017081 | 0.00012293 | 0.00010438 | 0.00018914 | 0.00019423 | 0.00017788 | 5.2586e-05 | 0.00010186 | 0.00034228 | 9.537e-05
4066 | 170 | 6 | 0.00011415 | 0.00011587 | 0.0001006 | 0.00016255 | 0.00018941 | 0.00010393 | 0.00011075 | 0 | 0.00018318 | 0.00015852 | 0.0001246 | 0.00015043 | 0.00017401 | 0.00018201 | 4.3699e-05 | 9.4324e-05 | 0.00037645 | 9.537e-05
4067 | 170 | 6 | 0.00011416 | 0.00011885 | 0.00011559 | 0.00016606 | 0.00019096 | 0.0001058 | 0.00011131 | 0 | 0.00015765 | 0.00017237 | 0.00014265 | 0.00014909 | 0.00017113 | 0.00017774 | 5.8132e-05 | 9.7668e-05 | 0.00022072 | 9.537e-05
4068 | 170 | 6 | 0.00011415 | 0.00012054 | 0.0001059 | 0.0001624 | 0.00019936 | 0.00010524 | 0.00011038 | 0 | 0.00015218 | 0.00017427 | 0.00015637 | 0.00015134 | 0.00016972 | 0.00017236 | 8.3406e-05 | 9.8805e-05 | 0.0002244 | 9.537e-05
4069 | 170 | 6 | 0.00011416 | 0.00011915 | 0.00012022 | 0.00016168 | 0.00019015 | 0.00010198 | 0.00010957 | 0 | 0.00015171 | 0.00017261 | 0.00016546 | 0.00014698 | 0.00016528 | 0.00016871 | 0.00011207 | 0.00011773 | 0.0001775 | 9.537e-05
4070 | 170 | 6 | 0.00011415 | 0.00012026 | 0.00010313 | 0.00016471 | 0.00019832 | 9.798e-05 | 0.00010788 | 0 | 0.00014781 | 0.00016952 | 0.00017013 | 0.00015965 | 0.00016848 | 0.00016047 | 0.00012588 | 0.00012524 | 0.00017136 | 9.537e-05
4071 | 170 | 6 | 0.00011416 | 0.00011002 | 0.00010797 | 0.00015948 | 0.00019206 | 9.526e-05 | 0.00010684 | 0 | 0.00015712 | 0.00016829 | 0.00016963 | 0.00016392 | 0.00016672 | 0.00015207 | 0.00012243 | 0.00012962 | 9.9334e-05 | 9.537e-05
4072 | 170 | 6 | 0.00011415 | 0.00011997 | 0.0001191 | 0.00016033 | 0.00018896 | 9.477e-05 | 0.00010697 | 0 | 0.00016218 | 0.00016747 | 0.00016573 | 0.00017696 | 0.00015312 | 0.00011024 | 0.00012956 | 0.00012664 | 0.000176 | 9.537e-05
4073 | 170 | 6 | 0.00011416 | 0.0001105 | 0.00011341 | 0.00015861 | 0.00020196 | 9.996e-05 | 0.00010921 | 0 | 0.00017354 | 0.00016218 | 0.00015226 | 0.00018949 | 0.00015859 | 0.00010667 | 0.00013155 | 0.00012208 | 0.00015034 | 9.537e-05
4074 | 170 | 6 | 0.00011415 | 0.00011088 | 0.00011903 | 0.00016638 | 0.00019758 | 0.00010203 | 0.00010908 | 0 | 0.00018573 | 0.00015943 | 0.00013893 | 0.00018418 | 0.00016141 | 0.00011843 | 0.00014562 | 0.00011641 | 7.0861e-05 | 9.537e-05
4075 | 170 | 6 | 0.00011416 | 0.00011045 | 0.00012178 | 0.000113 | 0.00012963 | 0.0001024 | 0.00010751 | 0 | 0.00018421 | 0.00015958 | 0.00013006 | 0.00014869 | 0.00013544 | 0.0001075 | 0.00013655 | 0.00010717 | 3.5744e-05 | 9.537e-05
4076 | 170 | 6 | 0.00011415 | 0.00011612 | 0.00012245 | 0.00011224 | 0.00013185 | 0.00010107 | 0.00010573 | 0 | 0.00015662 | 0.00015109 | 0.00012109 | 0.00011875 | 0.0001157 | 0.00010264 | 0.00011854 | 9.9106e-05 | 3.7161e-06 | 9.537e-05
4077 | 170 | 6 | 0.00011416 | 0.00011552 | 0.00012151 | 5.908e-05 | 6.624e-05 | 0.00010103 | 0.0001042 | 0 | 0.00012793 | 0.00013596 | 0.00011358 | 7.963e-05 | 8.565e-05 | 8.763e-05 | 9.1116e-05 | 9.1746e-05 | 0 | 9.537e-05
4078 | 170 | 6 | 0.00011415 | 0.00012033 | 0.00011591 | 5.383e-05 | 6.912e-05 | 0.00010168 | 0.00010329 | 0 | 9.104e-05 | 0.00011395 | 0.00010579 | 8.27e-05 | 8.778e-05 | 8.843e-05 | 7.8274e-05 | 8.823e-05 | 0 | 9.537e-05
4079 | 170 | 6 | 0.00011416 | 0.00011166 | 0.00011417 | 5.947e-05 | 6.793e-05 | 9.882e-05 | 9.938e-05 | 0 | 8.536e-05 | 9.911e-05 | 0.0001 | 7.406e-05 | 7.182e-05 | 6.659e-05 | 6.9507e-05 | 8.5579e-05 | 0 | 9.537e-05
4080 | 170 | 6 | 0.00011415 | 0.00011963 | 0.00010194 | 5.361e-05 | 7.214e-05 | 9.353e-05 | 9.335e-05 | 0 | 7.653e-05 | 8.603e-05 | 9.06e-05 | 6.115e-05 | 6.03e-05 | 5.85e-05 | 7.5342e-05 | 9.2859e-05 | 0 | 9.537e-05
4081 | 171 | 6 | 0.00011416 | 0.00011792 | 0.00012007 | 5.786e-05 | 7.516e-05 | 8.867e-05 | 8.819e-05 | 0 | 6.454e-05 | 7.376e-05 | 8.106e-05 | 5.498e-05 | 5.439e-05 | 5.397e-05 | 7.4662e-05 | 9.2602e-05 | 0 | 9.763e-05
4082 | 171 | 6 | 0.00011415 | 0.00010871 | 0.0001082 | 5.889e-05 | 7.042e-05 | 8.586e-05 | 8.58e-05 | 0 | 5.741e-05 | 6.388e-05 | 7.204e-05 | 2.417e-05 | 3.782e-05 | 5.629e-05 | 7.6368e-05 | 8.826e-05 | 0 | 9.763e-05
4083 | 171 | 6 | 0.00011416 | 0.00011353 | 0.00011809 | 5.213e-05 | 6.944e-05 | 8.39e-05 | 8.429e-05 | 0 | 3.164e-05 | 5.226e-05 | 6.551e-05 | 1.951e-05 | 3.787e-05 | 6.172e-05 | 7.7388e-05 | 7.6031e-05 | 0 | 9.763e-05
4084 | 171 | 6 | 0.00011415 | 0.00010882 | 0.00010134 | 6.133e-05 | 6.247e-05 | 8.318e-05 | 8.36e-05 | 0 | 2.282e-05 | 4.43e-05 | 6.196e-05 | 1.94e-05 | 4.707e-05 | 8.006e-05 | 8.1546e-05 | 6.1473e-05 | 0 | 9.763e-05
4085 | 171 | 6 | 0.00011416 | 0.00010823 | 0.00011284 | 5.289e-05 | 6.574e-05 | 8.18e-05 | 8.122e-05 | 0 | 2.037e-05 | 4.351e-05 | 6.445e-05 | 2.437e-05 | 5.719e-05 | 9.457e-05 | 7.1906e-05 | 5.1551e-05 | 1.4398e-05 | 9.763e-05
4086 | 171 | 6 | 0.00011415 | 0.00011087 | 0.00011845 | 0.00011396 | 0.00013757 | 8.24e-05 | 8.143e-05 | 0 | 2.337e-05 | 4.858e-05 | 7.122e-05 | 4.746e-05 | 7.679e-05 | 0.00010692 | 5.6172e-05 | 4.5243e-05 | 3.8383e-05 | 9.763e-05
4087 | 171 | 6 | 0.00011416 | 0.00011065 | 0.00010477 | 0.00011355 | 0.00012907 | 8.366e-05 | 8.436e-05 | 0 | 4.204e-05 | 6.017e-05 | 8.088e-05 | 0.00011298 | 0.00011733 | 0.00011239 | 4.4888e-05 | 3.8472e-05 | 0.00011763 | 9.763e-05
4088 | 171 | 6 | 0.00011415 | 0.00011272 | 9.938e-05 | 0.00016696 | 0.00018846 | 8.732e-05 | 8.919e-05 | 0 | 9.685e-05 | 8.372e-05 | 9.094e-05 | 0.00019428 | 0.00017618 | 0.0001361 | 3.3183e-05 | 3.2405e-05 | 0.0002567 | 9.763e-05
4089 | 171 | 6 | 0.00011416 | 0.00011144 | 0.00011349 | 0.0001636 | 0.00019023 | 9.117e-05 | 9.394e-05 | 0 | 0.00017135 | 0.0001231 | 0.00010453 | 0.00018675 | 0.00019177 | 0.00017563 | 2.8398e-05 | 2.6538e-05 | 0.00030772 | 9.763e-05
4090 | 171 | 6 | 0.00011415 | 0.00011051 | 0.00011325 | 0.00015743 | 0.00018718 | 9.109e-05 | 9.686e-05 | 0 | 0.00018141 | 0.0001578 | 0.00012425 | 0.00015007 | 0.00017359 | 0.00018157 | 2.6666e-05 | 1.9578e-05 | 0.00021218 | 9.763e-05
4091 | 171 | 6 | 0.00011416 | 0.00011593 | 0.00010307 | 0.00016018 | 0.00018731 | 9.109e-05 | 9.712e-05 | 0 | 0.00015704 | 0.00017152 | 0.0001422 | 0.00015094 | 0.00017325 | 0.00017994 | 2.5079e-05 | 1.1915e-05 | 0.00010238 | 9.763e-05
4092 | 171 | 6 | 0.00011415 | 0.00011427 | 0.00010287 | 0.0001592 | 0.00019979 | 8.971e-05 | 9.753e-05 | 0 | 0.00015346 | 0.00017447 | 0.0001564 | 0.00015278 | 0.00017133 | 0.00017399 | 2.3651e-05 | 6.9945e-06 | 0.00015843 | 9.763e-05
4093 | 171 | 6 | 0.00011416 | 0.00011897 | 0.00010207 | 0.00015676 | 0.00018751 | 8.517e-05 | 9.635e-05 | 0 | 0.00015304 | 0.00017363 | 0.0001659 | 0.00014447 | 0.00016245 | 0.00016582 | 2.3197e-05 | 8.1685e-06 | 0.00025247 | 9.763e-05
4094 | 171 | 6 | 0.00011415 | 0.00011337 | 0.0001089 | 0.0001634 | 0.00019222 | 8.298e-05 | 9.511e-05 | 0 | 0.00014615 | 0.00016934 | 0.00016994 | 0.00016103 | 0.00016994 | 0.00016186 | 2.1446e-05 | 8.7082e-06 | 0.00033497 | 9.763e-05
4095 | 171 | 6 | 0.00011416 | 0.00011455 | 0.00011932 | 0.00016666 | 0.00019858 | 8.244e-05 | 9.452e-05 | 0 | 0.00015793 | 0.00016832 | 0.00016981 | 0.00016298 | 0.00016577 | 0.0001512 | 2.6469e-05 | 7.1484e-06 | 0.00030547 | 9.763e-05
4096 | 171 | 6 | 0.00011415 | 0.00011636 | 0.00011149 | 0.0001597 | 0.00019637 | 8.432e-05 | 9.523e-05 | 0 | 0.00016156 | 0.00016726 | 0.00016572 | 0.00017502 | 0.00015145 | 0.00010904 | 2.3022e-05 | 5.5604e-06 | 0.00021974 | 9.763e-05
4097 | 171 | 6 | 0.00011416 | 0.00011022 | 0.0001081 | 0.00016321 | 0.00018974 | 8.815e-05 | 9.986e-05 | 0 | 0.00017191 | 0.00016138 | 0.0001519 | 0.00019113 | 0.00015996 | 0.0001076 | 1.8402e-05 | 6.2197e-06 | 6.6279e-05 | 9.763e-05
4098 | 171 | 6 | 0.00011415 | 0.00011741 | 0.000112 | 0.00016137 | 0.00018905 | 9.399e-05 | 0.00010246 | 0 | 0.0001867 | 0.00015924 | 0.00013875 | 0.00018163 | 0.00015917 | 0.00011678 | 1.9827e-05 | 7.8997e-06 | 8.0745e-05 | 9.763e-05
4099 | 171 | 6 | 0.00011416 | 0.00011779 | 0.00010782 | 0.00010567 | 0.00013256 | 9.798e-05 | 0.00010306 | 0 | 0.00018235 | 0.00015885 | 0.00012959 | 0.00014924 | 0.00013594 | 0.0001079 | 1.8812e-05 | 7.827e-06 | 2.4596e-05 | 9.763e-05
4100 | 171 | 6 | 0.00011415 | 0.00011465 | 0.00010336 | 0.00011491 | 0.00012754 | 0.00010109 | 0.0001037 | 0 | 0.00015671 | 0.00015065 | 0.00012072 | 0.00011883 | 0.00011578 | 0.0001027 | 1.2503e-05 | 6.5329e-06 | 1.7987e-06 | 9.763e-05
4101 | 171 | 6 | 0.00011416 | 0.00011326 | 0.00011282 | 6.238e-05 | 7.404e-05 | 0.00010088 | 0.00010306 | 0 | 0.00012798 | 0.00013578 | 0.00011333 | 8.032e-05 | 8.639e-05 | 8.839e-05 | 5.9475e-06 | 6.3458e-06 | 0 | 9.763e-05
4102 | 171 | 6 | 0.00011415 | 0.00010965 | 0.00010868 | 6.296e-05 | 6.328e-05 | 0.0001027 | 0.00010382 | 0 | 9.157e-05 | 0.00011418 | 0.00010581 | 8.207e-05 | 8.711e-05 | 8.775e-05 | 2.1363e-06 | 7.0852e-06 | 0 | 9.763e-05
4103 | 171 | 6 | 0.00011416 | 0.00011891 | 0.00010288 | 5.39e-05 | 6.83e-05 | 9.916e-05 | 9.953e-05 | 0 | 8.499e-05 | 9.912e-05 | 9.99e-05 | 7.439e-05 | 7.214e-05 | 6.689e-05 | 1.2229e-06 | 9.2719e-06 | 0 | 9.763e-05
4104 | 171 | 6 | 0.00011415 | 0.00011565 | 0.00010918 | 6.302e-05 | 6.842e-05 | 9.225e-05 | 9.352e-05 | 0 | 7.673e-05 | 8.606e-05 | 9.064e-05 | 6.121e-05 | 6.036e-05 | 5.855e-05 | 3.7446e-06 | 2.135e-05 | 0 | 9.763e-05
4105 | 172 | 6 | 0.00011416 | 0.00011121 | 0.00012005 | 6.036e-05 | 6.232e-05 | 8.883e-05 | 8.932e-05 | 0 | 6.461e-05 | 7.383e-05 | 8.112e-05 | 5.437e-05 | 5.379e-05 | 5.337e-05 | 8.3078e-06 | 2.7509e-05 | 0 | 9.529e-05
4106 | 172 | 6 | 0.00011415 | 0.0001133 | 0.00010389 | 5.294e-05 | 7.538e-05 | 8.607e-05 | 8.765e-05 | 0 | 5.695e-05 | 6.371e-05 | 7.196e-05 | 2.432e-05 | 3.805e-05 | 5.663e-05 | 1.7368e-05 | 3.3256e-05 | 0 | 9.529e-05
4107 | 172 | 6 | 0.00011416 | 0.00011067 | 0.00011553 | 5.458e-05 | 7.282e-05 | 8.602e-05 | 8.688e-05 | 0 | 3.167e-05 | 5.217e-05 | 6.549e-05 | 1.931e-05 | 3.748e-05 | 6.109e-05 | 2.7295e-05 | 3.7016e-05 | 0 | 9.529e-05
4108 | 172 | 6 | 0.00011415 | 0.000118 | 0.00010599 | 5.939e-05 | 6.745e-05 | 8.726e-05 | 8.743e-05 | 0 | 2.265e-05 | 4.413e-05 | 6.181e-05 | 1.957e-05 | 4.749e-05 | 8.077e-05 | 3.5121e-05 | 4.1272e-05 | 0 | 9.529e-05
4109 | 172 | 6 | 0.00011416 | 0.00011397 | 0.00011976 | 5.26e-05 | 6.499e-05 | 9.075e-05 | 8.877e-05 | 0 | 2.047e-05 | 4.353e-05 | 6.445e-05 | 2.422e-05 | 5.684e-05 | 9.399e-05 | 3.9105e-05 | 4.6176e-05 | 0 | 9.529e-05
4110 | 172 | 6 | 0.00011415 | 0.00011055 | 0.00011416 | 0.00010552 | 0.00013472 | 0.00010104 | 9.753e-05 | 0 | 2.328e-05 | 4.852e-05 | 7.111e-05 | 4.75e-05 | 7.684e-05 | 0.000107 | 4.4231e-05 | 5.2971e-05 | 5.15e-06 | 9.529e-05
4111 | 172 | 6 | 0.00011416 | 0.0001098 | 0.00011717 | 0.00010986 | 0.00013399 | 0.0001118 | 0.00011282 | 0 | 4.204e-05 | 6.012e-05 | 8.082e-05 | 0.00011331 | 0.00011767 | 0.00011272 | 4.778e-05 | 6.3572e-05 | 5.4503e-05 | 9.529e-05
4112 | 172 | 6 | 0.00011415 | 0.00010987 | 0.00011082 | 0.00016384 | 0.00019162 | 0.00011846 | 0.00012448 | 0 | 9.711e-05 | 8.382e-05 | 9.096e-05 | 0.00019539 | 0.00017719 | 0.00013688 | 4.5938e-05 | 7.5247e-05 | 3.4854e-05 | 9.529e-05
4113 | 172 | 6 | 0.00011416 | 0.00011082 | 0.00011973 | 0.00016757 | 0.00019662 | 0.00012111 | 0.00013026 | 0 | 0.00017226 | 0.00012357 | 0.00010474 | 0.00018774 | 0.00019279 | 0.00017656 | 4.7186e-05 | 8.9036e-05 | 0.00012367 | 9.529e-05
4114 | 172 | 6 | 0.00011415 | 0.00011965 | 0.00012051 | 0.00015756 | 0.00018609 | 0.00012122 | 0.00013258 | 0 | 0.00018236 | 0.00015856 | 0.00012465 | 0.00014964 | 0.0001731 | 0.00018106 | 5.4342e-05 | 9.2123e-05 | 3.9817e-05 | 9.529e-05
4115 | 172 | 6 | 0.00011416 | 0.00011695 | 0.00010081 | 0.00016324 | 0.0001869 | 0.00012209 | 0.00013375 | 0 | 0.00015691 | 0.00017189 | 0.00014246 | 0.00015122 | 0.00017358 | 0.00018028 | 6.3787e-05 | 8.5671e-05 | 6.0188e-05 | 9.529e-05
4116 | 172 | 6 | 0.00011415 | 0.00011423 | 0.00011058 | 0.00016392 | 0.0001917 | 0.00012115 | 0.00013352 | 0 | 0.00015369 | 0.00017471 | 0.0001567 | 0.00015384 | 0.00017252 | 0.00017521 | 6.7062e-05 | 8.1903e-05 | 0.00020721 | 9.529e-05
4117 | 172 | 6 | 0.00011416 | 0.00011496 | 0.00010146 | 0.00016522 | 0.00018782 | 0.00012222 | 0.00013446 | 0 | 0.00015392 | 0.00017419 | 0.00016639 | 0.00014575 | 0.00016389 | 0.00016729 | 7.5569e-05 | 8.4321e-05 | 0.00041322 | 9.529e-05
4118 | 172 | 6 | 0.00011415 | 0.0001162 | 0.00011477 | 0.0001567 | 0.00019706 | 0.00012112 | 0.000134 | 0 | 0.00014731 | 0.00017032 | 0.00017067 | 0.00016139 | 0.00017031 | 0.00016221 | 8.1178e-05 | 8.5406e-05 | 0.0001918 | 9.529e-05
4119 | 172 | 6 | 0.00011416 | 0.00011975 | 0.00011373 | 0.00016073 | 0.00019181 | 0.00012131 | 0.00013384 | 0 | 0.00015846 | 0.00016918 | 0.00017051 | 0.00016294 | 0.00016572 | 0.00015116 | 8.2974e-05 | 8.733e-05 | 0.00031116 | 9.529e-05
4120 | 172 | 6 | 0.00011415 | 0.0001092 | 0.00011151 | 0.00015617 | 0.00019163 | 0.00012262 | 0.00013493 | 0 | 0.00016166 | 0.00016774 | 0.0001663 | 0.00017454 | 0.00015103 | 0.00010874 | 9.9504e-05 | 8.8462e-05 | 0.00017758 | 9.529e-05
4121 | 172 | 6 | 0.00011416 | 0.00010996 | 0.00011667 | 0.00016508 | 0.00019603 | 0.00012463 | 0.00013443 | 0 | 0.00017157 | 0.00016144 | 0.00015229 | 0.00018927 | 0.00015841 | 0.00010655 | 0.00012024 | 9.0433e-05 | 0.00011008 | 9.529e-05
4122 | 172 | 6 | 0.00011415 | 0.00011992 | 0.00010797 | 0.00016058 | 0.00019891 | 0.00012298 | 0.00012929 | 0 | 0.00018519 | 0.00015862 | 0.00013876 | 0.00018188 | 0.00015939 | 0.00011694 | 0.00013753 | 8.9084e-05 | 0.00015262 | 9.529e-05
4123 | 172 | 6 | 0.00011416 | 0.00011762 | 0.00012067 | 0.00010727 | 0.00012545 | 0.00011906 | 0.00012572 | 0 | 0.00018224 | 0.00015836 | 0.00012951 | 0.00014803 | 0.00013484 | 0.00010702 | 0.00011996 | 8.6511e-05 | 5.6361e-05 | 9.529e-05
4124 | 172 | 6 | 0.00011415 | 0.00011742 | 0.00010297 | 0.00011177 | 0.00013562 | 0.00011542 | 0.00012132 | 0 | 0.0001557 | 0.00014999 | 0.00012039 | 0.00011806 | 0.00011503 | 0.00010204 | 9.8512e-05 | 8.2319e-05 | 1.2158e-05 | 9.529e-05
4125 | 172 | 6 | 0.00011416 | 0.00011574 | 0.00010776 | 5.689e-05 | 6.978e-05 | 0.00011238 | 0.00011744 | 0 | 0.00012717 | 0.00013505 | 0.00011285 | 7.965e-05 | 8.567e-05 | 8.765e-05 | 8.3545e-05 | 7.7304e-05 | 0 | 9.529e-05
4126 | 172 | 6 | 0.00011415 | 0.00011739 | 0.0001229 | 6.344e-05 | 7.2e-05 | 0.00011399 | 0.00011413 | 0 | 9.088e-05 | 0.00011343 | 0.00010522 | 8.289e-05 | 8.798e-05 | 8.863e-05 | 5.8152e-05 | 7.103e-05 | 0 | 9.529e-05
4127 | 172 | 6 | 0.00011416 | 0.00011269 | 0.00011673 | 5.679e-05 | 6.677e-05 | 0.00010988 | 0.00010877 | 6.36e-06 | 8.546e-05 | 9.895e-05 | 9.962e-05 | 7.461e-05 | 7.235e-05 | 6.708e-05 | 4.8306e-05 | 7.0461e-05 | 0 | 9.529e-05
4128 | 172 | 6 | 0.00011415 | 0.00012004 | 0.00011699 | 6.182e-05 | 6.833e-05 | 0.00010222 | 0.0001006 | 2.12e-05 | 7.697e-05 | 8.62e-05 | 9.049e-05 | 6.168e-05 | 6.082e-05 | 5.9e-05 | 6.8821e-05 | 6.6989e-05 | 0 | 9.529e-05
4129 | 173 | 6 | 0.00011416 | 0.00011382 | 9.807e-05 | 6.287e-05 | 7.326e-05 | 9.82e-05 | 9.541e-05 | 3.603e-05 | 6.504e-05 | 7.414e-05 | 8.117e-05 | 5.42e-05 | 5.363e-05 | 5.32e-05 | 8.0656e-05 | 7.1782e-05 | 0 | 9.563e-05
4130 | 173 | 6 | 0.00011415 | 0.00011428 | 0.00011232 | 5.312e-05 | 6.71e-05 | 9.631e-05 | 9.293e-05 | 4.875e-05 | 5.692e-05 | 6.388e-05 | 7.204e-05 | 2.4e-05 | 3.756e-05 | 5.59e-05 | 8.3958e-05 | 6.6339e-05 | 0 | 9.563e-05
4131 | 173 | 6 | 0.00011416 | 0.00011769 | 9.85e-05 | 6.209e-05 | 7.067e-05 | 9.484e-05 | 9.167e-05 | 6.57e-05 | 3.143e-05 | 5.206e-05 | 6.544e-05 | 1.946e-05 | 3.776e-05 | 6.155e-05 | 8.3154e-05 | 6.9335e-05 | 0 | 9.563e-05
4132 | 173 | 6 | 0.00011415 | 0.00010914 | 0.00011426 | 6.32e-05 | 6.335e-05 | 9.526e-05 | 9.193e-05 | 6.146e-05 | 2.272e-05 | 4.41e-05 | 6.185e-05 | 1.93e-05 | 4.683e-05 | 7.965e-05 | 7.3203e-05 | 7.1601e-05 | 0 | 9.563e-05
4133 | 173 | 6 | 0.00011416 | 0.00011141 | 0.00010772 | 5.679e-05 | 7.119e-05 | 9.799e-05 | 9.318e-05 | 3.603e-05 | 2.026e-05 | 4.33e-05 | 6.422e-05 | 2.408e-05 | 5.653e-05 | 9.347e-05 | 6.6427e-05 | 7.0407e-05 | 0 | 9.563e-05
4134 | 173 | 6 | 0.00011415 | 0.00011357 | 9.449e-05 | 0.00010443 | 0.00013224 | 0.00010752 | 0.00010082 | 0 | 2.313e-05 | 4.82e-05 | 7.075e-05 | 4.778e-05 | 7.73e-05 | 0.00010764 | 6.6464e-05 | 6.4944e-05 | 9.9775e-06 | 9.563e-05
4135 | 173 | 6 | 0.00011416 | 0.00010743 | 0.00011303 | 0.00010513 | 0.00012928 | 0.00011785 | 0.00011501 | 0 | 4.224e-05 | 6.007e-05 | 8.063e-05 | 0.00011363 | 0.00011801 | 0.00011304 | 6.628e-05 | 6.1288e-05 | 5.2586e-05 | 9.563e-05
4136 | 173 | 6 | 0.00011415 | 0.00011781 | 0.00011381 | 0.00016032 | 0.00018627 | 0.00012311 | 0.00012548 | 0 | 9.739e-05 | 8.399e-05 | 9.09e-05 | 0.00019608 | 0.00017782 | 0.00013736 | 5.9221e-05 | 5.6416e-05 | 9.9317e-05 | 9.563e-05
4137 | 173 | 6 | 0.00011416 | 0.00011684 | 0.00010935 | 0.00015661 | 0.00018672 | 0.00012746 | 0.00013 | 0 | 0.00017286 | 0.00012395 | 0.00010483 | 0.0001895 | 0.00019459 | 0.00017821 | 5.9485e-05 | 4.7951e-05 | 9.997e-05 | 9.563e-05
4138 | 173 | 6 | 0.00011415 | 0.00011188 | 0.00010515 | 0.00016055 | 0.00019886 | 0.00012685 | 0.00013104 | 0 | 0.00018386 | 0.0001595 | 0.00012516 | 0.0001508 | 0.00017445 | 0.00018247 | 6.9011e-05 | 4.0576e-05 | 0.00017737 | 9.563e-05
4139 | 173 | 6 | 0.00011416 | 0.00010815 | 0.00011011 | 0.00015612 | 0.00018949 | 0.00012719 | 0.00013148 | 0 | 0.00015813 | 0.00017313 | 0.00014328 | 0.00015066 | 0.00017293 | 0.00017961 | 8.1898e-05 | 3.8193e-05 | 0.00010504 | 9.563e-05
4140 | 173 | 6 | 0.00011415 | 0.0001087 | 0.00010858 | 0.0001623 | 0.00019837 | 0.00012333 | 0.00013043 | 0 | 0.00015353 | 0.00017533 | 0.0001573 | 0.00015291 | 0.00017148 | 0.00017415 | 7.0725e-05 | 3.7859e-05 | 0.0001911 | 9.563e-05
4141 | 173 | 6 | 0.00011416 | 0.00011107 | 0.00011297 | 0.00016249 | 0.00018809 | 0.0001218 | 0.00013176 | 0 | 0.0001532 | 0.00017403 | 0.00016664 | 0.00014681 | 0.00016509 | 0.00016851 | 7.0858e-05 | 3.3243e-05 | 9.2411e-05 | 9.563e-05
4142 | 173 | 6 | 0.00011415 | 0.00011757 | 9.332e-05 | 0.000158 | 0.00019162 | 0.00012097 | 0.00013186 | 0 | 0.000148 | 0.00017045 | 0.00017106 | 0.00016015 | 0.00016901 | 0.00016097 | 6.4974e-05 | 2.883e-05 | 0.0004224 | 9.563e-05
4143 | 173 | 6 | 0.00011416 | 0.00011607 | 9.949e-05 | 0.00016462 | 0.0001924 | 0.00012134 | 0.00013143 | 0 | 0.0001576 | 0.00016892 | 0.00017047 | 0.0001636 | 0.00016639 | 0.00015177 | 5.3123e-05 | 2.7923e-05 | 0.0001529 | 9.563e-05
4144 | 173 | 6 | 0.00011415 | 0.00011541 | 0.00010194 | 0.0001661 | 0.0001913 | 0.00012104 | 0.00013201 | 0 | 0.00016203 | 0.00016769 | 0.0001663 | 0.00017632 | 0.00015257 | 0.00010984 | 4.9576e-05 | 2.6768e-05 | 9.4031e-05 | 9.563e-05
4145 | 173 | 6 | 0.00011416 | 0.00011329 | 0.00010526 | 0.00016704 | 0.00018793 | 0.00012124 | 0.00013258 | 0 | 0.00017301 | 0.00016203 | 0.00015251 | 0.00018924 | 0.00015838 | 0.00010653 | 4.3205e-05 | 2.0263e-05 | 8.5759e-05 | 9.563e-05
4146 | 173 | 6 | 0.00011415 | 0.00011364 | 0.0001043 | 0.00015659 | 0.00018734 | 0.0001208 | 0.00012806 | 0 | 0.00018543 | 0.00015917 | 0.00013898 | 0.00018493 | 0.00016207 | 0.00011891 | 4.8442e-05 | 1.4277e-05 | 0.00017373 | 9.563e-05
4147 | 173 | 6 | 0.00011416 | 0.00011426 | 9.618e-05 | 0.00011206 | 0.0001294 | 0.00011833 | 0.00012419 | 0 | 0.00018472 | 0.00015963 | 0.00013013 | 0.00014699 | 0.00013389 | 0.00010627 | 4.8119e-05 | 1.3559e-05 | 1.8521e-05 | 9.563e-05
4148 | 173 | 6 | 0.00011415 | 0.00011613 | 0.00011061 | 0.00011144 | 0.00013151 | 0.00011538 | 0.00012001 | 0 | 0.00015538 | 0.00015066 | 0.00012083 | 0.00011658 | 0.00011358 | 0.00010076 | 3.1962e-05 | 1.5636e-05 | 1.2328e-05 | 9.563e-05
4149 | 173 | 6 | 0.00011416 | 0.00011609 | 0.00010521 | 5.231e-05 | 6.463e-05 | 0.00011325 | 0.00011609 | 0 | 0.00012601 | 0.00013478 | 0.00011292 | 8.081e-05 | 8.692e-05 | 8.893e-05 | 3.3097e-05 | 1.9392e-05 | 0 | 9.563e-05
4150 | 173 | 6 | 0.00011415 | 0.00011349 | 0.0001034 | 5.371e-05 | 6.725e-05 | 0.00011549 | 0.00011358 | 0 | 9.157e-05 | 0.00011345 | 0.00010548 | 8.274e-05 | 8.782e-05 | 8.847e-05 | 4.1941e-05 | 3.0465e-05 | 0 | 9.563e-05
4151 | 173 | 6 | 0.00011416 | 0.00010878 | 0.00011201 | 6.358e-05 | 6.983e-05 | 0.00011106 | 0.000109 | 0 | 8.543e-05 | 9.904e-05 | 9.976e-05 | 7.478e-05 | 7.252e-05 | 6.724e-05 | 5.1212e-05 | 4.3607e-05 | 0 | 9.563e-05
4152 | 173 | 6 | 0.00011415 | 0.00011618 | 9.874e-05 | 5.747e-05 | 7.499e-05 | 0.00010351 | 0.00010124 | 0 | 7.711e-05 | 8.633e-05 | 9.057e-05 | 6.149e-05 | 6.063e-05 | 5.882e-05 | 6.875e-05 | 5.5196e-05 | 0 | 9.563e-05
4153 | 174 | 6 | 0.00011416 | 0.00011624 | 8.844e-05 | 6.098e-05 | 3.897e-05 | 9.829e-05 | 9.608e-05 | 0 | 6.493e-05 | 7.415e-05 | 8.12e-05 | 6.754e-05 | 6.013e-05 | 5.303e-05 | 5.352e-05 | 7.2716e-05 | 0 | 9.303e-05
4154 | 174 | 6 | 0.00011415 | 0.00011955 | 9.821e-05 | 5.427e-05 | 4.417e-05 | 9.454e-05 | 9.325e-05 | 0 | 6.73e-05 | 6.62e-05 | 7.205e-05 | 3.98e-05 | 4.55e-05 | 5.577e-05 | 4.4473e-05 | 9.5027e-05 | 0 | 9.303e-05
4155 | 174 | 6 | 0.00011416 | 0.00011265 | 9.292e-05 | 5.517e-05 | 4.021e-05 | 9.456e-05 | 9.187e-05 | 0 | 4.574e-05 | 5.705e-05 | 6.538e-05 | 2.915e-05 | 4.248e-05 | 6.213e-05 | 4.1527e-05 | 0.00010707 | 0 | 9.303e-05
4156 | 174 | 6 | 0.00011415 | 0.00011162 | 0.00010155 | 6.195e-05 | 4.2e-05 | 9.46e-05 | 9.16e-05 | 2.12e-06 | 3.332e-05 | 4.964e-05 | 6.192e-05 | 2.856e-05 | 5.151e-05 | 8.069e-05 | 4.8163e-05 | 0.00011726 | 0 | 9.303e-05
4157 | 174 | 6 | 0.00011416 | 0.0001159 | 9.077e-05 | 5.902e-05 | 4.532e-05 | 9.552e-05 | 9.213e-05 | 0 | 2.999e-05 | 4.856e-05 | 6.452e-05 | 3.007e-05 | 5.897e-05 | 9.371e-05 | 5.3156e-05 | 0.00012585 | 1.875e-06 | 9.303e-05
4158 | 174 | 6 | 0.00011415 | 0.00011134 | 8.909e-05 | 0.00011128 | 8.494e-05 | 0.00010454 | 9.993e-05 | 0 | 2.999e-05 | 5.235e-05 | 7.109e-05 | 3.522e-05 | 6.837e-05 | 0.00010641 | 5.1006e-05 | 0.00013611 | 5.0431e-05 | 9.303e-05
4159 | 174 | 6 | 0.00011416 | 0.0001164 | 0.00010699 | 0.00010577 | 7.998e-05 | 0.00011435 | 0.0001142 | 0 | 3.399e-05 | 5.923e-05 | 8.067e-05 | 4.96e-05 | 7.98e-05 | 0.00011271 | 5.4401e-05 | 0.00014548 | 0.0001749 | 9.303e-05
4160 | 174 | 6 | 0.00011415 | 0.0001207 | 8.819e-05 | 0.00016551 | 0.00011987 | 0.00011874 | 0.00012441 | 0 | 4.604e-05 | 6.834e-05 | 9.084e-05 | 6.802e-05 | 0.00010228 | 0.00013619 | 6.2486e-05 | 0.00016192 | 0.00029449 | 9.303e-05
4161 | 174 | 6 | 0.00011416 | 0.00011042 | 9.705e-05 | 0.00016725 | 0.00012034 | 0.00011856 | 0.00012837 | 0 | 6.285e-05 | 8.283e-05 | 0.00010446 | 9.502e-05 | 0.00013819 | 0.00017657 | 7.1769e-05 | 0.00017513 | 0.00022807 | 9.303e-05
4162 | 174 | 6 | 0.00011415 | 0.00012076 | 0.00010364 | 0.000162 | 0.00011793 | 0.00011692 | 0.00012918 | 0 | 8.75e-05 | 0.00010642 | 0.0001244 | 0.00011943 | 0.00015487 | 0.00018172 | 8.4384e-05 | 0.0001793 | 8.5564e-05 | 9.303e-05
4163 | 174 | 6 | 0.00011416 | 0.00011989 | 9.573e-05 | 0.00015979 | 0.00011591 | 0.00011742 | 0.00013048 | 0 | 0.0001118 | 0.00012982 | 0.0001424 | 0.00012666 | 0.00015785 | 0.00017936 | 0.00010157 | 0.00018279 | 0.00013 | 9.303e-05
4164 | 174 | 6 | 0.00011415 | 0.00012018 | 0.00010512 | 0.00016159 | 0.00012039 | 0.00011549 | 0.00012983 | 0 | 0.00012282 | 0.00014545 | 0.00015649 | 0.00012858 | 0.00015674 | 0.00017503 | 0.00010216 | 0.00017682 | 0.00020613 | 9.303e-05
4165 | 174 | 6 | 0.00011416 | 0.00011837 | 0.0001065 | 0.00016117 | 0.00011644 | 0.00011634 | 0.00013083 | 0 | 0.00012717 | 0.00015287 | 0.00016619 | 0.00012081 | 0.0001484 | 0.00016731 | 0.0001428 | 0.00017307 | 0.00017529 | 9.303e-05
4166 | 174 | 6 | 0.00011415 | 0.00011924 | 0.00010138 | 0.00016637 | 0.00012142 | 0.00011412 | 0.0001316 | 0 | 0.00012224 | 0.0001527 | 0.00017053 | 0.00010667 | 0.00013747 | 0.00016188 | 0.00016622 | 0.00017616 | 0.00021775 | 9.303e-05
4167 | 174 | 6 | 0.00011416 | 0.00011369 | 0.00010315 | 0.00016167 | 0.00012072 | 0.00011313 | 0.00013224 | 0 | 0.00011029 | 0.0001469 | 0.00017032 | 0.00011903 | 0.00014029 | 0.00015331 | 0.00018486 | 0.00017911 | 0.00021765 | 9.303e-05
4168 | 174 | 6 | 0.00011415 | 0.00011059 | 0.00010559 | 0.00016058 | 0.00011887 | 0.000112 | 0.00013235 | 0 | 0.00011746 | 0.00014289 | 0.0001666 | 0.00012445 | 0.00012155 | 0.00010987 | 0.00019348 | 0.00018262 | 0.00013801 | 9.303e-05
4169 | 174 | 6 | 0.00011416 | 0.0001148 | 0.00010835 | 0.00016067 | 0.00012257 | 0.00011395 | 0.00013276 | 0 | 0.00012268 | 0.00013433 | 0.00015288 | 0.00013028 | 0.00012381 | 0.00010775 | 0.00019971 | 0.00017834 | 6.2954e-05 | 9.303e-05
4170 | 174 | 6 | 0.00011415 | 0.00010961 | 0.00010793 | 0.00015823 | 0.00012088 | 0.00011495 | 0.0001272 | 0 | 0.00012837 | 0.00012836 | 0.00013959 | 0.00012944 | 0.00012812 | 0.00011713 | 0.00020035 | 0.00016998 | 6.6127e-05 | 9.303e-05
4171 | 174 | 6 | 0.00011416 | 0.00011384 | 0.00010327 | 0.00010793 | 8.413e-05 | 0.00011433 | 0.00012397 | 0 | 0.00012911 | 0.00012691 | 0.00013031 | 0.00013085 | 0.00012391 | 0.00010725 | 0.0001876 | 0.00015934 | 2.5461e-05 | 9.303e-05
4172 | 174 | 6 | 0.00011415 | 0.00011266 | 9.48e-05 | 0.00010886 | 8.488e-05 | 0.00011208 | 0.00012106 | 0 | 0.00013048 | 0.00012572 | 0.00012113 | 0.00013162 | 0.00012127 | 0.00010104 | 0.0001598 | 0.00014721 | 4.2252e-06 | 9.303e-05
4173 | 174 | 6 | 0.00011416 | 0.00011638 | 9.252e-05 | 5.971e-05 | 4.5e-05 | 0.00010857 | 0.00011728 | 0 | 0.00013137 | 0.00012385 | 0.00011316 | 8.143e-05 | 8.552e-05 | 8.749e-05 | 0.00013805 | 0.00013845 | 0 | 9.303e-05
4174 | 174 | 6 | 0.00011415 | 0.00011728 | 0.0001037 | 5.688e-05 | 3.984e-05 | 0.00011084 | 0.00011594 | 0 | 9.239e-05 | 0.00010953 | 0.00010533 | 8.399e-05 | 8.71e-05 | 8.775e-05 | 0.00011713 | 0.00013076 | 0 | 9.303e-05
4175 | 174 | 6 | 0.00011416 | 0.00011146 | 9.742e-05 | 5.696e-05 | 4.369e-05 | 0.00010818 | 0.00011196 | 0 | 8.693e-05 | 9.761e-05 | 9.939e-05 | 8.17e-05 | 7.508e-05 | 6.651e-05 | 9.9689e-05 | 0.00012265 | 0 | 9.303e-05
4176 | 174 | 6 | 0.00011415 | 0.00011219 | 0.00010678 | 5.637e-05 | 4.22e-05 | 0.00010098 | 0.00010387 | 0 | 8.303e-05 | 8.672e-05 | 9.008e-05 | 7.747e-05 | 6.874e-05 | 5.884e-05 | 6.9151e-05 | 0.00010312 | 0 | 9.303e-05
4177 | 175 | 6 | 0.00011416 | 0.00011942 | 0.0001206 | 5.595e-05 | 1.395e-05 | 9.554e-05 | 9.814e-05 | 0 | 7.851e-05 | 7.779e-05 | 8.073e-05 | 6.856e-05 | 6.105e-05 | 5.384e-05 | 7.1811e-05 | 0.00010721 | 0 | 9.008e-05
4178 | 175 | 6 | 0.00011415 | 0.00011719 | 0.00010547 | 6.011e-05 | 1.421e-05 | 9.221e-05 | 9.611e-05 | 0 | 7.086e-05 | 6.967e-05 | 7.183e-05 | 4.004e-05 | 4.578e-05 | 5.611e-05 | 6.5693e-05 | 9.8372e-05 | 0 | 9.008e-05
4179 | 175 | 6 | 0.00011416 | 0.00011751 | 0.00010656 | 5.792e-05 | 1.603e-05 | 9.099e-05 | 9.549e-05 | 0 | 4.702e-05 | 5.916e-05 | 6.535e-05 | 2.905e-05 | 4.233e-05 | 6.192e-05 | 5.8938e-05 | 8.7966e-05 | 0 | 9.008e-05
4180 | 175 | 6 | 0.00011415 | 0.00012211 | 0.00011676 | 5.495e-05 | 1.581e-05 | 9.117e-05 | 9.534e-05 | 0 | 3.364e-05 | 5.057e-05 | 6.193e-05 | 2.846e-05 | 5.134e-05 | 8.043e-05 | 4.54e-05 | 9.0024e-05 | 0 | 9.008e-05
4181 | 175 | 6 | 0.00011416 | 0.0001162 | 0.00011821 | 6.194e-05 | 1.465e-05 | 9.328e-05 | 9.621e-05 | 0 | 2.993e-05 | 4.885e-05 | 6.453e-05 | 2.989e-05 | 5.863e-05 | 9.317e-05 | 4.2875e-05 | 9.81e-05 | 2.5453e-07 | 9.008e-05
4182 | 175 | 6 | 0.00011415 | 0.00011355 | 0.00011603 | 0.00011416 | 2.647e-05 | 0.00010144 | 0.00010485 | 0 | 2.984e-05 | 5.227e-05 | 7.099e-05 | 3.545e-05 | 6.883e-05 | 0.00010712 | 5.0819e-05 | 9.103e-05 | 1.5967e-05 | 9.008e-05
4183 | 175 | 6 | 0.00011416 | 0.00011487 | 0.00012023 | 0.00011211 | 2.765e-05 | 0.00011179 | 0.00011931 | 0 | 3.414e-05 | 5.925e-05 | 8.071e-05 | 4.982e-05 | 8.015e-05 | 0.00011322 | 5.6471e-05 | 7.6868e-05 | 7.3652e-05 | 9.008e-05
4184 | 175 | 6 | 0.00011415 | 0.00012468 | 0.00010753 | 0.0001621 | 4.243e-05 | 0.00011738 | 0.00013027 | 0 | 4.624e-05 | 6.854e-05 | 9.097e-05 | 6.819e-05 | 0.00010255 | 0.00013655 | 4.6718e-05 | 6.6477e-05 | 0.00018264 | 9.008e-05
4185 | 175 | 6 | 0.00011416 | 0.00011694 | 0.00011112 | 0.00016327 | 4.194e-05 | 0.00011899 | 0.00013618 | 0 | 6.303e-05 | 8.31e-05 | 0.00010466 | 9.589e-05 | 0.00013945 | 0.00017817 | 5.0353e-05 | 6.229e-05 | 0.0002647 | 9.008e-05
4186 | 175 | 6 | 0.00011415 | 0.00011731 | 0.00010704 | 0.00016612 | 4.185e-05 | 0.0001208 | 0.0001381 | 0 | 8.822e-05 | 0.00010705 | 0.00012495 | 0.00011966 | 0.00015517 | 0.00018207 | 3.8982e-05 | 6.5385e-05 | 0.00053944 | 9.008e-05
4187 | 175 | 6 | 0.00011416 | 0.00011838 | 0.00010865 | 0.00015917 | 4.146e-05 | 0.00012044 | 0.00013996 | 0 | 0.00011213 | 0.00013043 | 0.00014301 | 0.00012623 | 0.00015731 | 0.00017875 | 3.0858e-05 | 7.7672e-05 | 0.00055196 | 9.008e-05
4188 | 175 | 6 | 0.00011415 | 0.0001185 | 0.00010679 | 0.00015991 | 4.121e-05 | 0.00011283 | 0.00013875 | 0 | 0.00012257 | 0.00014563 | 0.00015687 | 0.00012877 | 0.00015697 | 0.00017528 | 3.1693e-05 | 8.7528e-05 | 0.00060102 | 9.008e-05
4189 | 175 | 6 | 0.00011416 | 0.00011732 | 0.00011837 | 0.00016179 | 4.159e-05 | 0.00010819 | 0.00013798 | 0 | 0.00012727 | 0.00015294 | 0.00016652 | 0.00011963 | 0.00014695 | 0.00016567 | 4.358e-05 | 0.00011783 | 0.00066589 | 9.008e-05
4190 | 175 | 6 | 0.00011415 | 0.00011375 | 0.00010839 | 0.00016172 | 4.236e-05 | 0.00010788 | 0.00013582 | 0 | 0.00012133 | 0.00015221 | 0.00017039 | 0.00010613 | 0.00013677 | 0.00016106 | 6.0052e-05 | 0.00011408 | 0.00045894 | 9.008e-05
4191 | 175 | 6 | 0.00011416 | 0.00011989 | 0.00011854 | 0.00016059 | 4.173e-05 | 0.00011018 | 0.00013522 | 0 | 0.00010969 | 0.00014619 | 0.0001699 | 0.00011811 | 0.0001392 | 0.00015212 | 7.9873e-05 | 0.00010238 | 0.00038976 | 9.008e-05
4192 | 175 | 6 | 0.00011415 | 0.00012197 | 0.00011626 | 0.00016324 | 4.152e-05 | 0.00011263 | 0.00013554 | 0 | 0.0001166 | 0.00014199 | 0.0001659 | 0.00012534 | 0.00012241 | 0.00011066 | 0.00010154 | 9.0573e-05 | 0.00039999 | 9.008e-05
4193 | 175 | 6 | 0.00011416 | 0.00011372 | 0.00012247 | 0.00016058 | 4.133e-05 | 0.00011707 | 0.00013695 | 0 | 0.00012318 | 0.00013403 | 0.0001524 | 0.00012992 | 0.00012347 | 0.00010745 | 0.00011396 | 7.5615e-05 | 0.00032946 | 9.008e-05
4194 | 175 | 6 | 0.00011415 | 0.00012069 | 0.00010613 | 0.00016688 | 4.053e-05 | 0.00011984 | 0.00013301 | 0 | 0.00012816 | 0.00012821 | 0.00013913 | 0.00013045 | 0.00012912 | 0.00011804 | 0.00010952 | 5.4917e-05 | 0.0001677 | 9.008e-05
4195 | 175 | 6 | 0.00011416 | 0.00011632 | 0.00011189 | 0.0001063 | 2.736e-05 | 0.00011944 | 0.00012986 | 0 | 0.00012987 | 0.00012719 | 0.00013021 | 0.00012972 | 0.00012285 | 0.00010633 | 8.5674e-05 | 4.0159e-05 | 5.4011e-05 | 9.008e-05
4196 | 175 | 6 | 0.00011415 | 0.00012193 | 0.000112 | 0.00011243 | 2.78e-05 | 0.00011634 | 0.00012695 | 0 | 0.00012975 | 0.00012563 | 0.00012094 | 0.00013235 | 0.00012195 | 0.0001016 | 5.9571e-05 | 2.9101e-05 | 1.2574e-05 | 9.008e-05
4197 | 175 | 6 | 0.00011416 | 0.00011546 | 0.00012118 | 6.175e-05 | 1.521e-05 | 0.0001093 | 0.00012283 | 0 | 0.00013181 | 0.00012391 | 0.0001132 | 8.219e-05 | 8.631e-05 | 8.831e-05 | 4.4294e-05 | 2.2649e-05 | 0 | 9.008e-05
4198 | 175 | 6 | 0.00011415 | 0.00012143 | 0.00012451 | 6.292e-05 | 1.365e-05 | 0.00010984 | 0.00011971 | 0 | 9.305e-05 | 0.00010991 | 0.00010556 | 8.44e-05 | 8.753e-05 | 8.817e-05 | 3.352e-05 | 2.0168e-05 | 0 | 9.008e-05
4199 | 175 | 6 | 0.00011416 | 0.00011434 | 0.00011764 | 5.509e-05 | 1.48e-05 | 0.00010597 | 0.00011408 | 0 | 8.737e-05 | 9.81e-05 | 9.971e-05 | 8.289e-05 | 7.617e-05 | 6.747e-05 | 2.5215e-05 | 2.074e-05 | 0 | 9.008e-05
4200 | 175 | 6 | 0.00011415 | 0.00012248 | 0.00010407 | 5.619e-05 | 1.608e-05 | 9.938e-05 | 0.00010637 | 0 | 8.407e-05 | 8.744e-05 | 9.057e-05 | 7.712e-05 | 6.843e-05 | 5.858e-05 | 1.7573e-05 | 2.5608e-05 | 0 | 9.008e-05
4201 | 176 | 6 | 0.00011416 | 0.00011744 | 0.00012632 | 5.547e-05 | 7.552e-05 | 9.473e-05 | 0.00010004 | 0 | 7.845e-05 | 7.819e-05 | 8.113e-05 | 5.48e-05 | 5.422e-05 | 5.379e-05 | 2.4847e-05 | 3.0004e-05 | 0 | 8.748e-05
4202 | 176 | 6 | 0.00011415 | 0.00012267 | 0.00012377 | 6.206e-05 | 6.452e-05 | 9.202e-05 | 9.765e-05 | 0 | 6.015e-05 | 6.738e-05 | 7.213e-05 | 2.412e-05 | 3.774e-05 | 5.616e-05 | 3.7416e-05 | 3.409e-05 | 0 | 8.748e-05
4203 | 176 | 6 | 0.00011416 | 0.00012001 | 0.00011109 | 6.318e-05 | 7.453e-05 | 9.018e-05 | 9.63e-05 | 0 | 3.255e-05 | 5.406e-05 | 6.557e-05 | 1.944e-05 | 3.772e-05 | 6.148e-05 | 5.2341e-05 | 3.4282e-05 | 0 | 8.748e-05
4204 | 176 | 6 | 0.00011415 | 0.00012161 | 0.00013166 | 5.265e-05 | 6.959e-05 | 9.037e-05 | 9.642e-05 | 0 | 2.306e-05 | 4.497e-05 | 6.197e-05 | 1.935e-05 | 4.694e-05 | 7.983e-05 | 6.5744e-05 | 3.1562e-05 | 0 | 8.748e-05
4205 | 176 | 6 | 0.00011416 | 0.00011642 | 0.0001179 | 5.533e-05 | 6.793e-05 | 9.04e-05 | 9.691e-05 | 0 | 2.031e-05 | 4.367e-05 | 6.436e-05 | 2.427e-05 | 5.697e-05 | 9.42e-05 | 7.9369e-05 | 2.2765e-05 | 1.4135e-05 | 8.748e-05
4206 | 176 | 6 | 0.00011415 | 0.00011537 | 0.00012088 | 0.00011195 | 0.00013128 | 9.753e-05 | 0.00010507 | 0 | 2.329e-05 | 4.849e-05 | 7.103e-05 | 4.717e-05 | 7.631e-05 | 0.00010626 | 8.8481e-05 | 1.5961e-05 | 3.8553e-05 | 8.748e-05
4207 | 176 | 6 | 0.00011416 | 0.00011602 | 0.00012505 | 0.00011158 | 0.00013712 | 0.00010579 | 0.0001196 | 0 | 4.179e-05 | 5.988e-05 | 8.056e-05 | 0.00011226 | 0.00011658 | 0.00011167 | 8.7265e-05 | 1.4325e-05 | 0.00016959 | 8.748e-05
4208 | 176 | 6 | 0.00011415 | 0.00011904 | 0.0001237 | 0.00016458 | 0.00019665 | 0.00011168 | 0.00013085 | 0 | 9.623e-05 | 8.324e-05 | 9.05e-05 | 0.00019465 | 0.00017652 | 0.00013636 | 7.5252e-05 | 1.4439e-05 | 0.00034463 | 8.748e-05
4209 | 176 | 6 | 0.00011416 | 0.00011304 | 0.00012009 | 0.0001594 | 0.00018826 | 0.00011569 | 0.00013582 | 0 | 0.00017151 | 0.00012286 | 0.0001042 | 0.00018668 | 0.0001917 | 0.00017557 | 3.728e-05 | 1.425e-05 | 0.0004415 | 8.748e-05
4210 | 176 | 6 | 0.00011415 | 0.00012024 | 0.00011216 | 0.00015827 | 0.00018864 | 0.0001144 | 0.0001371 | 0 | 0.00018137 | 0.0001577 | 0.00012398 | 0.00014999 | 0.00017351 | 0.00018149 | 2.6333e-05 | 1.0865e-05 | 0.00061078 | 8.748e-05
4211 | 176 | 6 | 0.00011416 | 0.00012053 | 0.00012809 | 0.00016538 | 0.00019105 | 0.00011291 | 0.00013773 | 0 | 0.00015698 | 0.00017145 | 0.00014198 | 0.00015119 | 0.00017353 | 0.00018024 | 2.4783e-05 | 6.1314e-06 | 0.00067363 | 8.748e-05
4212 | 176 | 6 | 0.00011415 | 0.00011713 | 0.00012028 | 0.00016686 | 0.00019856 | 0.00010774 | 0.00013578 | 0 | 0.00015365 | 0.00017454 | 0.00015634 | 0.00015341 | 0.00017203 | 0.00017471 | 1.3164e-05 | 2.2548e-06 | 0.00072399 | 8.748e-05
4213 | 176 | 6 | 0.00011416 | 0.00011375 | 0.00011387 | 0.00015963 | 0.00019528 | 0.00010354 | 0.00013408 | 0 | 0.00015357 | 0.00017396 | 0.00016605 | 0.00014589 | 0.00016405 | 0.00016745 | 1.2619e-05 | 2.2532e-06 | 0.00071725 | 8.748e-05
4214 | 176 | 6 | 0.00011415 | 0.00011606 | 0.00012856 | 0.00015662 | 0.00019421 | 0.00010046 | 0.00013132 | 0 | 0.00014736 | 0.0001702 | 0.00017047 | 0.00015893 | 0.00016772 | 0.00015974 | 1.4349e-05 | 3.5992e-06 | 0.00059578 | 8.748e-05
4215 | 176 | 6 | 0.00011416 | 0.00011957 | 0.0001114 | 0.00015627 | 0.00019546 | 9.825e-05 | 0.00012897 | 0 | 0.00015654 | 0.00016821 | 0.00016986 | 0.00016383 | 0.00016663 | 0.00015198 | 2.1296e-05 | 4.7003e-06 | 0.00051784 | 8.748e-05
4216 | 176 | 6 | 0.00011415 | 0.00011934 | 0.00012942 | 0.00016155 | 0.00019216 | 9.917e-05 | 0.00012759 | 0 | 0.00016199 | 0.00016721 | 0.0001659 | 0.00017627 | 0.00015253 | 0.00010981 | 2.441e-05 | 4.5936e-06 | 0.00039336 | 8.748e-05
4217 | 176 | 6 | 0.00011416 | 0.00011338 | 0.00012633 | 0.00016085 | 0.00020109 | 0.00010182 | 0.00012732 | 0 | 0.00017293 | 0.00016178 | 0.0001522 | 0.00018841 | 0.00015769 | 0.00010607 | 2.1742e-05 | 4.4844e-06 | 0.0001917 | 8.748e-05
4218 | 176 | 6 | 0.00011415 | 0.00012165 | 0.00011051 | 0.00016469 | 0.00018789 | 0.00010143 | 0.00012351 | 0 | 0.00018477 | 0.00015882 | 0.00013863 | 0.0001835 | 0.00016081 | 0.00011798 | 1.7627e-05 | 4.631e-06 | 0.00016317 | 8.748e-05
4219 | 176 | 6 | 0.00011416 | 0.00012128 | 0.00012763 | 0.00010476 | 0.00013558 | 0.00010062 | 0.00011957 | 0 | 0.00018348 | 0.00015891 | 0.00012967 | 0.00014895 | 0.00013568 | 0.00010769 | 1.9446e-05 | 4.0206e-06 | 5.9271e-05 | 8.748e-05
4220 | 176 | 6 | 0.00011415 | 0.00011988 | 0.00013038 | 0.00011181 | 0.00013002 | 9.944e-05 | 0.00011628 | 0 | 0.00015665 | 0.00015075 | 0.00012078 | 0.00011723 | 0.00011421 | 0.00010132 | 2.2034e-05 | 3.909e-06 | 5.6081e-06 | 8.748e-05
4221 | 176 | 6 | 0.00011416 | 0.00011322 | 0.00011915 | 5.714e-05 | 6.279e-05 | 9.836e-05 | 0.0001119 | 0 | 0.00012672 | 0.0001353 | 0.00011306 | 7.985e-05 | 8.588e-05 | 8.787e-05 | 2.2593e-05 | 4.7071e-06 | 0 | 8.748e-05
4222 | 176 | 6 | 0.00011415 | 0.0001192 | 0.00011354 | 5.9e-05 | 6.574e-05 | 0.00010169 | 0.00011059 | 1.484e-05 | 9.098e-05 | 0.00011351 | 0.00010542 | 8.296e-05 | 8.805e-05 | 8.871e-05 | 1.5658e-05 | 4.2642e-06 | 0 | 8.748e-05
4223 | 176 | 6 | 0.00011416 | 0.00012156 | 0.0001113 | 5.557e-05 | 6.963e-05 | 9.969e-05 | 0.00010824 | 3.604e-05 | 8.552e-05 | 9.9e-05 | 9.978e-05 | 7.388e-05 | 7.164e-05 | 6.643e-05 | 7.9688e-06 | 4.0541e-06 | 0 | 8.748e-05
4224 | 176 | 6 | 0.00011415 | 0.0001209 | 0.00013062 | 5.987e-05 | 6.955e-05 | 9.289e-05 | 0.00010118 | 5.087e-05 | 7.641e-05 | 8.598e-05 | 9.043e-05 | 6.183e-05 | 6.097e-05 | 5.915e-05 | 3.3604e-06 | 4.0821e-06 | 0 | 8.748e-05
4225 | 177 | 6 | 0.00011416 | 0.00011764 | 0.00014148 | 5.533e-05 | 6.934e-05 | 8.829e-05 | 9.559e-05 | 6.146e-05 | 6.505e-05 | 7.398e-05 | 8.11e-05 | 5.458e-05 | 5.399e-05 | 5.357e-05 | 3.3902e-06 | 5.6993e-06 | 0 | 8.548e-05
4226 | 177 | 6 | 0.00011415 | 0.0001183 | 0.00013177 | 5.356e-05 | 6.924e-05 | 8.465e-05 | 9.257e-05 | 5.722e-05 | 5.72e-05 | 6.393e-05 | 7.205e-05 | 2.4e-05 | 3.756e-05 | 5.589e-05 | 3.1233e-06 | 9.8202e-06 | 0 | 8.548e-05
4227 | 177 | 6 | 0.00011416 | 0.00011858 | 0.00013691 | 5.855e-05 | 6.665e-05 | 8.244e-05 | 9.08e-05 | 6.146e-05 | 3.148e-05 | 5.215e-05 | 6.544e-05 | 1.945e-05 | 3.775e-05 | 6.153e-05 | 5.1904e-06 | 1.538e-05 | 0 | 8.548e-05
4228 | 177 | 6 | 0.00011415 | 0.00011693 | 0.00012256 | 5.422e-05 | 7.038e-05 | 8.193e-05 | 8.999e-05 | 5.086e-05 | 2.274e-05 | 4.415e-05 | 6.186e-05 | 1.941e-05 | 4.708e-05 | 8.008e-05 | 1.0877e-05 | 1.7155e-05 | 0 | 8.548e-05
4229 | 177 | 6 | 0.00011416 | 0.00012026 | 0.00013972 | 5.878e-05 | 6.839e-05 | 8.046e-05 | 8.807e-05 | 4.662e-05 | 2.035e-05 | 4.341e-05 | 6.435e-05 | 2.426e-05 | 5.694e-05 | 9.416e-05 | 1.6981e-05 | 1.7482e-05 | 0 | 8.548e-05
4230 | 177 | 6 | 0.00011415 | 0.00011405 | 0.00012607 | 0.00011135 | 0.00012658 | 8.289e-05 | 8.955e-05 | 2.12e-05 | 2.329e-05 | 4.844e-05 | 7.102e-05 | 4.767e-05 | 7.713e-05 | 0.0001074 | 2.0104e-05 | 1.9577e-05 | 5.5241e-05 | 8.548e-05
4231 | 177 | 6 | 0.00011416 | 0.00011525 | 0.00013288 | 0.00011392 | 0.00013339 | 8.705e-05 | 9.48e-05 | 8.48e-06 | 4.218e-05 | 6.019e-05 | 8.082e-05 | 0.00011272 | 0.00011705 | 0.00011213 | 1.8362e-05 | 2.183e-05 | 0.00013089 | 8.548e-05
4232 | 177 | 6 | 0.00011415 | 0.00011639 | 0.00011988 | 0.00016089 | 0.00019214 | 9.109e-05 | 0.00010221 | 0 | 9.667e-05 | 8.368e-05 | 9.086e-05 | 0.00019398 | 0.00017591 | 0.00013589 | 1.4129e-05 | 2.201e-05 | 0.00018818 | 8.548e-05
4233 | 177 | 6 | 0.00011416 | 0.00012045 | 0.00013531 | 0.00016026 | 0.00019704 | 9.504e-05 | 0.00010947 | 0 | 0.00017108 | 0.00012296 | 0.00010443 | 0.00018654 | 0.00019156 | 0.00017543 | 6.9719e-06 | 2.6543e-05 | 0.00042764 | 8.548e-05
4234 | 177 | 6 | 0.00011415 | 0.00012128 | 0.00012799 | 0.00015713 | 0.00019433 | 9.615e-05 | 0.0001126 | 0 | 0.00018119 | 0.0001576 | 0.00012413 | 0.00015162 | 0.0001754 | 0.00018346 | 4.5172e-06 | 3.6437e-05 | 0.00044174 | 8.548e-05
4235 | 177 | 6 | 0.00011416 | 0.00011507 | 0.00013853 | 0.00015636 | 0.000193 | 9.866e-05 | 0.00011363 | 0 | 0.0001582 | 0.00017203 | 0.00014252 | 0.00015128 | 0.00017364 | 0.00018035 | 6.5692e-06 | 4.6491e-05 | 0.00058272 | 8.548e-05
4236 | 177 | 6 | 0.00011415 | 0.00011548 | 0.00012778 | 0.00016114 | 0.00020271 | 9.91e-05 | 0.00011319 | 0 | 0.00015395 | 0.00017514 | 0.0001568 | 0.000153 | 0.00017158 | 0.00017425 | 7.7458e-06 | 5.3643e-05 | 0.00047896 | 8.548e-05
4237 | 177 | 6 | 0.00011416 | 0.00011982 | 0.00012635 | 0.00015783 | 0.0001922 | 9.672e-05 | 0.00011226 | 0 | 0.00015334 | 0.00017417 | 0.00016633 | 0.00014631 | 0.00016452 | 0.00016793 | 1.2647e-05 | 7.0007e-05 | 0.00065325 | 8.548e-05
4238 | 177 | 6 | 0.00011415 | 0.00011774 | 0.00013167 | 0.00016731 | 0.000195 | 9.514e-05 | 0.00011191 | 0 | 0.00014767 | 0.00017038 | 0.0001708 | 0.00016066 | 0.00016954 | 0.00016148 | 1.5222e-05 | 8.9294e-05 | 0.0004228 | 8.548e-05
4239 | 177 | 6 | 0.00011416 | 0.00011744 | 0.00014035 | 0.00016105 | 0.0001896 | 9.392e-05 | 0.0001108 | 0 | 0.00015794 | 0.000169 | 0.00017049 | 0.00016294 | 0.00016572 | 0.00015116 | 1.4966e-05 | 9.9608e-05 | 0.00019252 | 8.548e-05
4240 | 177 | 6 | 0.00011415 | 0.00011677 | 0.00012785 | 0.00016321 | 0.00019413 | 9.201e-05 | 0.00010999 | 0 | 0.00016157 | 0.00016756 | 0.00016623 | 0.00017518 | 0.00015159 | 0.00010914 | 7.4556e-06 | 8.8154e-05 | 0.00020839 | 8.548e-05
4241 | 177 | 6 | 0.00011416 | 0.00011613 | 0.0001377 | 0.00015664 | 0.00019519 | 9.217e-05 | 0.00011106 | 0 | 0.00017204 | 0.00016152 | 0.00015229 | 0.00019209 | 0.00016077 | 0.00010814 | 6.1587e-06 | 8.7467e-05 | 0.00020748 | 8.548e-05
4242 | 177 | 6 | 0.00011415 | 0.00011552 | 0.0001318 | 0.00015942 | 0.00019168 | 9.37e-05 | 0.00010876 | 0 | 0.00018747 | 0.0001596 | 0.00013912 | 0.00018331 | 0.00016064 | 0.00011786 | 1.2379e-05 | 0.0001026 | 0.00015664 | 8.548e-05
4243 | 177 | 6 | 0.00011416 | 0.00011158 | 0.00012795 | 0.00011011 | 0.00012683 | 9.542e-05 | 0.00010633 | 0 | 0.00018381 | 0.00015967 | 0.00013004 | 0.00014948 | 0.00013616 | 0.00010808 | 2.4375e-05 | 0.00011026 | 4.4678e-05 | 8.548e-05
4244 | 177 | 6 | 0.00011415 | 0.00011812 | 0.00012228 | 0.00011079 | 0.00013429 | 9.535e-05 | 0.00010494 | 0 | 0.0001572 | 0.00015137 | 0.00012114 | 0.00011692 | 0.00011391 | 0.00010105 | 4.1827e-05 | 0.00010267 | 1.2811e-06 | 8.548e-05
4245 | 177 | 6 | 0.00011416 | 0.00011094 | 0.00014058 | 5.347e-05 | 6.638e-05 | 9.47e-05 | 0.00010326 | 0 | 0.00012663 | 0.00013553 | 0.00011331 | 8.099e-05 | 8.71e-05 | 8.912e-05 | 6.1032e-05 | 8.3292e-05 | 0 | 8.548e-05
4246 | 177 | 6 | 0.00011415 | 0.00011429 | 0.00012838 | 5.605e-05 | 7.273e-05 | 9.609e-05 | 0.00010318 | 0 | 9.185e-05 | 0.00011401 | 0.00010589 | 8.285e-05 | 8.794e-05 | 8.86e-05 | 8.0819e-05 | 6.1716e-05 | 0 | 8.548e-05
4247 | 177 | 6 | 0.00011416 | 0.00011975 | 0.00013081 | 5.616e-05 | 6.663e-05 | 9.495e-05 | 0.00010086 | 1.908e-05 | 8.561e-05 | 9.937e-05 | 0.00010012 | 7.483e-05 | 7.257e-05 | 6.729e-05 | 0.00010028 | 4.2075e-05 | 0 | 8.548e-05
4248 | 177 | 6 | 0.00011415 | 0.0001165 | 0.00012968 | 5.509e-05 | 7.037e-05 | 8.926e-05 | 9.501e-05 | 3.603e-05 | 7.718e-05 | 8.65e-05 | 9.089e-05 | 6.152e-05 | 6.066e-05 | 5.885e-05 | 0.0001076 | 5.2385e-05 | 0 | 8.548e-05
4249 | 178 | 6 | 0.00011416 | 0.00011903 | 0.00013813 | 5.525e-05 | 7.381e-05 | 8.425e-05 | 8.978e-05 | 5.087e-05 | 6.497e-05 | 7.424e-05 | 8.14e-05 | 5.44e-05 | 5.382e-05 | 5.34e-05 | 0.00010493 | 6.1632e-05 | 0 | 8.409e-05
4250 | 178 | 6 | 0.00011415 | 0.00011336 | 0.00012276 | 5.214e-05 | 7.454e-05 | 8.123e-05 | 8.686e-05 | 6.147e-05 | 5.706e-05 | 6.397e-05 | 7.224e-05 | 2.412e-05 | 3.774e-05 | 5.616e-05 | 0.00010024 | 6.8011e-05 | 0 | 8.409e-05
4251 | 178 | 6 | 0.00011416 | 0.00011636 | 0.00012502 | 6.206e-05 | 7.15e-05 | 7.956e-05 | 8.556e-05 | 7.206e-05 | 3.154e-05 | 5.219e-05 | 6.561e-05 | 1.961e-05 | 3.807e-05 | 6.205e-05 | 8.8588e-05 | 7.4745e-05 | 0 | 8.409e-05
4252 | 178 | 6 | 0.00011415 | 0.00011054 | 0.00013007 | 6.243e-05 | 6.333e-05 | 7.849e-05 | 8.482e-05 | 7.842e-05 | 2.287e-05 | 4.429e-05 | 6.208e-05 | 1.935e-05 | 4.694e-05 | 7.984e-05 | 8.5559e-05 | 8.4953e-05 | 0 | 8.409e-05
4253 | 178 | 6 | 0.00011416 | 0.00011219 | 0.0001356 | 5.811e-05 | 6.765e-05 | 7.636e-05 | 8.251e-05 | 5.299e-05 | 2.033e-05 | 4.348e-05 | 6.446e-05 | 2.428e-05 | 5.699e-05 | 9.424e-05 | 8.9422e-05 | 8.3505e-05 | 7.3983e-06 | 8.409e-05
4254 | 178 | 6 | 0.00011415 | 0.00011944 | 0.00012778 | 0.00010457 | 0.00012554 | 7.607e-05 | 8.18e-05 | 1.272e-05 | 2.33e-05 | 4.848e-05 | 7.112e-05 | 4.732e-05 | 7.656e-05 | 0.00010661 | 8.9854e-05 | 7.8985e-05 | 4.5136e-06 | 8.409e-05
4255 | 178 | 6 | 0.00011416 | 0.00011999 | 0.00013788 | 0.00010502 | 0.00012932 | 7.864e-05 | 8.402e-05 | 0 | 4.191e-05 | 6e-05 | 8.072e-05 | 0.00011261 | 0.00011694 | 0.00011202 | 9.2112e-05 | 8.3534e-05 | 4.6172e-05 | 8.409e-05
4256 | 178 | 6 | 0.00011415 | 0.00011971 | 0.00013684 | 0.00015865 | 0.00020127 | 8.215e-05 | 8.876e-05 | 0 | 9.654e-05 | 8.347e-05 | 9.072e-05 | 0.00019443 | 0.00017632 | 0.00013621 | 7.4912e-05 | 9.4471e-05 | 3.8654e-05 | 8.409e-05
4257 | 178 | 6 | 0.00011416 | 0.00011618 | 0.00012939 | 0.00016314 | 0.00019078 | 8.475e-05 | 9.347e-05 | 0 | 0.0001714 | 0.00012296 | 0.00010435 | 0.00018875 | 0.00019382 | 0.0001775 | 6.9925e-05 | 0.0001082 | 0.00021933 | 8.409e-05
4258 | 178 | 6 | 0.00011415 | 0.00011077 | 0.00011971 | 0.00016071 | 0.00019984 | 8.62e-05 | 9.702e-05 | 0 | 0.00018296 | 0.00015848 | 0.00012452 | 0.00015076 | 0.0001744 | 0.00018241 | 7.3506e-05 | 0.00011245 | 0.00035016 | 8.409e-05
4259 | 178 | 6 | 0.00011416 | 0.00011871 | 0.00013332 | 0.00016571 | 0.00019774 | 8.648e-05 | 9.978e-05 | 0 | 0.00015788 | 0.00017247 | 0.00014267 | 0.00015064 | 0.0001729 | 0.00017959 | 9.3828e-05 | 0.00011668 | 0.00050685 | 8.409e-05
4260 | 178 | 6 | 0.00011415 | 0.00011617 | 0.0001354 | 0.00016047 | 0.00019671 | 8.923e-05 | 0.00010214 | 0 | 0.00015344 | 0.000175 | 0.0001568 | 0.00015198 | 0.00017043 | 0.00017308 | 7.1106e-05 | 9.213e-05 | 0.00070313 | 8.409e-05
4261 | 178 | 6 | 0.00011416 | 0.00011254 | 0.00012124 | 0.00016382 | 0.00019985 | 8.95e-05 | 0.00010252 | 0 | 0.00015245 | 0.00017351 | 0.00016606 | 0.00014564 | 0.00016377 | 0.00016716 | 8.8741e-05 | 9.2135e-05 | 0.0006419 | 8.409e-05
4262 | 178 | 6 | 0.00011415 | 0.00010942 | 0.00013203 | 0.00015871 | 0.0001959 | 8.699e-05 | 0.000101 | 0 | 0.00014694 | 0.00016958 | 0.00017033 | 0.00015915 | 0.00016795 | 0.00015996 | 0.00011688 | 8.8222e-05 | 0.00059854 | 8.409e-05
4263 | 178 | 6 | 0.00011416 | 0.00011173 | 0.00012951 | 0.00015913 | 0.00019986 | 8.378e-05 | 9.875e-05 | 0 | 0.00015659 | 0.00016789 | 0.00016966 | 0.00016403 | 0.00016683 | 0.00015217 | 0.00013042 | 7.9083e-05 | 0.00063716 | 8.409e-05
4264 | 178 | 6 | 0.00011415 | 0.00011747 | 0.00012639 | 0.00015875 | 0.00019034 | 8.266e-05 | 9.963e-05 | 0 | 0.00016214 | 0.00016716 | 0.00016571 | 0.00017692 | 0.00015309 | 0.00011022 | 0.00013571 | 7.1853e-05 | 0.0005119 | 8.409e-05
4265 | 178 | 6 | 0.00011416 | 0.0001173 | 0.00012704 | 0.00015906 | 0.00019769 | 8.817e-05 | 0.00010367 | 0 | 0.00017347 | 0.00016202 | 0.00015214 | 0.00019191 | 0.00016061 | 0.00010804 | 0.00013744 | 7.4895e-05 | 0.0003562 | 8.409e-05
4266 | 178 | 6 | 0.00011415 | 0.00011936 | 0.0001209 | 0.00016336 | 0.00019229 | 9.221e-05 | 0.00010524 | 0 | 0.00018761 | 0.00016009 | 0.00013908 | 0.00018478 | 0.00016193 | 0.00011881 | 0.00012074 | 6.7772e-05 | 0.00017223 | 8.409e-05
4267 | 178 | 6 | 0.00011416 | 0.00011057 | 0.00012401 | 0.00011045 | 0.00012687 | 9.525e-05 | 0.00010504 | 0 | 0.00018504 | 0.00016041 | 0.00013033 | 0.00014905 | 0.00013577 | 0.00010776 | 9.4075e-05 | 6.0884e-05 | 4.394e-05 | 8.409e-05
4268 | 178 | 6 | 0.00011415 | 0.00011492 | 0.0001202 | 0.00011202 | 0.00013725 | 9.704e-05 | 0.00010455 | 0 | 0.00015711 | 0.00015176 | 0.00012142 | 0.00011832 | 0.00011528 | 0.00010226 | 6.5133e-05 | 4.9936e-05 | 1.4457e-05 | 8.409e-05
4269 | 178 | 6 | 0.00011416 | 0.00010917 | 0.00012202 | 5.951e-05 | 7.337e-05 | 9.636e-05 | 0.00010312 | 0 | 0.00012773 | 0.00013618 | 0.00011381 | 8.062e-05 | 8.671e-05 | 8.872e-05 | 5.1671e-05 | 4.1835e-05 | 0 | 8.409e-05
4270 | 178 | 6 | 0.00011415 | 0.00011767 | 0.00012461 | 6.19e-05 | 6.341e-05 | 9.861e-05 | 0.00010395 | 0 | 9.178e-05 | 0.00011436 | 0.00010622 | 8.194e-05 | 8.698e-05 | 8.762e-05 | 3.9031e-05 | 3.7221e-05 | 0 | 8.409e-05
4271 | 178 | 6 | 0.00011416 | 0.00011752 | 0.0001208 | 6.038e-05 | 7.389e-05 | 9.677e-05 | 0.00010033 | 1.484e-05 | 8.491e-05 | 9.915e-05 | 0.00010015 | 7.501e-05 | 7.274e-05 | 6.745e-05 | 2.8362e-05 | 3.6905e-05 | 0 | 8.409e-05
4272 | 178 | 6 | 0.00011415 | 0.00010948 | 0.00014194 | 5.296e-05 | 7.127e-05 | 9.002e-05 | 9.459e-05 | 3.604e-05 | 7.72e-05 | 8.628e-05 | 9.086e-05 | 6.214e-05 | 6.128e-05 | 5.945e-05 | 1.5973e-05 | 4.6888e-05 | 0 | 8.409e-05
4273 | 179 | 6 | 0.00011416 | 0.00012081 | 0.00013893 | 5.737e-05 | 6.609e-05 | 8.541e-05 | 8.997e-05 | 5.511e-05 | 6.543e-05 | 7.434e-05 | 8.147e-05 | 5.434e-05 | 5.376e-05 | 5.333e-05 | 1.5312e-05 | 5.3362e-05 | 0 | 8.34e-05
4274 | 179 | 6 | 0.00011415 | 0.00012201 | 0.0001246 | 5.593e-05 | 6.953e-05 | 8.214e-05 | 8.825e-05 | 6.994e-05 | 5.709e-05 | 6.411e-05 | 7.225e-05 | 2.418e-05 | 3.783e-05 | 5.63e-05 | 1.0072e-05 | 5.7343e-05 | 0 | 8.34e-05
4275 | 179 | 6 | 0.00011416 | 0.00011557 | 0.00014407 | 6.043e-05 | 7.004e-05 | 8.167e-05 | 8.762e-05 | 0.00010809 | 3.162e-05 | 5.23e-05 | 6.566e-05 | 1.952e-05 | 3.788e-05 | 6.174e-05 | 9.0732e-06 | 6.5017e-05 | 0 | 8.34e-05
4276 | 179 | 6 | 0.00011415 | 0.00011965 | 0.0001246 | 5.356e-05 | 6.532e-05 | 8.29e-05 | 8.808e-05 | 0.00011232 | 2.281e-05 | 4.429e-05 | 6.209e-05 | 1.957e-05 | 4.749e-05 | 8.077e-05 | 1.14e-05 | 7.7095e-05 | 0 | 8.34e-05
4277 | 179 | 6 | 0.00011416 | 0.00011947 | 0.0001402 | 5.325e-05 | 7.325e-05 | 8.654e-05 | 8.941e-05 | 5.087e-05 | 2.049e-05 | 4.365e-05 | 6.466e-05 | 2.419e-05 | 5.677e-05 | 9.388e-05 | 1.705e-05 | 7.3522e-05 | 1.3677e-05 | 8.34e-05
4278 | 179 | 6 | 0.00011415 | 0.00011579 | 0.00014439 | 0.00010987 | 0.00013217 | 9.594e-05 | 9.773e-05 | 0 | 2.326e-05 | 4.856e-05 | 7.122e-05 | 4.797e-05 | 7.761e-05 | 0.00010807 | 1.819e-05 | 7.1496e-05 | 2.6004e-05 | 8.34e-05
4279 | 179 | 6 | 0.00011416 | 0.00011819 | 0.00014273 | 0.00010764 | 0.00012914 | 0.00010648 | 0.00011256 | 0 | 4.242e-05 | 6.04e-05 | 8.113e-05 | 0.00011195 | 0.00011626 | 0.00011137 | 2.3443e-05 | 7.9788e-05 | 0.00015552 | 8.34e-05
4280 | 179 | 6 | 0.00011415 | 0.00011266 | 0.00014091 | 0.00015957 | 0.00020221 | 0.00011387 | 0.00012375 | 0 | 9.612e-05 | 8.357e-05 | 9.094e-05 | 0.00019392 | 0.00017586 | 0.00013585 | 3.4581e-05 | 9.658e-05 | 0.00034448 | 8.34e-05
4281 | 179 | 6 | 0.00011416 | 0.00011161 | 0.00012321 | 0.00016743 | 0.00019645 | 0.00011821 | 0.00012951 | 0 | 0.00017093 | 0.00012276 | 0.00010445 | 0.00018805 | 0.00019311 | 0.00017685 | 2.1883e-05 | 0.00010679 | 0.00044628 | 8.34e-05
4282 | 179 | 6 | 0.00011415 | 0.00012228 | 0.00013124 | 0.0001612 | 0.00019019 | 0.00011981 | 0.00013135 | 0 | 0.00018232 | 0.00015803 | 0.00012441 | 0.00014989 | 0.00017339 | 0.00018136 | 2.3615e-05 | 0.00013347 | 0.00034504 | 8.34e-05
4283 | 179 | 6 | 0.00011416 | 0.00011502 | 0.00012473 | 0.00015881 | 0.00019869 | 0.00012311 | 0.00013328 | 0 | 0.00015706 | 0.00017175 | 0.00014231 | 0.00015004 | 0.00017222 | 0.00017887 | 3.0042e-05 | 0.00015128 | 0.00030745 | 8.34e-05
4284 | 179 | 6 | 0.00011415 | 0.00011785 | 0.00013099 | 0.0001608 | 0.00019984 | 0.00012066 | 0.00013325 | 0 | 0.00015279 | 0.00017424 | 0.00015625 | 0.00015329 | 0.0001719 | 0.00017458 | 1.8329e-05 | 0.00015192 | 0.00035642 | 8.34e-05
4285 | 179 | 6 | 0.00011416 | 0.00012146 | 0.00012917 | 0.0001635 | 0.00018963 | 0.00011963 | 0.00013366 | 0 | 0.00015333 | 0.00017355 | 0.00016589 | 0.00014548 | 0.00016359 | 0.00016698 | 2.4127e-05 | 0.00015307 | 0.00020595 | 8.34e-05
4286 | 179 | 6 | 0.00011415 | 0.00012029 | 0.00014486 | 0.00016651 | 0.00020281 | 0.00011694 | 0.00013229 | 0 | 0.00014697 | 0.00016976 | 0.0001702 | 0.00015972 | 0.00016855 | 0.00016053 | 2.3366e-05 | 0.00015497 | 0.00038474 | 8.34e-05
4287 | 179 | 6 | 0.00011416 | 0.0001156 | 0.00013495 | 0.00016227 | 0.00019569 | 0.00011501 | 0.0001307 | 0 | 0.00015707 | 0.00016823 | 0.00016974 | 0.00016457 | 0.00016738 | 0.00015267 | 1.7289e-05 | 0.00015763 | 0.00036955 | 8.34e-05
4288 | 179 | 6 | 0.00011415 | 0.00011132 | 0.00013145 | 0.00016616 | 0.0001917 | 0.00011247 | 0.00012984 | 0 | 0.00016266 | 0.00016761 | 0.00016597 | 0.00017755 | 0.00015363 | 0.00011061 | 1.2631e-05 | 0.00016081 | 0.00019754 | 8.34e-05
4289 | 179 | 6 | 0.00011416 | 0.00011731 | 0.0001366 | 0.00016019 | 0.00019612 | 0.000114 | 0.00012917 | 0 | 0.00017407 | 0.00016253 | 0.0001525 | 0.00019133 | 0.00016013 | 0.00010771 | 1.0246e-05 | 0.00014859 | 3.9257e-05 | 8.34e-05
4290 | 179 | 6 | 0.00011415 | 0.00011756 | 0.00014132 | 0.00016757 | 0.00019775 | 0.00011486 | 0.00012446 | 0 | 0.00018729 | 0.00016026 | 0.00013931 | 0.00018492 | 0.00016206 | 0.0001189 | 1.246e-05 | 0.00015129 | 8.2595e-05 | 8.34e-05
4291 | 179 | 6 | 0.00011416 | 0.0001118 | 0.00012813 | 0.00010723 | 0.00012781 | 0.00011334 | 0.00012063 | 0 | 0.00018511 | 0.00016046 | 0.00013053 | 0.00014869 | 0.00013544 | 0.0001075 | 1.865e-05 | 0.00015489 | 5.1381e-05 | 8.34e-05
4292 | 179 | 6 | 0.00011415 | 0.0001145 | 0.00013744 | 0.00011496 | 0.00012855 | 0.00011186 | 0.00011703 | 0 | 0.00015684 | 0.00015166 | 0.00012149 | 0.00011757 | 0.00011454 | 0.00010161 | 2.9983e-05 | 0.00015748 | 4.5476e-06 | 8.34e-05
4293 | 179 | 6 | 0.00011416 | 0.00011306 | 0.00014127 | 5.696e-05 | 6.907e-05 | 0.00010964 | 0.00011385 | 0 | 0.00012708 | 0.00013582 | 0.00011367 | 7.951e-05 | 8.551e-05 | 8.749e-05 | 2.8174e-05 | 0.00015646 | 0 | 8.34e-05
4294 | 179 | 6 | 0.00011415 | 0.00012174 | 0.00013162 | 5.216e-05 | 7.504e-05 | 0.00011198 | 0.00011239 | 0 | 9.078e-05 | 0.00011362 | 0.00010578 | 8.246e-05 | 8.753e-05 | 8.818e-05 | 3.2163e-05 | 0.00015326 | 0 | 8.34e-05
4295 | 179 | 6 | 0.00011416 | 0.00011423 | 0.00012342 | 6.139e-05 | 7.018e-05 | 0.00010732 | 0.0001087 | 0 | 8.51e-05 | 9.879e-05 | 9.985e-05 | 7.487e-05 | 7.261e-05 | 6.733e-05 | 3.5612e-05 | 0.00014605 | 0 | 8.34e-05
4296 | 179 | 6 | 0.00011415 | 0.00011747 | 0.00014279 | 5.561e-05 | 7.488e-05 | 0.0001003 | 0.00010093 | 0 | 7.71e-05 | 8.612e-05 | 9.058e-05 | 6.211e-05 | 6.125e-05 | 5.942e-05 | 4.4352e-05 | 0.00012816 | 0 | 8.34e-05
4297 | 180 | 6 | 0.00011416 | 0.00011126 | 0.00012941 | 5.958e-05 | 7.449e-05 | 9.565e-05 | 9.549e-05 | 0 | 6.539e-05 | 7.427e-05 | 8.125e-05 | 5.425e-05 | 5.367e-05 | 5.325e-05 | 5.2099e-05 | 0.00012308 | 0 | 8.279e-05
4298 | 180 | 6 | 0.00011415 | 0.0001059 | 0.0001334 | 5.764e-05 | 7.35e-05 | 9.352e-05 | 9.302e-05 | 0 | 5.703e-05 | 6.404e-05 | 7.21e-05 | 2.419e-05 | 3.785e-05 | 5.633e-05 | 6.0761e-05 | 0.00011068 | 0 | 8.279e-05
4299 | 180 | 6 | 0.00011416 | 0.0001063 | 0.00013035 | 6.054e-05 | 7.561e-05 | 9.2e-05 | 9.147e-05 | 0 | 3.161e-05 | 5.226e-05 | 6.559e-05 | 1.938e-05 | 3.761e-05 | 6.13e-05 | 6.4631e-05 | 8.7925e-05 | 0 | 8.279e-05
4300 | 180 | 6 | 0.00011415 | 0.00010768 | 0.00012845 | 5.353e-05 | 6.407e-05 | 9.154e-05 | 9.098e-05 | 1.484e-05 | 2.27e-05 | 4.418e-05 | 6.195e-05 | 1.933e-05 | 4.69e-05 | 7.977e-05 | 7.0368e-05 | 7.6938e-05 | 0 | 8.279e-05
4301 | 180 | 6 | 0.00011416 | 0.00011297 | 0.00014246 | 5.742e-05 | 7.507e-05 | 9.362e-05 | 9.126e-05 | 1.696e-05 | 2.028e-05 | 4.334e-05 | 6.433e-05 | 2.4e-05 | 5.634e-05 | 9.317e-05 | 6.7949e-05 | 6.2578e-05 | 1.041e-05 | 8.279e-05
4302 | 180 | 6 | 0.00011415 | 0.00010909 | 0.00012367 | 0.00011158 | 0.00013511 | 0.00010192 | 9.832e-05 | 1.06e-05 | 2.308e-05 | 4.816e-05 | 7.076e-05 | 4.74e-05 | 7.669e-05 | 0.00010679 | 4.9129e-05 | 4.3137e-05 | 3.028e-05 | 8.279e-05
4303 | 180 | 6 | 0.00011416 | 0.0001077 | 0.00012759 | 0.00011383 | 0.0001368 | 0.00010988 | 0.00011238 | 0 | 4.193e-05 | 5.979e-05 | 8.043e-05 | 0.00011317 | 0.00011752 | 0.00011258 | 2.6724e-05 | 3.9366e-05 | 0.00016286 | 8.279e-05
4304 | 180 | 6 | 0.00011415 | 0.00010521 | 0.00013746 | 0.00015741 | 0.00018926 | 0.00011372 | 0.0001227 | 0 | 9.697e-05 | 8.358e-05 | 9.058e-05 | 0.00019674 | 0.00017841 | 0.00013782 | 1.5742e-05 | 4.0274e-05 | 0.00034081 | 8.279e-05
4305 | 180 | 6 | 0.00011416 | 0.00011112 | 0.00013902 | 0.00016293 | 0.0001877 | 0.00011505 | 0.00012684 | 0 | 0.00017328 | 0.00012387 | 0.00010463 | 0.00018908 | 0.00019417 | 0.00017782 | 5.1133e-06 | 3.2517e-05 | 0.00047883 | 8.279e-05
4306 | 180 | 6 | 0.00011415 | 0.00010437 | 0.00012529 | 0.00015887 | 0.00019755 | 0.00011305 | 0.00012712 | 0 | 0.0001836 | 0.0001594 | 0.00012491 | 0.00014977 | 0.00017325 | 0.00018122 | 4.3941e-06 | 2.1421e-05 | 0.00052805 | 8.279e-05
4307 | 180 | 6 | 0.00011416 | 0.00011012 | 0.00012212 | 0.00015783 | 0.0001973 | 0.00011207 | 0.0001272 | 0 | 0.00015729 | 0.00017261 | 0.00014282 | 0.00015166 | 0.00017407 | 0.0001808 | 7.9659e-06 | 1.398e-05 | 0.0005461 | 8.279e-05
4308 | 180 | 6 | 0.00011415 | 0.00011028 | 0.00012777 | 0.00016216 | 0.00019927 | 0.00010722 | 0.00012658 | 0 | 0.00015415 | 0.0001753 | 0.00015718 | 0.00015247 | 0.00017098 | 0.00017365 | 8.3514e-06 | 1.1079e-05 | 0.00056165 | 8.279e-05
4309 | 180 | 6 | 0.00011416 | 0.00010958 | 0.00012883 | 0.00016595 | 0.00019859 | 0.00010738 | 0.00012787 | 0 | 0.00015295 | 0.00017398 | 0.00016648 | 0.00014534 | 0.00016344 | 0.00016683 | 1.5913e-05 | 6.3682e-06 | 0.00061011 | 8.279e-05
4310 | 180 | 6 | 0.00011415 | 0.00010575 | 0.00012466 | 0.00015844 | 0.00018773 | 0.00010695 | 0.00012813 | 0 | 0.00014682 | 0.00016981 | 0.00017057 | 0.00016117 | 0.00017009 | 0.000162 | 1.6641e-05 | 5.0441e-06 | 0.00053575 | 8.279e-05
4311 | 180 | 6 | 0.00011416 | 0.00011004 | 0.00013872 | 0.00016619 | 0.00018758 | 0.00010735 | 0.00012795 | 0 | 0.00015817 | 0.00016872 | 0.00017027 | 0.00016447 | 0.00016727 | 0.00015258 | 1.7706e-05 | 1.257e-05 | 0.00047928 | 8.279e-05
4312 | 180 | 6 | 0.00011415 | 0.00010979 | 0.00012326 | 0.00016473 | 0.0002002 | 0.00010789 | 0.00012813 | 0 | 0.00016278 | 0.00016803 | 0.00016635 | 0.00017492 | 0.00015137 | 0.00010898 | 2.2444e-05 | 1.4391e-05 | 0.00045328 | 8.279e-05
4313 | 180 | 6 | 0.00011416 | 0.00010688 | 0.00013895 | 0.00016131 | 0.00019735 | 0.00011052 | 0.00012857 | 0 | 0.00017208 | 0.00016195 | 0.00015239 | 0.0001902 | 0.00015918 | 0.00010707 | 2.6291e-05 | 1.8719e-05 | 0.00033305 | 8.279e-05
4314 | 180 | 6 | 0.00011415 | 0.00011301 | 0.00013582 | 0.00015915 | 0.00019883 | 0.00011135 | 0.00012467 | 0 | 0.00018604 | 0.00015926 | 0.00013902 | 0.00018317 | 0.00016053 | 0.00011778 | 2.7438e-05 | 2.2232e-05 | 0.00010789 | 8.279e-05
4315 | 180 | 6 | 0.00011416 | 0.00011197 | 0.00013328 | 0.0001088 | 0.00013251 | 0.00011139 | 0.00012166 | 0 | 0.00018344 | 0.0001592 | 0.00012998 | 0.00014902 | 0.00013574 | 0.00010774 | 2.7281e-05 | 2.2353e-05 | 5.9271e-05 | 8.279e-05
4316 | 180 | 6 | 0.00011415 | 0.00010641 | 0.00014303 | 0.00010595 | 0.00013446 | 0.00011196 | 0.00011914 | 0 | 0.00015672 | 0.00015091 | 0.00012099 | 0.00011787 | 0.00011483 | 0.00010187 | 2.8057e-05 | 1.6384e-05 | 1.4296e-05 | 8.279e-05
4317 | 180 | 6 | 0.00011416 | 0.00011277 | 0.0001231 | 5.731e-05 | 7.076e-05 | 0.00011098 | 0.00011669 | 0 | 0.00012725 | 0.00013558 | 0.00011331 | 7.976e-05 | 8.578e-05 | 8.777e-05 | 3.1619e-05 | 9.8289e-06 | 0 | 8.279e-05
4318 | 180 | 6 | 0.00011415 | 0.00010737 | 0.00012668 | 5.739e-05 | 6.693e-05 | 0.000113 | 0.00011422 | 0 | 9.1e-05 | 0.0001137 | 0.0001056 | 8.182e-05 | 8.685e-05 | 8.749e-05 | 3.3256e-05 | 5.2359e-06 | 0 | 8.279e-05
4319 | 180 | 6 | 0.00011416 | 0.0001075 | 0.00012146 | 5.301e-05 | 6.361e-05 | 0.00010789 | 0.00010898 | 0 | 8.466e-05 | 9.866e-05 | 9.963e-05 | 7.384e-05 | 7.16e-05 | 6.639e-05 | 2.9576e-05 | 4.947e-06 | 0 | 8.279e-05
4320 | 180 | 6 | 0.00011415 | 0.00010641 | 0.00014086 | 5.846e-05 | 7.206e-05 | 0.00010025 | 0.00010213 | 0 | 7.621e-05 | 8.56e-05 | 9.025e-05 | 6.107e-05 | 6.022e-05 | 5.842e-05 | 2.6229e-05 | 7.7302e-06 | 0 | 8.279e-05
4321 | 181 | 6 | 0.00011416 | 0.00010961 | 0.00013501 | 5.866e-05 | 4.022e-05 | 9.558e-05 | 9.729e-05 | 0 | 6.44e-05 | 7.348e-05 | 8.075e-05 | 6.797e-05 | 6.052e-05 | 5.337e-05 | 1.9994e-05 | 9.2001e-06 | 0 | 8.253e-05
4322 | 181 | 6 | 0.00011415 | 0.00011524 | 0.00013598 | 5.228e-05 | 4.532e-05 | 9.243e-05 | 9.436e-05 | 0 | 6.751e-05 | 6.594e-05 | 7.168e-05 | 4.045e-05 | 4.625e-05 | 5.668e-05 | 1.5073e-05 | 9.3149e-06 | 0 | 8.253e-05
4323 | 181 | 6 | 0.00011416 | 0.00010979 | 0.00013508 | 5.265e-05 | 4.322e-05 | 9.15e-05 | 9.331e-05 | 0 | 4.628e-05 | 5.725e-05 | 6.53e-05 | 2.866e-05 | 4.176e-05 | 6.108e-05 | 1.3747e-05 | 9.6831e-06 | 0 | 8.253e-05
4324 | 181 | 6 | 0.00011415 | 0.00011236 | 0.00013596 | 6.069e-05 | 4.563e-05 | 9.139e-05 | 9.289e-05 | 0 | 3.304e-05 | 4.963e-05 | 6.17e-05 | 2.818e-05 | 5.083e-05 | 7.962e-05 | 1.2229e-05 | 7.5407e-06 | 0 | 8.253e-05
4325 | 181 | 6 | 0.00011416 | 0.00011269 | 0.00012703 | 6.109e-05 | 4.508e-05 | 9.392e-05 | 9.343e-05 | 0 | 2.966e-05 | 4.823e-05 | 6.415e-05 | 2.993e-05 | 5.87e-05 | 9.329e-05 | 8.9793e-06 | 5.3197e-06 | 1.1725e-05 | 8.253e-05
4326 | 181 | 6 | 0.00011415 | 0.00011351 | 0.00012701 | 0.00010528 | 7.847e-05 | 0.0001018 | 0.00010111 | 0 | 2.981e-05 | 5.196e-05 | 7.07e-05 | 3.533e-05 | 6.859e-05 | 0.00010674 | 5.2389e-06 | 4.8637e-06 | 2.614e-05 | 8.253e-05
4327 | 181 | 6 | 0.00011416 | 0.00010893 | 0.00013596 | 0.00011055 | 8.27e-05 | 0.00011091 | 0.00011532 | 0 | 3.403e-05 | 5.905e-05 | 8.04e-05 | 4.902e-05 | 7.887e-05 | 0.0001114 | 3.441e-06 | 4.8961e-06 | 0.00016426 | 8.253e-05
4328 | 181 | 6 | 0.00011415 | 0.00010953 | 0.00013763 | 0.00016116 | 0.00012207 | 0.00011611 | 0.00012581 | 0 | 4.559e-05 | 6.796e-05 | 9.03e-05 | 6.88e-05 | 0.00010346 | 0.00013777 | 4.4462e-06 | 5.9627e-06 | 0.00034196 | 8.253e-05
4329 | 181 | 6 | 0.00011416 | 0.00011829 | 0.00013697 | 0.00016114 | 0.00011623 | 0.00011725 | 0.00013046 | 0 | 6.338e-05 | 8.294e-05 | 0.00010436 | 9.535e-05 | 0.00013867 | 0.00017718 | 3.1262e-06 | 7.026e-06 | 0.00049032 | 8.253e-05
4330 | 181 | 6 | 0.00011415 | 0.00011456 | 0.00012833 | 0.00015779 | 0.00011673 | 0.00011452 | 0.00013089 | 0 | 8.785e-05 | 0.0001068 | 0.00012453 | 0.00011996 | 0.00015556 | 0.00018253 | 1.1749e-06 | 8.689e-06 | 0.00060736 | 8.253e-05
4331 | 181 | 6 | 0.00011416 | 0.00011241 | 0.0001226 | 0.00015908 | 0.00012227 | 0.0001122 | 0.00013029 | 0 | 0.0001123 | 0.00013038 | 0.00014277 | 0.0001264 | 0.00015752 | 0.00017899 | 2.3395e-06 | 1.1892e-05 | 0.00068297 | 8.253e-05
4332 | 181 | 6 | 0.00011415 | 0.00011745 | 0.0001361 | 0.00015908 | 0.00011758 | 0.00010837 | 0.00012813 | 0 | 0.00012273 | 0.00014572 | 0.00015678 | 0.00012871 | 0.00015689 | 0.0001752 | 2.897e-06 | 2.0025e-05 | 0.00071569 | 8.253e-05
4333 | 181 | 6 | 0.00011416 | 0.00010852 | 0.00013467 | 0.00015672 | 0.00012064 | 0.00010742 | 0.00012734 | 0 | 0.00012726 | 0.00015301 | 0.00016651 | 0.00011998 | 0.00014738 | 0.00016616 | 2.2617e-06 | 2.0783e-05 | 0.00072139 | 8.253e-05
4334 | 181 | 6 | 0.00011415 | 0.00011844 | 0.00013161 | 0.00016465 | 0.00011788 | 0.00010836 | 0.00012613 | 0 | 0.00012161 | 0.0001524 | 0.0001705 | 0.0001063 | 0.00013698 | 0.00016131 | 2.5008e-06 | 1.8015e-05 | 0.00067789 | 8.253e-05
4335 | 181 | 6 | 0.00011416 | 0.00011907 | 0.00012041 | 0.00016135 | 0.00011475 | 0.00010761 | 0.00012572 | 0 | 0.00010987 | 0.00014641 | 0.00017009 | 0.00011853 | 0.00013969 | 0.00015266 | 3.835e-06 | 1.7203e-05 | 0.00060269 | 8.253e-05
4336 | 181 | 6 | 0.00011415 | 0.00011324 | 0.00013355 | 0.00016721 | 0.00011417 | 0.0001099 | 0.00012654 | 0 | 0.00011697 | 0.00014233 | 0.00016619 | 0.0001246 | 0.00012169 | 0.00011001 | 6.9658e-06 | 2.1786e-05 | 0.00049116 | 8.253e-05
4337 | 181 | 6 | 0.00011416 | 0.00011073 | 0.00012884 | 0.00016541 | 0.00011907 | 0.00011466 | 0.00012859 | 0 | 0.00012268 | 0.00013401 | 0.0001525 | 0.00012862 | 0.00012223 | 0.00010638 | 1.3229e-05 | 3.3433e-05 | 0.00034204 | 8.253e-05
4338 | 181 | 6 | 0.00011415 | 0.00011807 | 0.00013803 | 0.00016654 | 0.00011537 | 0.00011779 | 0.00012533 | 0 | 0.00012706 | 0.00012765 | 0.00013896 | 0.0001297 | 0.00012837 | 0.00011736 | 2.2474e-05 | 4.9839e-05 | 0.00016717 | 8.253e-05
4339 | 181 | 6 | 0.00011416 | 0.00011973 | 0.00013928 | 0.00010587 | 8.426e-05 | 0.00011503 | 0.00012241 | 0 | 0.00012906 | 0.00012643 | 0.00012986 | 0.00013127 | 0.00012431 | 0.0001076 | 3.8386e-05 | 7.0289e-05 | 3.4752e-05 | 8.253e-05
4340 | 181 | 6 | 0.00011415 | 0.00011373 | 0.00012747 | 0.00010901 | 8.144e-05 | 0.00011285 | 0.00011914 | 8.48e-06 | 0.00013077 | 0.00012564 | 0.00012086 | 0.00013148 | 0.00012115 | 0.00010094 | 6.959e-05 | 9.7358e-05 | 1.3974e-05 | 8.253e-05
4341 | 181 | 6 | 0.00011416 | 0.0001197 | 0.00012592 | 5.763e-05 | 4.296e-05 | 0.00011122 | 0.00011626 | 1.484e-05 | 0.0001313 | 0.00012385 | 0.00011298 | 8.197e-05 | 8.609e-05 | 8.808e-05 | 0.00012047 | 0.00011841 | 0 | 8.253e-05
4342 | 181 | 6 | 0.00011415 | 0.0001094 | 0.00013216 | 5.297e-05 | 4.482e-05 | 0.00011324 | 0.00011368 | 2.12e-05 | 9.282e-05 | 0.00010974 | 0.00010535 | 8.459e-05 | 8.773e-05 | 8.838e-05 | 0.00016993 | 0.00013502 | 0 | 8.253e-05
4343 | 181 | 6 | 0.00011416 | 0.00011139 | 0.00013933 | 5.978e-05 | 4.264e-05 | 0.00010786 | 0.00010791 | 2.968e-05 | 8.748e-05 | 9.803e-05 | 9.963e-05 | 8.168e-05 | 7.505e-05 | 6.648e-05 | 0.00019085 | 0.00014928 | 0 | 8.253e-05
4344 | 181 | 6 | 0.00011415 | 0.00011677 | 0.00012575 | 5.996e-05 | 4.573e-05 | 0.00010046 | 9.952e-05 | 5.298e-05 | 8.312e-05 | 8.703e-05 | 9.032e-05 | 7.737e-05 | 6.865e-05 | 5.876e-05 | 0.00019609 | 0.00016436 | 0 | 8.253e-05
4345 | 182 | 7 | 0.00011416 | 0.00010508 | 0.0001209 | 5.718e-05 | 1.521e-05 | 9.599e-05 | 9.462e-05 | 2.967e-05 | 7.847e-05 | 7.791e-05 | 8.093e-05 | 6.841e-05 | 6.091e-05 | 5.372e-05 | 0.00019459 | 0.00017482 | 0 | 8.166e-05
4346 | 182 | 7 | 0.00011415 | 0.00011177 | 0.00010738 | 6.352e-05 | 1.582e-05 | 9.331e-05 | 9.239e-05 | 1.484e-05 | 7.074e-05 | 6.965e-05 | 7.196e-05 | 3.566e-05 | 4.587e-05 | 5.622e-05 | 0.00019527 | 0.00018049 | 0 | 8.166e-05
4347 | 182 | 7 | 0.00011416 | 0.0001089 | 0.00012051 | 6.347e-05 | 1.57e-05 | 9.208e-05 | 9.171e-05 | 1.272e-05 | 4.358e-05 | 5.916e-05 | 6.545e-05 | 2.248e-05 | 4.18e-05 | 6.114e-05 | 0.00019231 | 0.00017927 | 0 | 8.166e-05
4348 | 182 | 7 | 0.00011415 | 0.00010698 | 0.00011631 | 5.645e-05 | 1.527e-05 | 9.277e-05 | 9.197e-05 | 1.695e-05 | 2.785e-05 | 5.038e-05 | 6.18e-05 | 2.211e-05 | 5.13e-05 | 8.036e-05 | 0.00017749 | 0.00017492 | 0 | 8.166e-05
4349 | 182 | 7 | 0.00011416 | 0.00010703 | 0.00011213 | 5.856e-05 | 1.448e-05 | 9.535e-05 | 9.335e-05 | 1.484e-05 | 2.377e-05 | 4.866e-05 | 6.437e-05 | 2.414e-05 | 5.932e-05 | 9.427e-05 | 0.00016454 | 0.00017532 | 1.2022e-05 | 8.166e-05
4350 | 182 | 7 | 0.00011415 | 0.00011053 | 0.00010663 | 0.00010797 | 2.941e-05 | 0.00010361 | 0.00010121 | 0 | 2.398e-05 | 5.241e-05 | 7.108e-05 | 3.045e-05 | 6.93e-05 | 0.00010785 | 0.00016541 | 0.00018063 | 2.6946e-05 | 8.166e-05
4351 | 182 | 7 | 0.00011416 | 0.00011145 | 0.00011342 | 0.00011411 | 2.827e-05 | 0.00011424 | 0.00011621 | 0 | 2.893e-05 | 5.96e-05 | 8.097e-05 | 4.633e-05 | 7.932e-05 | 0.00011204 | 0.00016193 | 0.00018285 | 0.0001601 | 8.166e-05
4352 | 182 | 7 | 0.00011415 | 0.00010516 | 0.00012656 | 0.00015729 | 4.151e-05 | 0.0001202 | 0.00012711 | 0 | 4.236e-05 | 6.851e-05 | 9.098e-05 | 6.751e-05 | 0.00010151 | 0.00013517 | 0.00015477 | 0.00018449 | 0.00033865 | 8.166e-05
4353 | 182 | 7 | 0.00011416 | 0.00011336 | 0.00011037 | 0.0001615 | 4.225e-05 | 0.00012348 | 0.00013107 | 0 | 6.161e-05 | 8.259e-05 | 0.00010438 | 9.935e-05 | 0.00013827 | 0.00017666 | 0.00010335 | 0.00018314 | 0.00049172 | 8.166e-05
4354 | 182 | 7 | 0.00011415 | 0.00011367 | 0.0001057 | 0.00016295 | 4.143e-05 | 0.00012339 | 0.00013264 | 0 | 9.054e-05 | 0.00010618 | 0.00012433 | 0.00012756 | 0.00015482 | 0.00018166 | 7.2751e-05 | 0.00017965 | 0.00058414 | 8.166e-05
4355 | 182 | 7 | 0.00011416 | 0.00010696 | 0.00010834 | 0.00015741 | 4.233e-05 | 0.00012452 | 0.00013307 | 0 | 0.0001187 | 0.00012967 | 0.00014229 | 0.00013481 | 0.00015651 | 0.00017784 | 6.6766e-05 | 0.00017596 | 0.00065192 | 8.166e-05
4356 | 182 | 7 | 0.00011415 | 0.00010875 | 0.00012478 | 0.0001634 | 4.157e-05 | 0.00012217 | 0.00013156 | 0 | 0.0001306 | 0.0001449 | 0.00015601 | 0.00013737 | 0.00015588 | 0.00017408 | 6.2799e-05 | 0.00017198 | 0.00070659 | 8.166e-05
4357 | 182 | 7 | 0.00011416 | 0.00011155 | 0.0001219 | 0.00015885 | 4.254e-05 | 0.0001212 | 0.00013315 | 0 | 0.00013574 | 0.00015208 | 0.00016554 | 0.000128 | 0.00014704 | 0.00016577 | 7.6804e-05 | 0.00017623 | 0.00071009 | 8.166e-05
4358 | 182 | 7 | 0.00011415 | 0.00010834 | 0.00012432 | 0.00016426 | 4.325e-05 | 0.00011976 | 0.00013351 | 0 | 0.00012973 | 0.00015166 | 0.00016963 | 0.00011288 | 0.00013768 | 0.00016213 | 8.4949e-05 | 0.00018087 | 0.00067345 | 8.166e-05
4359 | 182 | 7 | 0.00011416 | 0.00011067 | 0.00012141 | 0.00016526 | 4.112e-05 | 0.00011742 | 0.00013313 | 0 | 0.00011681 | 0.00014625 | 0.00016958 | 0.00012678 | 0.00013997 | 0.00015296 | 8.5764e-05 | 0.0001817 | 0.0005945 | 8.166e-05
4360 | 182 | 7 | 0.00011415 | 0.00010892 | 0.00012214 | 0.00016061 | 4.198e-05 | 0.00011585 | 0.0001324 | 0 | 0.00012497 | 0.00014248 | 0.00016594 | 0.00013293 | 0.00012113 | 0.00010949 | 8.0341e-05 | 0.00018108 | 0.00048187 | 8.166e-05
4361 | 182 | 7 | 0.00011416 | 0.00011196 | 0.00012787 | 0.00016475 | 4.289e-05 | 0.00011751 | 0.00013176 | 0 | 0.0001309 | 0.00013396 | 0.00015231 | 0.00013957 | 0.00012335 | 0.00010735 | 7.7881e-05 | 0.00018035 | 0.00033567 | 8.166e-05
4362 | 182 | 7 | 0.00011415 | 0.00011012 | 0.0001109 | 0.00016729 | 4.221e-05 | 0.00011631 | 0.00012721 | 0 | 0.0001374 | 0.00012796 | 0.0001391 | 0.00014097 | 0.0001297 | 0.00011858 | 8.6144e-05 | 0.00017867 | 0.00016106 | 8.166e-05
4363 | 182 | 7 | 0.00011416 | 0.00010839 | 0.0001096 | 0.00011157 | 2.886e-05 | 0.00011348 | 0.00012389 | 0 | 0.00014007 | 0.00012721 | 0.00013031 | 0.00014164 | 0.00012465 | 0.00010789 | 0.00010232 | 0.0001792 | 3.7611e-05 | 8.166e-05
4364 | 182 | 7 | 0.00011415 | 0.00010609 | 0.00012415 | 0.00011259 | 2.916e-05 | 0.00011214 | 0.00012068 | 0 | 0.00014126 | 0.00012638 | 0.00012135 | 0.00014348 | 0.00012273 | 0.00010226 | 0.00013228 | 0.00018299 | 1.3583e-05 | 8.166e-05
4365 | 182 | 7 | 0.00011416 | 0.00010324 | 0.00010545 | 5.905e-05 | 1.438e-05 | 0.00011078 | 0.00011651 | 1.061e-05 | 0.000143 | 0.00012486 | 0.0001137 | 8.367e-05 | 8.554e-05 | 8.752e-05 | 0.00016814 | 0.00018444 | 0 | 8.166e-05
4366 | 182 | 7 | 0.00011415 | 0.0001043 | 0.00012381 | 5.618e-05 | 1.522e-05 | 0.00011363 | 0.00011419 | 3.18e-05 | 9.669e-05 | 0.00011027 | 0.00010586 | 8.704e-05 | 8.757e-05 | 8.822e-05 | 0.00018908 | 0.00018599 | 0 | 8.166e-05
4367 | 182 | 7 | 0.00011416 | 0.00010573 | 0.00012642 | 5.443e-05 | 1.431e-05 | 0.00011021 | 0.00010985 | 4.875e-05 | 9.045e-05 | 9.817e-05 | 9.997e-05 | 8.469e-05 | 7.576e-05 | 6.711e-05 | 0.00020086 | 0.0001882 | 0 | 8.166e-05
4368 | 182 | 7 | 0.00011415 | 0.00010475 | 0.00011539 | 5.761e-05 | 1.631e-05 | 0.00010355 | 0.00010175 | 4.239e-05 | 8.617e-05 | 8.728e-05 | 9.066e-05 | 7.899e-05 | 6.877e-05 | 5.887e-05 | 0.00020488 | 0.00018738 | 0 | 8.166e-05
4369 | 183 | 7 | 0.00011416 | 0.00011842 | 0.00012471 | 5.614e-05 | 6.692e-05 | 9.89e-05 | 9.584e-05 | 4.451e-05 | 8.034e-05 | 7.817e-05 | 8.119e-05 | 5.443e-05 | 5.384e-05 | 5.342e-05 | 0.00020315 | 0.00018912 | 0 | 8.062e-05
4370 | 183 | 7 | 0.00011415 | 0.00011298 | 0.00012209 | 5.648e-05 | 7.01e-05 | 9.588e-05 | 9.326e-05 | 3.18e-05 | 6.028e-05 | 6.727e-05 | 7.204e-05 | 1.934e-05 | 3.785e-05 | 5.633e-05 | 0.00019837 | 0.00018916 | 0 | 8.062e-05
4371 | 183 | 7 | 0.00011416 | 0.00011124 | 0.00012233 | 6.322e-05 | 6.64e-05 | 9.403e-05 | 9.209e-05 | 2.12e-05 | 2.89e-05 | 5.401e-05 | 6.552e-05 | 1.388e-05 | 3.777e-05 | 6.156e-05 | 0.00019486 | 0.00018664 | 0 | 8.062e-05
4372 | 183 | 7 | 0.00011415 | 0.00012051 | 0.00012781 | 5.877e-05 | 7.628e-05 | 9.498e-05 | 9.221e-05 | 2.12e-06 | 1.803e-05 | 4.497e-05 | 6.194e-05 | 1.382e-05 | 4.7e-05 | 7.994e-05 | 0.0001838 | 0.00018626 | 0 | 8.062e-05
4373 | 183 | 7 | 0.00011416 | 0.0001204 | 0.0001139 | 5.671e-05 | 7.058e-05 | 9.786e-05 | 9.358e-05 | 0 | 1.492e-05 | 4.37e-05 | 6.438e-05 | 1.948e-05 | 5.719e-05 | 9.457e-05 | 0.0001669 | 0.00018382 | 7.1014e-06 | 8.062e-05
4374 | 183 | 7 | 0.00011415 | 0.00011724 | 0.00013221 | 0.00010544 | 0.00012921 | 0.00010596 | 0.00010123 | 0 | 1.835e-05 | 4.861e-05 | 7.114e-05 | 4.678e-05 | 7.751e-05 | 0.00010793 | 0.00015043 | 0.00017459 | 4.176e-05 | 8.062e-05
4375 | 183 | 7 | 0.00011416 | 0.00011548 | 0.00012441 | 0.00010413 | 0.00013271 | 0.000116 | 0.00011607 | 0 | 4.038e-05 | 6.04e-05 | 8.104e-05 | 0.0001223 | 0.00011735 | 0.00011242 | 0.00012943 | 0.00014597 | 0.000154 | 8.062e-05
4376 | 183 | 7 | 0.00011415 | 0.00011744 | 0.0001265 | 0.00016661 | 0.00019251 | 0.00012355 | 0.00012838 | 0 | 0.00010367 | 8.396e-05 | 9.111e-05 | 0.00021563 | 0.00017545 | 0.00013554 | 0.00011102 | 0.00012906 | 0.00031293 | 8.062e-05
4377 | 183 | 7 | 0.00011416 | 0.00011433 | 0.00013478 | 0.0001604 | 0.00019472 | 0.00012825 | 0.00013392 | 0 | 0.00018927 | 0.00012298 | 0.00010457 | 0.00020747 | 0.00019144 | 0.00017533 | 7.6859e-05 | 0.0001205 | 0.00045225 | 8.062e-05
4378 | 183 | 7 | 0.00011415 | 0.00011858 | 0.00013197 | 0.0001581 | 0.00019386 | 0.00012951 | 0.00013542 | 0 | 0.00020122 | 0.0001575 | 0.00012422 | 0.00016496 | 0.00017326 | 0.00018122 | 4.8641e-05 | 0.000116 | 0.00057203 | 8.062e-05
4379 | 183 | 7 | 0.00011416 | 0.00011089 | 0.00012181 | 0.00016026 | 0.00019127 | 0.00013109 | 0.00013626 | 0 | 0.00017302 | 0.00017117 | 0.00014207 | 0.00016707 | 0.00017411 | 0.00018084 | 3.9165e-05 | 0.00011123 | 0.00064319 | 8.062e-05
4380 | 183 | 7 | 0.00011415 | 0.00011701 | 0.00011936 | 0.00015671 | 0.00019983 | 0.00012961 | 0.00013456 | 0 | 0.00016974 | 0.00017456 | 0.00015644 | 0.00016806 | 0.00017098 | 0.00017365 | 2.5368e-05 | 9.4257e-05 | 0.00065819 | 8.062e-05
4381 | 183 | 7 | 0.00011416 | 0.0001135 | 0.0001316 | 0.0001591 | 0.0001893 | 0.00012727 | 0.00013357 | 0 | 0.00016855 | 0.00017368 | 0.00016586 | 0.00016051 | 0.00016416 | 0.00016756 | 4.4891e-05 | 7.8424e-05 | 0.00064805 | 8.062e-05
4382 | 183 | 7 | 0.00011415 | 0.00011484 | 0.00012005 | 0.0001634 | 0.00019622 | 0.00012451 | 0.00013239 | 0 | 0.00016206 | 0.00016996 | 0.00017031 | 0.00017643 | 0.00016853 | 0.00016052 | 6.4495e-05 | 6.6066e-05 | 0.00048851 | 8.062e-05
4383 | 183 | 7 | 0.00011416 | 0.00011615 | 0.00011839 | 0.00016614 | 0.00018999 | 0.00012179 | 0.00013077 | 0 | 0.00017344 | 0.00016837 | 0.00016989 | 0.00018225 | 0.00016755 | 0.00015283 | 5.9521e-05 | 7.233e-05 | 0.00028187 | 8.062e-05
4384 | 183 | 7 | 0.00011415 | 0.00011838 | 0.0001143 | 0.00015955 | 0.00020093 | 0.00012042 | 0.00012951 | 0 | 0.00018001 | 0.00016776 | 0.00016614 | 0.00019475 | 0.00015185 | 0.00010932 | 6.2235e-05 | 6.914e-05 | 0.00038046 | 8.062e-05
4385 | 183 | 7 | 0.00011416 | 0.00011332 | 0.00012511 | 0.00015885 | 0.00020199 | 0.00012078 | 0.00012988 | 0 | 0.00019127 | 0.00016198 | 0.00015233 | 0.00021236 | 0.00015963 | 0.00010737 | 6.7794e-05 | 3.1179e-05 | 0.0001118 | 8.062e-05
4386 | 183 | 7 | 0.00011415 | 0.0001163 | 0.00012883 | 0.00016455 | 0.00020217 | 0.00011718 | 0.00012603 | 0 | 0.0002075 | 0.00015953 | 0.00013906 | 0.00020438 | 0.00016112 | 0.00011821 | 8.3039e-05 | 9.5276e-06 | 0.00016029 | 8.062e-05
4387 | 183 | 7 | 0.00011416 | 0.00011388 | 0.00013019 | 0.00010776 | 0.00013668 | 0.00011377 | 0.00012241 | 0 | 0.00020465 | 0.00015963 | 0.00013011 | 0.00016285 | 0.0001348 | 0.00010699 | 0.00010373 | 1.9056e-05 | 5.603e-05 | 8.062e-05
4388 | 183 | 7 | 0.00011415 | 0.00011104 | 0.00013422 | 0.00011342 | 0.00013923 | 0.00011029 | 0.00011923 | 0 | 0.00017219 | 0.00015088 | 0.00012099 | 0.00012818 | 0.00011506 | 0.00010207 | 9.5179e-05 | 3.1279e-05 | 1.1623e-05 | 8.062e-05
4389 | 183 | 7 | 0.00011416 | 0.00011154 | 0.00012516 | 6.037e-05 | 6.386e-05 | 0.00010613 | 0.00011447 | 0 | 0.00013887 | 0.00013552 | 0.00011334 | 8.364e-05 | 8.56e-05 | 8.758e-05 | 9.0977e-05 | 1.3741e-05 | 0 | 8.062e-05
4390 | 183 | 7 | 0.00011415 | 0.0001189 | 0.00012 | 5.29e-05 | 7.418e-05 | 0.00010904 | 0.00011178 | 0 | 9.67e-05 | 0.00011359 | 0.00010558 | 8.775e-05 | 8.837e-05 | 8.902e-05 | 8.2372e-05 | 1.4286e-05 | 0 | 8.062e-05
4391 | 183 | 7 | 0.00011416 | 0.00011218 | 0.0001152 | 5.589e-05 | 7.329e-05 | 0.00010768 | 0.00010811 | 0 | 9.066e-05 | 9.914e-05 | 9.992e-05 | 7.754e-05 | 7.213e-05 | 6.688e-05 | 8.1903e-05 | 2.2458e-05 | 0 | 8.062e-05
4392 | 183 | 7 | 0.00011415 | 0.00012169 | 0.00012007 | 5.398e-05 | 7.035e-05 | 0.00010092 | 0.00010049 | 0 | 8.039e-05 | 8.625e-05 | 9.063e-05 | 6.308e-05 | 6.109e-05 | 5.927e-05 | 7.497e-05 | 3.7295e-05 | 0 | 8.062e-05
4393 | 184 | 7 | 0.00011416 | 0.00011617 | 0.00010361 | 6.296e-05 | 6.368e-05 | 9.603e-05 | 9.515e-05 | 0 | 6.689e-05 | 7.424e-05 | 8.13e-05 | 5.471e-05 | 5.413e-05 | 5.37e-05 | 7.1138e-05 | 5.7906e-05 | 0 | 7.975e-05
4394 | 184 | 7 | 0.00011415 | 0.00011935 | 0.00011068 | 6.195e-05 | 7.155e-05 | 9.263e-05 | 9.138e-05 | 0 | 5.777e-05 | 6.414e-05 | 7.224e-05 | 1.923e-05 | 3.762e-05 | 5.599e-05 | 6.5988e-05 | 6.8064e-05 | 0 | 7.975e-05
4395 | 184 | 7 | 0.00011416 | 0.00011997 | 0.00010647 | 5.466e-05 | 6.541e-05 | 9.052e-05 | 8.925e-05 | 0 | 2.791e-05 | 5.229e-05 | 6.563e-05 | 1.387e-05 | 3.774e-05 | 6.151e-05 | 5.3074e-05 | 5.3229e-05 | 0 | 7.975e-05
4396 | 184 | 7 | 0.00011415 | 0.00011137 | 0.0001008 | 5.688e-05 | 6.732e-05 | 8.918e-05 | 8.845e-05 | 0 | 1.77e-05 | 4.422e-05 | 6.199e-05 | 1.398e-05 | 4.755e-05 | 8.087e-05 | 3.4574e-05 | 2.9743e-05 | 0 | 7.975e-05
4397 | 184 | 7 | 0.00011416 | 0.00010916 | 9.886e-05 | 6.297e-05 | 7.191e-05 | 8.78e-05 | 8.702e-05 | 0 | 1.504e-05 | 4.36e-05 | 6.461e-05 | 1.929e-05 | 5.661e-05 | 9.361e-05 | 2.5145e-05 | 2.9097e-05 | 3.1137e-06 | 7.975e-05
4398 | 184 | 7 | 0.00011415 | 0.00011678 | 9.434e-05 | 0.00010461 | 0.00013733 | 8.897e-05 | 8.876e-05 | 0 | 1.822e-05 | 4.848e-05 | 7.112e-05 | 4.631e-05 | 7.672e-05 | 0.00010683 | 2.0231e-05 | 4.5259e-05 | 3.252e-05 | 7.975e-05
4399 | 184 | 7 | 0.00011416 | 0.0001148 | 9.239e-05 | 0.00011151 | 0.00013116 | 9.374e-05 | 9.329e-05 | 0 | 3.999e-05 | 6.002e-05 | 8.075e-05 | 0.00012134 | 0.00011643 | 0.00011153 | 9.3296e-06 | 4.8293e-05 | 0.0001544 | 7.975e-05
4400 | 184 | 7 | 0.00011415 | 0.00011297 | 0.00011004 | 0.0001649 | 0.00019203 | 9.922e-05 | 0.00010021 | 0 | 0.00010283 | 8.33e-05 | 9.064e-05 | 0.00021725 | 0.00017677 | 0.00013655 | 7.1614e-06 | 4.2589e-05 | 0.00032161 | 7.975e-05
4401 | 184 | 7 | 0.00011416 | 0.00011538 | 0.00010514 | 0.00016637 | 0.00020079 | 0.00010502 | 0.00010698 | 0 | 0.00019036 | 0.00012297 | 0.00010435 | 0.00020885 | 0.00019271 | 0.00017649 | 6.3109e-06 | 3.9465e-05 | 0.00046726 | 7.975e-05
4402 | 184 | 7 | 0.00011415 | 0.00011327 | 9.766e-05 | 0.00015734 | 0.00019562 | 0.00010958 | 0.00010944 | 0 | 0.00020248 | 0.00015814 | 0.00012428 | 0.00016452 | 0.00017279 | 0.00018074 | 2.6122e-06 | 3.7944e-05 | 0.00058169 | 7.975e-05
4403 | 184 | 7 | 0.00011416 | 0.00011541 | 9.583e-05 | 0.00016738 | 0.00019527 | 0.00011115 | 0.00010967 | 0 | 0.00017294 | 0.00017157 | 0.00014209 | 0.00016503 | 0.00017199 | 0.00017864 | 1.0079e-06 | 3.0705e-05 | 0.00066299 | 7.975e-05
4404 | 184 | 7 | 0.00011415 | 0.00011768 | 0.00010985 | 0.000158 | 0.00019127 | 0.00010902 | 0.00010858 | 0 | 0.00016819 | 0.00017395 | 0.00015605 | 0.00016969 | 0.00017264 | 0.00017533 | 1.4519e-07 | 2.0131e-05 | 0.00068835 | 7.975e-05
4405 | 184 | 7 | 0.00011416 | 0.00011777 | 0.0001104 | 0.0001618 | 0.0001889 | 0.00010645 | 0.00010689 | 0 | 0.00016952 | 0.00017362 | 0.00016588 | 0.00015895 | 0.00016255 | 0.00016592 | 1.1848e-06 | 1.4481e-05 | 0.00069003 | 7.975e-05
4406 | 184 | 7 | 0.00011415 | 0.00011017 | 9.642e-05 | 0.00015738 | 0.00019503 | 0.00010414 | 0.00010495 | 0 | 0.00016097 | 0.00016954 | 0.00016997 | 0.00017801 | 0.00017004 | 0.00016196 | 3.7035e-06 | 1.1974e-05 | 0.00061615 | 7.975e-05
4407 | 184 | 7 | 0.00011416 | 0.0001194 | 9.849e-05 | 0.00016368 | 0.00019552 | 0.00010344 | 0.00010373 | 0 | 0.00017448 | 0.00016853 | 0.00016986 | 0.00018232 | 0.00016761 | 0.00015288 | 6.9446e-06 | 1.2898e-05 | 0.00049057 | 7.975e-05
4408 | 184 | 7 | 0.00011415 | 0.00011104 | 0.00011161 | 0.00015751 | 0.00019485 | 0.00010351 | 0.00010368 | 0 | 0.00018025 | 0.00016804 | 0.00016616 | 0.00019469 | 0.0001518 | 0.00010929 | 1.4804e-05 | 1.8945e-05 | 0.00033922 | 7.975e-05
4409 | 184 | 7 | 0.00011416 | 0.00011087 | 0.00010199 | 0.00015847 | 0.00019291 | 0.000105 | 0.00010586 | 0 | 0.00019129 | 0.00016217 | 0.00015241 | 0.00021026 | 0.00015805 | 0.00010631 | 2.7751e-05 | 2.9413e-05 | 0.00032946 | 7.975e-05
4410 | 184 | 7 | 0.00011415 | 0.00010998 | 0.00010258 | 0.00016154 | 0.00020085 | 0.00010475 | 0.00010624 | 0 | 0.00020588 | 0.00015904 | 0.0001389 | 0.0002042 | 0.00016098 | 0.00011811 | 3.9733e-05 | 4.2585e-05 | 0.00015611 | 7.975e-05
4411 | 184 | 7 | 0.00011416 | 0.00011671 | 9.705e-05 | 0.00011474 | 0.00013221 | 0.00010343 | 0.00010532 | 0 | 0.0002042 | 0.00015909 | 0.00012997 | 0.00016335 | 0.00013521 | 0.00010732 | 5.8532e-05 | 5.3469e-05 | 5.6794e-05 | 7.975e-05
4412 | 184 | 7 | 0.00011415 | 0.00011264 | 0.00010427 | 0.00010449 | 0.00012841 | 0.00010068 | 0.00010421 | 0 | 0.00017245 | 0.0001507 | 0.00012089 | 0.00012696 | 0.00011397 | 0.0001011 | 8.481e-05 | 6.2159e-05 | 1.2667e-05 | 7.975e-05
4413 | 184 | 7 | 0.00011416 | 0.00011376 | 0.00010595 | 5.897e-05 | 7.555e-05 | 9.929e-05 | 0.00010222 | 0 | 0.00013794 | 0.00013511 | 0.00011303 | 8.36e-05 | 8.556e-05 | 8.754e-05 | 0.00011713 | 7.5113e-05 | 0 | 7.975e-05
4414 | 184 | 7 | 0.00011415 | 0.00011595 | 9.235e-05 | 5.592e-05 | 7.137e-05 | 0.00010117 | 0.00010276 | 0 | 9.65e-05 | 0.00011324 | 0.0001053 | 8.686e-05 | 8.747e-05 | 8.811e-05 | 0.0001544 | 9.0599e-05 | 0 | 7.975e-05
4415 | 184 | 7 | 0.00011416 | 0.00011183 | 9.216e-05 | 6.243e-05 | 7.251e-05 | 9.922e-05 | 0.00010054 | 0 | 8.99e-05 | 9.86e-05 | 9.951e-05 | 7.743e-05 | 7.203e-05 | 6.679e-05 | 0.0001744 | 9.9492e-05 | 0 | 7.975e-05
4416 | 184 | 7 | 0.00011415 | 0.00011983 | 9.277e-05 | 5.758e-05 | 7.339e-05 | 9.366e-05 | 9.502e-05 | 0 | 8.014e-05 | 8.583e-05 | 9.025e-05 | 6.313e-05 | 6.115e-05 | 5.932e-05 | 0.0001738 | 7.3181e-05 | 0 | 7.975e-05
4417 | 185 | 7 | 0.00011416 | 0.00011949 | 0.00011817 | 5.818e-05 | 6.715e-05 | 8.976e-05 | 8.96e-05 | 0 | 6.687e-05 | 7.402e-05 | 8.1e-05 | 5.493e-05 | 5.434e-05 | 5.391e-05 | 0.00017336 | 7.8954e-05 | 0 | 7.906e-05
4418 | 185 | 7 | 0.00011415 | 0.00012453 | 9.931e-05 | 6.159e-05 | 7.138e-05 | 8.674e-05 | 8.668e-05 | 0 | 5.792e-05 | 6.413e-05 | 7.208e-05 | 1.944e-05 | 3.804e-05 | 5.661e-05 | 0.00018384 | 9.6082e-05 | 0 | 7.906e-05
4419 | 185 | 7 | 0.00011416 | 0.00011677 | 0.00011559 | 6.309e-05 | 7.218e-05 | 8.496e-05 | 8.56e-05 | 0 | 2.811e-05 | 5.249e-05 | 6.567e-05 | 1.401e-05 | 3.813e-05 | 6.215e-05 | 0.00017852 | 0.00010912 | 0 | 7.906e-05
4420 | 185 | 7 | 0.00011415 | 0.00011784 | 0.00010558 | 5.353e-05 | 7.342e-05 | 8.449e-05 | 8.444e-05 | 0 | 1.785e-05 | 4.453e-05 | 6.223e-05 | 1.386e-05 | 4.713e-05 | 8.017e-05 | 0.00018628 | 0.00013423 | 0 | 7.906e-05
4421 | 185 | 7 | 0.00011416 | 0.00012128 | 0.00011372 | 6.179e-05 | 6.786e-05 | 8.293e-05 | 8.235e-05 | 0 | 1.498e-05 | 4.368e-05 | 6.471e-05 | 1.943e-05 | 5.703e-05 | 9.431e-05 | 0.00018238 | 0.00014808 | 1.0504e-05 | 7.906e-05
4422 | 185 | 7 | 0.00011415 | 0.00011668 | 0.00010035 | 0.00011491 | 0.00012699 | 8.395e-05 | 8.209e-05 | 0 | 1.832e-05 | 4.862e-05 | 7.136e-05 | 4.676e-05 | 7.747e-05 | 0.00010787 | 0.0001811 | 0.00015755 | 4.1005e-05 | 7.906e-05
4423 | 185 | 7 | 0.00011416 | 0.00012213 | 0.00011432 | 0.00011259 | 0.00012983 | 8.728e-05 | 8.375e-05 | 0 | 4.036e-05 | 6.04e-05 | 8.119e-05 | 0.00012134 | 0.00011643 | 0.00011153 | 0.00017186 | 0.00016311 | 0.00013319 | 7.906e-05
4424 | 185 | 7 | 0.00011415 | 0.00012073 | 0.00010273 | 0.00016338 | 0.00019889 | 9.146e-05 | 8.797e-05 | 0 | 0.00010291 | 8.361e-05 | 9.1e-05 | 0.00021594 | 0.0001757 | 0.00013573 | 0.00015516 | 0.00016384 | 0.00031702 | 7.906e-05
4425 | 185 | 7 | 0.00011416 | 0.00011877 | 0.00011812 | 0.00016314 | 0.00019096 | 9.701e-05 | 9.307e-05 | 0 | 0.00018936 | 0.00012275 | 0.00010445 | 0.00020823 | 0.00019214 | 0.00017597 | 0.00010583 | 0.00015745 | 0.000458 | 7.906e-05
4426 | 185 | 7 | 0.00011415 | 0.00012276 | 0.00010782 | 0.00016647 | 0.00018942 | 0.0001006 | 9.688e-05 | 0 | 0.00020181 | 0.00015765 | 0.00012422 | 0.0001655 | 0.00017383 | 0.00018182 | 6.7532e-05 | 0.00015832 | 0.00057378 | 7.906e-05
4427 | 185 | 7 | 0.00011416 | 0.00012197 | 0.00011104 | 0.00016504 | 0.00018846 | 0.00010348 | 9.924e-05 | 0 | 0.00017355 | 0.00017158 | 0.00014222 | 0.00016497 | 0.00017193 | 0.00017857 | 5.6121e-05 | 0.00016652 | 0.0006631 | 7.906e-05
4428 | 185 | 7 | 0.00011415 | 0.00011534 | 0.00010821 | 0.00016584 | 0.00018987 | 0.00010397 | 9.996e-05 | 0 | 0.00016823 | 0.00017409 | 0.00015611 | 0.00016747 | 0.00017038 | 0.00017303 | 3.6478e-05 | 0.00015081 | 0.00070973 | 7.906e-05
4429 | 185 | 7 | 0.00011416 | 0.00011427 | 0.00010938 | 0.00015841 | 0.00018937 | 0.00010307 | 9.899e-05 | 0 | 0.00016781 | 0.00017291 | 0.00016543 | 0.00016004 | 0.00016368 | 0.00016707 | 4.3965e-05 | 0.0001383 | 0.00070809 | 7.906e-05
4430 | 185 | 7 | 0.00011415 | 0.00011722 | 0.00011727 | 0.00015826 | 0.00019583 | 0.00010031 | 9.767e-05 | 0 | 0.00016151 | 0.00016924 | 0.0001698 | 0.0001772 | 0.00016926 | 0.00016122 | 4.4891e-05 | 0.00013226 | 0.00029772 | 7.906e-05
4431 | 185 | 7 | 0.00011416 | 0.00011633 | 0.00010642 | 0.00016228 | 0.00019429 | 9.817e-05 | 9.628e-05 | 0 | 0.00017389 | 0.00016821 | 0.00016956 | 0.00018266 | 0.00016792 | 0.00015317 | 4.2671e-05 | 0.00012648 | 0.00059382 | 7.906e-05
4432 | 185 | 7 | 0.00011415 | 0.00012016 | 0.00010227 | 0.00015913 | 0.0001909 | 9.715e-05 | 9.717e-05 | 0 | 0.0001804 | 0.00016793 | 0.00016595 | 0.00019582 | 0.00015268 | 0.00010993 | 4.5346e-05 | 0.00011448 | 0.00032437 | 7.906e-05
4433 | 185 | 7 | 0.00011416 | 0.00011743 | 0.00011406 | 0.00016457 | 0.00020172 | 9.846e-05 | 0.00010196 | 0 | 0.0001922 | 0.00016247 | 0.0001524 | 0.00021271 | 0.00015989 | 0.00010755 | 6.2688e-05 | 9.8732e-05 | 0.00015049 | 7.906e-05
4434 | 185 | 7 | 0.00011415 | 0.00011801 | 0.00010769 | 0.00016051 | 0.00019482 | 9.975e-05 | 0.0001039 | 0 | 0.00020796 | 0.00016001 | 0.00013925 | 0.00020242 | 0.00015957 | 0.00011707 | 9.4209e-05 | 8.6923e-05 | 9.6602e-05 | 7.906e-05
4435 | 185 | 7 | 0.00011416 | 0.00011775 | 0.00011015 | 0.00010566 | 0.00012795 | 0.00010177 | 0.00010418 | 0 | 0.00020323 | 0.00015937 | 0.00013008 | 0.0001625 | 0.0001345 | 0.00010676 | 0.00010904 | 8.0553e-05 | 3.0068e-05 | 7.906e-05
4436 | 185 | 7 | 0.00011415 | 0.00011927 | 9.832e-05 | 0.00010797 | 0.00013738 | 0.00010209 | 0.00010404 | 8.48e-06 | 0.00017166 | 0.0001504 | 0.00012089 | 0.00012735 | 0.00011432 | 0.00010141 | 0.0001068 | 7.6628e-05 | 1.2777e-05 | 7.906e-05
4437 | 185 | 7 | 0.00011416 | 0.00011589 | 0.00010359 | 5.741e-05 | 7.406e-05 | 0.00010148 | 0.00010288 | 2.332e-05 | 0.00013809 | 0.00013491 | 0.00011307 | 8.428e-05 | 8.625e-05 | 8.825e-05 | 9.984e-05 | 7.0153e-05 | 0 | 7.906e-05
4438 | 185 | 7 | 0.00011415 | 0.00011451 | 0.0001195 | 5.361e-05 | 7.163e-05 | 0.00010452 | 0.00010404 | 2.756e-05 | 9.702e-05 | 0.00011342 | 0.00010544 | 8.745e-05 | 8.806e-05 | 8.872e-05 | 9.3731e-05 | 5.807e-05 | 0 | 7.906e-05
4439 | 185 | 7 | 0.00011416 | 0.00012044 | 0.00011915 | 5.576e-05 | 6.797e-05 | 0.00010093 | 0.00010037 | 2.544e-05 | 9.047e-05 | 9.903e-05 | 9.973e-05 | 7.813e-05 | 7.268e-05 | 6.739e-05 | 8.5234e-05 | 4.4791e-05 | 0 | 7.906e-05
4440 | 185 | 7 | 0.00011415 | 0.00011507 | 0.00010752 | 5.58e-05 | 7.633e-05 | 9.382e-05 | 9.441e-05 | 4.663e-05 | 8.082e-05 | 8.639e-05 | 9.061e-05 | 6.274e-05 | 6.077e-05 | 5.895e-05 | 4.0144e-05 | 2.6757e-05 | 0 | 7.906e-05
4441 | 186 | 7 | 0.00011416 | 0.00010388 | 0.00012318 | 5.433e-05 | 7.152e-05 | 9.082e-05 | 8.96e-05 | 6.358e-05 | 6.672e-05 | 7.427e-05 | 8.126e-05 | 5.486e-05 | 5.427e-05 | 5.385e-05 | 3.3453e-05 | 1.9482e-05 | 0 | 7.836e-05
4442 | 186 | 7 | 0.00011415 | 0.00010332 | 0.00012623 | 6.306e-05 | 6.929e-05 | 8.809e-05 | 8.823e-05 | 7.206e-05 | 5.786e-05 | 6.418e-05 | 7.227e-05 | 1.929e-05 | 3.775e-05 | 5.618e-05 | 1.6345e-05 | 1.2853e-05 | 0 | 7.836e-05
4443 | 186 | 7 | 0.00011416 | 0.00010466 | 0.00011193 | 5.271e-05 | 7.539e-05 | 8.766e-05 | 8.749e-05 | 7.418e-05 | 2.798e-05 | 5.236e-05 | 6.57e-05 | 1.384e-05 | 3.765e-05 | 6.137e-05 | 1.5455e-05 | 7.2189e-06 | 0 | 7.836e-05
4444 | 186 | 7 | 0.00011415 | 0.00011108 | 0.00011728 | 5.666e-05 | 7.174e-05 | 8.917e-05 | 8.774e-05 | 6.358e-05 | 1.768e-05 | 4.425e-05 | 6.203e-05 | 1.397e-05 | 4.752e-05 | 8.082e-05 | 1.5984e-05 | 2.5529e-06 | 0 | 7.836e-05
4445 | 186 | 7 | 0.00011416 | 0.00010761 | 0.00010942 | 5.873e-05 | 7.253e-05 | 9.239e-05 | 8.894e-05 | 5.934e-05 | 1.503e-05 | 4.36e-05 | 6.462e-05 | 1.926e-05 | 5.653e-05 | 9.348e-05 | 9.1625e-06 | 6.7165e-07 | 1.0775e-05 | 7.836e-05
4446 | 186 | 7 | 0.00011415 | 0.00011248 | 0.00011099 | 0.00011019 | 0.00012928 | 0.00010083 | 9.744e-05 | 3.815e-05 | 1.82e-05 | 4.844e-05 | 7.109e-05 | 4.658e-05 | 7.718e-05 | 0.00010746 | 1.0714e-05 | 1.8228e-06 | 4.607e-05 | 7.836e-05
4447 | 186 | 7 | 0.00011416 | 0.0001035 | 0.00012434 | 0.00011454 | 0.00013236 | 0.00011062 | 0.00011176 | 1.696e-05 | 4.02e-05 | 6.015e-05 | 8.086e-05 | 0.00012179 | 0.00011686 | 0.00011195 | 3.1557e-06 | 2.1976e-06 | 0.00011214 | 7.836e-05
4448 | 186 | 7 | 0.00011415 | 0.0001095 | 0.00011809 | 0.00016331 | 0.00020019 | 0.00011937 | 0.00012154 | 6.36e-06 | 0.00010323 | 8.359e-05 | 9.083e-05 | 0.00021716 | 0.00017669 | 0.0001365 | 2.3615e-06 | 2.2201e-06 | 0.00021845 | 7.836e-05
4449 | 186 | 7 | 0.00011416 | 0.00010794 | 0.00012653 | 0.00016607 | 0.00019641 | 0.00012482 | 0.00012569 | 2.12e-06 | 0.00019037 | 0.00012316 | 0.00010452 | 0.00021001 | 0.00019378 | 0.00017747 | 1.7016e-06 | 4.0583e-06 | 0.00014324 | 7.836e-05
4450 | 186 | 7 | 0.00011415 | 0.00010677 | 0.00012378 | 0.00015844 | 0.0001902 | 0.00012739 | 0.00012647 | 0 | 0.0002034 | 0.00015862 | 0.00012464 | 0.00016633 | 0.0001747 | 0.00018273 | 1.4945e-06 | 8.3023e-06 | 0.00058671 | 7.836e-05
4451 | 186 | 7 | 0.00011416 | 0.00010616 | 0.00013008 | 0.00015936 | 0.00018813 | 0.00012879 | 0.00012737 | 8.49e-06 | 0.00017453 | 0.00017264 | 0.00014286 | 0.00016526 | 0.00017223 | 0.00017889 | 4.2475e-06 | 1.7e-05 | 0.00065971 | 7.836e-05
4452 | 186 | 7 | 0.00011415 | 0.00010693 | 0.00011092 | 0.00016283 | 0.00018907 | 0.00012606 | 0.00012601 | 0 | 0.0001687 | 0.00017489 | 0.00015678 | 0.00016786 | 0.00017077 | 0.00017343 | 2.2692e-05 | 6.2104e-05 | 0.0005864 | 7.836e-05
4453 | 186 | 7 | 0.00011416 | 0.00011076 | 0.00011651 | 0.00015966 | 0.00019386 | 0.00012512 | 0.00012702 | 0 | 0.00016823 | 0.00017348 | 0.00016609 | 0.00015975 | 0.00016338 | 0.00016676 | 2.9143e-05 | 6.8976e-05 | 0.00031562 | 7.836e-05
4454 | 186 | 7 | 0.00011415 | 0.00011356 | 0.00011152 | 0.00016562 | 0.00019667 | 0.00012293 | 0.00012697 | 0 | 0.00016137 | 0.00016945 | 0.00017025 | 0.00017605 | 0.00016817 | 0.00016017 | 3.4923e-05 | 6.6626e-05 | 0.00019084 | 7.836e-05
4455 | 186 | 7 | 0.00011416 | 0.00010749 | 0.00011413 | 0.00015713 | 0.00020055 | 0.00012211 | 0.00012666 | 0 | 0.00017298 | 0.00016786 | 0.00016962 | 0.0001825 | 0.00016778 | 0.00015304 | 5.029e-05 | 9.0387e-05 | 6.4362e-05 | 7.836e-05
4456 | 186 | 7 | 0.00011415 | 0.00010661 | 0.00011608 | 0.00015956 | 0.00019617 | 0.00012049 | 0.00012678 | 0 | 0.0001801 | 0.00016751 | 0.00016586 | 0.00019519 | 0.00015219 | 0.00010957 | 8.763e-05 | 0.00013371 | 0.00030722 | 7.836e-05
4457 | 186 | 7 | 0.00011416 | 0.00011092 | 0.00011516 | 0.00016416 | 0.00019631 | 0.00012232 | 0.00012652 | 0 | 0.00019162 | 0.00016203 | 0.00015216 | 0.00021331 | 0.00016034 | 0.00010785 | 0.00012256 | 0.00011008 | 0.00021089 | 7.836e-05
4458 | 186 | 7 | 0.00011415 | 0.00010833 | 0.0001156 | 0.00016136 | 0.00019532 | 0.00012257 | 0.00012245 | 0 | 0.0002083 | 0.00015989 | 0.00013905 | 0.00020388 | 0.00016072 | 0.00011792 | 9.9714e-05 | 5.7792e-05 | 0.0001721 | 7.836e-05
4459 | 186 | 7 | 0.00011416 | 0.00010382 | 0.00012368 | 0.00010832 | 0.00013598 | 0.00011876 | 0.00011985 | 0 | 0.00020443 | 0.00015979 | 0.00013011 | 0.00016458 | 0.00013623 | 0.00010813 | 7.1568e-05 | 7.5017e-05 | 5.1822e-05 | 7.836e-05
4460 | 186 | 7 | 0.00011415 | 0.00010534 | 0.00011658 | 0.00010702 | 0.00013427 | 0.00011393 | 0.00011693 | 8.48e-06 | 0.00017352 | 0.00015143 | 0.00012129 | 0.00012883 | 0.00011565 | 0.00010259 | 8.8798e-05 | 0.00011068 | 1.31e-05 | 7.836e-05
4461 | 186 | 7 | 0.00011416 | 0.00010825 | 0.00010927 | 6.059e-05 | 6.744e-05 | 0.00011071 | 0.00011331 | 2.756e-05 | 0.00013963 | 0.0001362 | 0.00011374 | 8.384e-05 | 8.581e-05 | 8.779e-05 | 0.00013539 | 0.0001304 | 0 | 7.836e-05
4462 | 186 | 7 | 0.00011415 | 0.00011094 | 0.00012984 | 5.533e-05 | 6.801e-05 | 0.00011236 | 0.00011265 | 2.967e-05 | 9.703e-05 | 0.00011413 | 0.00010598 | 8.727e-05 | 8.788e-05 | 8.853e-05 | 0.00016968 | 0.00014716 | 0 | 7.836e-05
4463 | 186 | 7 | 0.00011416 | 0.00011267 | 0.00011225 | 6.176e-05 | 7.402e-05 | 0.00010709 | 0.00010781 | 2.331e-05 | 9.038e-05 | 9.925e-05 | 0.00010014 | 7.742e-05 | 7.202e-05 | 6.678e-05 | 0.00018131 | 0.00017069 | 0 | 7.836e-05
4464 | 186 | 7 | 0.00011415 | 0.00010816 | 0.00013026 | 6.247e-05 | 7.501e-05 | 0.00010057 | 0.00010043 | 1.908e-05 | 8.025e-05 | 8.618e-05 | 9.076e-05 | 6.316e-05 | 6.117e-05 | 5.934e-05 | 0.00014613 | 0.00018163 | 0 | 7.836e-05
4465 | 187 | 7 | 0.00011416 | 0.00011059 | 9.841e-05 | 5.706e-05 | 7.548e-05 | 9.592e-05 | 9.505e-05 | 1.908e-05 | 6.691e-05 | 7.418e-05 | 8.136e-05 | 5.508e-05 | 5.449e-05 | 5.407e-05 | 0.00017258 | 0.00018633 | 0 | 7.819e-05
4466 | 187 | 7 | 0.00011415 | 0.00010982 | 0.00010453 | 5.506e-05 | 6.941e-05 | 9.227e-05 | 9.239e-05 | 2.968e-05 | 5.805e-05 | 6.425e-05 | 7.232e-05 | 1.918e-05 | 3.753e-05 | 5.586e-05 | 0.00018755 | 0.00018498 | 0 | 7.819e-05
4467 | 187 | 7 | 0.00011416 | 0.00011958 | 9.104e-05 | 5.986e-05 | 7.542e-05 | 9.124e-05 | 9.118e-05 | 4.239e-05 | 2.793e-05 | 5.237e-05 | 6.565e-05 | 1.38e-05 | 3.756e-05 | 6.122e-05 | 0.00017505 | 0.00017884 | 0 | 7.819e-05
4468 | 187 | 7 | 0.00011415 | 0.00011673 | 8.403e-05 | 6.036e-05 | 7.063e-05 | 9.187e-05 | 9.12e-05 | 4.663e-05 | 1.766e-05 | 4.419e-05 | 6.195e-05 | 1.384e-05 | 4.709e-05 | 8.009e-05 | 0.00015773 | 0.00016544 | 0 | 7.819e-05
4469 | 187 | 7 | 0.00011416 | 0.00010945 | 8.405e-05 | 5.818e-05 | 6.282e-05 | 9.465e-05 | 9.214e-05 | 3.604e-05 | 1.493e-05 | 4.339e-05 | 6.44e-05 | 1.931e-05 | 5.667e-05 | 9.372e-05 | 0.0001396 | 0.00014659 | 8.5691e-06 | 7.819e-05
4470 | 187 | 7 | 0.00011415 | 0.00011396 | 8.479e-05 | 0.00011493 | 0.00013253 | 0.0001024 | 9.973e-05 | 2.968e-05 | 1.821e-05 | 4.833e-05 | 7.094e-05 | 4.659e-05 | 7.719e-05 | 0.00010749 | 0.00012163 | 0.00014097 | 3.5066e-05 | 7.819e-05
4471 | 187 | 7 | 0.00011416 | 0.00012017 | 8.645e-05 | 0.00011117 | 0.00013789 | 0.00011259 | 0.00011467 | 1.908e-05 | 4.021e-05 | 6.012e-05 | 8.074e-05 | 0.00012271 | 0.00011774 | 0.00011279 | 0.00012306 | 0.00014868 | 0.00015737 | 7.819e-05
4472 | 187 | 7 | 0.00011415 | 0.00011913 | 9.432e-05 | 0.00015674 | 0.00018802 | 0.00011999 | 0.00012607 | 0 | 0.00010394 | 8.39e-05 | 9.092e-05 | 0.00021505 | 0.00017497 | 0.00013517 | 0.00011765 | 0.00015707 | 0.0002933 | 7.819e-05
4473 | 187 | 7 | 0.00011416 | 0.00011216 | 0.00010341 | 0.00016014 | 0.00018896 | 0.00012421 | 0.0001321 | 0 | 0.00018886 | 0.00012283 | 0.00010434 | 0.00020782 | 0.00019177 | 0.00017562 | 0.00010216 | 0.00015797 | 0.00045361 | 7.819e-05
4474 | 187 | 7 | 0.00011415 | 0.00010981 | 0.00010049 | 0.00016691 | 0.00019144 | 0.00012675 | 0.00013311 | 0 | 0.00020143 | 0.00015749 | 0.0001241 | 0.00016464 | 0.00017292 | 0.00018088 | 0.00010133 | 0.00015577 | 0.00060254 | 7.819e-05
4475 | 187 | 7 | 0.00011416 | 0.00011654 | 0.00010294 | 0.00016584 | 0.00019007 | 0.00013001 | 0.0001333 | 0 | 0.0001728 | 0.00017108 | 0.00014194 | 0.00016669 | 0.00017372 | 0.00018043 | 0.00011291 | 0.00015042 | 0.00065285 | 7.819e-05
4476 | 187 | 7 | 0.00011415 | 0.00011635 | 9.749e-05 | 0.00015969 | 0.00018801 | 0.00012781 | 0.00013135 | 0 | 0.00016941 | 0.00017434 | 0.00015627 | 0.00016982 | 0.00017277 | 0.00017546 | 9.8479e-05 | 0.00012327 | 0.00057658 | 7.819e-05
4477 | 187 | 7 | 0.00011416 | 0.00011941 | 8.76e-05 | 0.00016707 | 0.00019358 | 0.0001251 | 0.00013105 | 0 | 0.00016985 | 0.00017415 | 0.00016611 | 0.00015961 | 0.00016323 | 0.00016661 | 9.7307e-05 | 0.00011357 | 0.00073122 | 7.819e-05
4478 | 187 | 7 | 0.00011415 | 0.00010926 | 0.0001035 | 0.00016513 | 0.00019824 | 0.00012164 | 0.00013019 | 0 | 0.00016159 | 0.00017012 | 0.00017037 | 0.00017669 | 0.00016878 | 0.00016075 | 9.2473e-05 | 0.00012636 | 0.00066314 | 7.819e-05
4479 | 187 | 7 | 0.00011416 | 0.00011062 | 8.709e-05 | 0.00016408 | 0.00019863 | 0.00012231 | 0.00012839 | 0 | 0.00017358 | 0.00016846 | 0.00016999 | 0.00018154 | 0.0001669 | 0.00015223 | 8.7687e-05 | 0.00012874 | 0.00060569 | 7.819e-05
4480 | 187 | 7 | 0.00011415 | 0.00011719 | 8.43e-05 | 0.00015611 | 0.00019843 | 0.00012111 | 0.00012725 | 0 | 0.00017948 | 0.00016756 | 0.0001661 | 0.00019519 | 0.00015219 | 0.00010957 | 7.9587e-05 | 0.00012598 | 0.0004868 | 7.819e-05
4481 | 187 | 7 | 0.00011416 | 0.00011784 | 0.00010142 | 0.00015643 | 0.00019312 | 0.00012171 | 0.00012768 | 0 | 0.00019151 | 0.00016191 | 0.00015234 | 0.00021098 | 0.00015859 | 0.00010667 | 6.0534e-05 | 0.00011292 | 0.00034886 | 7.819e-05
4482 | 187 | 7 | 0.00011415 | 0.0001147 | 9.88e-05 | 0.00015861 | 0.00018885 | 0.00012134 | 0.00012251 | 0 | 0.00020645 | 0.00015915 | 0.00013887 | 0.00020232 | 0.00015949 | 0.00011702 | 3.7022e-05 | 0.00011553 | 0.00016877 | 7.819e-05
4483 | 187 | 7 | 0.00011416 | 0.00011126 | 0.000104 | 0.00011551 | 0.0001365 | 0.00011656 | 0.0001187 | 1.696e-05 | 0.00020285 | 0.00015872 | 0.00012968 | 0.00016424 | 0.00013594 | 0.0001079 | 3.247e-05 | 0.00011432 | 3.7501e-05 | 7.819e-05
4484 | 187 | 7 | 0.00011415 | 0.00011079 | 9.074e-05 | 0.00010985 | 0.00012564 | 0.00011151 | 0.00011476 | 3.815e-05 | 0.00017291 | 0.00015057 | 0.00012078 | 0.00012799 | 0.00011489 | 0.00010192 | 1.5304e-05 | 0.00010119 | 1.3583e-05 | 7.819e-05
4485 | 187 | 7 | 0.00011416 | 0.00011156 | 8.706e-05 | 5.502e-05 | 7.444e-05 | 0.00010839 | 0.00011211 | 3.815e-05 | 0.0001388 | 0.00013545 | 0.00011315 | 8.487e-05 | 8.686e-05 | 8.887e-05 | 5.261e-06 | 8.8556e-05 | 0 | 7.819e-05
4486 | 187 | 7 | 0.00011415 | 0.00011254 | 9.762e-05 | 6.101e-05 | 6.33e-05 | 0.00011118 | 0.00011056 | 5.511e-05 | 9.766e-05 | 0.00011405 | 0.00010573 | 8.66e-05 | 8.721e-05 | 8.785e-05 | 2.1884e-06 | 7.2854e-05 | 0 | 7.819e-05
4487 | 187 | 7 | 0.00011416 | 0.00011842 | 9.039e-05 | 6.258e-05 | 7.391e-05 | 0.00010746 | 0.00010653 | 5.935e-05 | 8.996e-05 | 9.913e-05 | 9.987e-05 | 7.714e-05 | 7.175e-05 | 6.653e-05 | 2.5348e-06 | 7.6664e-05 | 0 | 7.819e-05
4488 | 187 | 7 | 0.00011415 | 0.0001112 | 0.00010275 | 5.606e-05 | 6.383e-05 | 0.00010054 | 9.895e-05 | 6.994e-05 | 7.996e-05 | 8.598e-05 | 9.054e-05 | 6.26e-05 | 6.063e-05 | 5.882e-05 | 8.6202e-06 | 6.3846e-05 | 0 | 7.819e-05
4489 | 188 | 7 | 0.00011416 | 0.00011139 | 0.0001241 | 6.23e-05 | 4.314e-05 | 9.624e-05 | 9.335e-05 | 9.325e-05 | 6.642e-05 | 7.383e-05 | 8.11e-05 | 6.793e-05 | 6.048e-05 | 5.334e-05 | 2.3179e-05 | 5.8381e-05 | 0 | 7.741e-05
4490 | 188 | 7 | 0.00011415 | 0.00010613 | 0.00011703 | 6.114e-05 | 4.659e-05 | 9.419e-05 | 9.086e-05 | 7.63e-05 | 6.796e-05 | 6.615e-05 | 7.197e-05 | 3.597e-05 | 4.628e-05 | 5.672e-05 | 4.0391e-05 | 6.7791e-05 | 0 | 7.741e-05
4491 | 188 | 7 | 0.00011416 | 0.00010919 | 0.00012241 | 5.591e-05 | 4.116e-05 | 9.233e-05 | 8.968e-05 | 8.689e-05 | 4.292e-05 | 5.736e-05 | 6.551e-05 | 2.247e-05 | 4.178e-05 | 6.111e-05 | 5.1211e-05 | 8.0627e-05 | 0 | 7.741e-05
4492 | 188 | 7 | 0.00011415 | 0.00010614 | 0.00011439 | 5.762e-05 | 4.539e-05 | 9.294e-05 | 9.018e-05 | 7.418e-05 | 2.757e-05 | 4.968e-05 | 6.184e-05 | 2.198e-05 | 5.1e-05 | 7.99e-05 | 6.1223e-05 | 8.5146e-05 | 0 | 7.741e-05
4493 | 188 | 7 | 0.00011416 | 0.00010412 | 0.00011451 | 5.866e-05 | 4.188e-05 | 9.509e-05 | 9.106e-05 | 5.723e-05 | 2.368e-05 | 4.832e-05 | 6.43e-05 | 2.395e-05 | 5.884e-05 | 9.352e-05 | 6.6574e-05 | 0.00010397 | 9.6891e-06 | 7.741e-05
4494 | 188 | 7 | 0.00011415 | 0.00010477 | 0.00011097 | 0.00010765 | 8.267e-05 | 0.00010301 | 9.838e-05 | 2.544e-05 | 2.382e-05 | 5.208e-05 | 7.084e-05 | 3.01e-05 | 6.851e-05 | 0.00010662 | 7.1485e-05 | 0.00012275 | 2.7812e-05 | 7.741e-05
4495 | 188 | 7 | 0.00011416 | 0.00010713 | 0.00012987 | 0.00011391 | 7.841e-05 | 0.00011145 | 0.00011173 | 3.179e-05 | 2.862e-05 | 5.911e-05 | 8.049e-05 | 4.614e-05 | 7.898e-05 | 0.00011156 | 7.5654e-05 | 0.0001277 | 0.0001548 | 7.741e-05
4496 | 188 | 7 | 0.00011415 | 0.0001062 | 0.00012105 | 0.00016028 | 0.00011696 | 0.00011982 | 0.00012181 | 0 | 4.214e-05 | 6.802e-05 | 9.041e-05 | 6.832e-05 | 0.00010273 | 0.0001368 | 6.9939e-05 | 0.00012695 | 0.00033251 | 7.741e-05
4497 | 188 | 7 | 0.00011416 | 0.00010918 | 0.00012302 | 0.00015644 | 0.00011985 | 0.00012401 | 0.00012607 | 0 | 6.219e-05 | 8.272e-05 | 0.00010423 | 9.968e-05 | 0.00013873 | 0.00017725 | 4.9305e-05 | 0.0001204 | 0.00043558 | 7.741e-05
4498 | 188 | 7 | 0.00011415 | 0.00010907 | 0.00010933 | 0.00015667 | 0.0001189 | 0.00012447 | 0.00012653 | 0 | 9.091e-05 | 0.00010661 | 0.0001244 | 0.00012855 | 0.00015603 | 0.00018307 | 4.7406e-05 | 0.00011584 | 0.00030117 | 7.741e-05
4499 | 188 | 7 | 0.00011416 | 0.0001093 | 0.00012732 | 0.00016097 | 0.00011779 | 0.00012661 | 0.0001265 | 0 | 0.00011956 | 0.00013043 | 0.00014275 | 0.0001362 | 0.00015813 | 0.00017968 | 4.2401e-05 | 0.00011144 | 8.8339e-05 | 7.741e-05
4500 | 188 | 7 | 0.00011415 | 0.00011299 | 0.00011506 | 0.000162 | 0.00011607 | 0.00012529 | 0.00012466 | 0 | 0.00013187 | 0.00014605 | 0.00015693 | 0.00013622 | 0.00015458 | 0.00017262 | 2.5655e-05 | 0.00011055 | 0.00015293 | 7.741e-05
4501 | 188 | 7 | 0.00011416 | 0.00010395 | 0.00011017 | 0.00016283 | 0.00012318 | 0.00012361 | 0.00012532 | 0 | 0.0001351 | 0.00015245 | 0.00016609 | 0.00013004 | 0.00014939 | 0.00016842 | 2.5379e-05 | 9.7595e-05 | 0.00024184 | 7.741e-05
4502 | 188 | 7 | 0.00011415 | 0.00010637 | 0.00011164 | 0.00015978 | 0.00012203 | 0.00012188 | 0.00012461 | 0 | 0.00013125 | 0.00015251 | 0.00017062 | 0.00011145 | 0.00013593 | 0.00016008 | 3.5959e-05 | 8.4821e-05 | 0.00056096 | 7.741e-05
4503 | 188 | 7 | 0.00011416 | 0.00011335 | 0.00012619 | 0.00016182 | 0.000119 | 0.00012079 | 0.00012372 | 0 | 0.00011598 | 0.00014632 | 0.00016995 | 0.00012613 | 0.00013926 | 0.00015218 | 5.4322e-05 | 8.9301e-05 | 0.00017712 | 7.741e-05
4504 | 188 | 7 | 0.00011415 | 0.00010858 | 0.00012682 | 0.00016734 | 0.000122 | 0.00012045 | 0.00012356 | 0 | 0.00012433 | 0.00014204 | 0.00016595 | 0.00013255 | 0.00012078 | 0.00010918 | 7.9756e-05 | 0.00010833 | 0.00031404 | 7.741e-05
4505 | 188 | 7 | 0.00011416 | 0.00011316 | 0.00012889 | 0.00015773 | 0.00011644 | 0.00012013 | 0.00012469 | 0 | 0.00013048 | 0.00013343 | 0.0001521 | 0.00013873 | 0.00012261 | 0.00010671 | 0.0001225 | 0.00013323 | 0.00012143 | 7.741e-05
4506 | 188 | 7 | 0.00011415 | 0.00010538 | 0.0001201 | 0.00015911 | 0.00012342 | 0.00011871 | 0.00012037 | 0 | 0.00013663 | 0.00012736 | 0.00013872 | 0.0001388 | 0.00012771 | 0.00011675 | 0.00017607 | 0.00015745 | 0.00014261 | 7.741e-05
4507 | 188 | 7 | 0.00011416 | 0.0001032 | 0.00011617 | 0.00011333 | 8.018e-05 | 0.00011407 | 0.00011731 | 0 | 0.00013822 | 0.0001261 | 0.00012948 | 0.00013922 | 0.00012252 | 0.00010605 | 0.0001939 | 0.00018031 | 4.8064e-05 | 7.741e-05
4508 | 188 | 7 | 0.00011415 | 0.0001127 | 0.00011565 | 0.00011428 | 8.029e-05 | 0.00010986 | 0.00011458 | 0 | 0.000139 | 0.00012475 | 0.00012024 | 0.00014186 | 0.00012134 | 0.0001011 | 0.00019219 | 0.00018408 | 0 | 7.741e-05
4509 | 188 | 7 | 0.00011416 | 0.00010984 | 0.00011075 | 6.154e-05 | 4.124e-05 | 0.00010717 | 0.00011141 | 1.696e-05 | 0.00014125 | 0.00012321 | 0.00011249 | 8.422e-05 | 8.61e-05 | 8.81e-05 | 0.00019803 | 0.00017664 | 0 | 7.741e-05
4510 | 188 | 7 | 0.00011415 | 0.00010757 | 0.00011373 | 5.518e-05 | 3.992e-05 | 0.00011106 | 0.00011051 | 3.604e-05 | 9.671e-05 | 0.00010942 | 0.00010496 | 8.725e-05 | 8.778e-05 | 8.843e-05 | 0.00020321 | 0.00016684 | 0 | 7.741e-05
4511 | 188 | 7 | 0.00011416 | 0.00010364 | 0.00011188 | 5.312e-05 | 4.514e-05 | 0.00010805 | 0.00010588 | 5.935e-05 | 9.057e-05 | 9.793e-05 | 9.934e-05 | 8.501e-05 | 7.605e-05 | 6.737e-05 | 0.00020257 | 0.00016377 | 0 | 7.741e-05
4512 | 188 | 7 | 0.00011415 | 0.00010593 | 0.0001159 | 6.182e-05 | 4.615e-05 | 0.00010097 | 9.827e-05 | 6.359e-05 | 8.644e-05 | 8.737e-05 | 9.033e-05 | 7.899e-05 | 6.877e-05 | 5.887e-05 | 0.00020232 | 0.00017503 | 0 | 7.741e-05
4513 | 189 | 7 | 0.00011416 | 0.0001168 | 0.0001033 | 6.254e-05 | 1.46e-05 | 9.586e-05 | 9.283e-05 | 9.537e-05 | 8.041e-05 | 7.829e-05 | 8.106e-05 | 6.791e-05 | 6.047e-05 | 5.333e-05 | 0.00019494 | 0.00016793 | 0 | 8.73e-05
4514 | 189 | 7 | 0.00011415 | 0.00011242 | 0.00012198 | 5.388e-05 | 1.511e-05 | 9.245e-05 | 8.993e-05 | 9.537e-05 | 7.082e-05 | 6.973e-05 | 7.203e-05 | 3.597e-05 | 4.628e-05 | 5.672e-05 | 0.00019764 | 0.00016328 | 0 | 8.73e-05
4515 | 189 | 7 | 0.00011416 | 0.00012064 | 0.00010529 | 5.225e-05 | 1.352e-05 | 9.111e-05 | 8.897e-05 | 0.00011445 | 4.389e-05 | 5.926e-05 | 6.563e-05 | 2.253e-05 | 4.189e-05 | 6.128e-05 | 0.00019085 | 0.00017906 | 0 | 8.73e-05
4516 | 189 | 7 | 0.00011415 | 0.00011672 | 0.00011492 | 5.802e-05 | 1.423e-05 | 9.232e-05 | 8.885e-05 | 0.00011232 | 2.795e-05 | 5.05e-05 | 6.199e-05 | 2.194e-05 | 5.09e-05 | 7.974e-05 | 0.00019252 | 0.00018894 | 0 | 8.73e-05
4517 | 189 | 7 | 0.00011416 | 0.00011707 | 0.00010737 | 5.994e-05 | 1.391e-05 | 9.467e-05 | 8.967e-05 | 8.054e-05 | 2.365e-05 | 4.86e-05 | 6.436e-05 | 2.414e-05 | 5.932e-05 | 9.428e-05 | 0.00019767 | 0.00018996 | 0 | 8.73e-05
4518 | 189 | 7 | 0.00011415 | 0.00011673 | 0.0001246 | 0.00011018 | 2.751e-05 | 0.00010249 | 9.716e-05 | 2.332e-05 | 2.397e-05 | 5.232e-05 | 7.104e-05 | 3.043e-05 | 6.927e-05 | 0.0001078 | 0.0001928 | 0.00019021 | 4.0131e-06 | 8.73e-05
4519 | 189 | 7 | 0.00011416 | 0.00011107 | 0.000122 | 0.0001148 | 2.691e-05 | 0.00011239 | 0.00011072 | 6.36e-06 | 2.891e-05 | 5.953e-05 | 8.091e-05 | 4.647e-05 | 7.955e-05 | 0.00011237 | 0.00019719 | 0.00019012 | 5.5301e-05 | 8.73e-05
4520 | 189 | 7 | 0.00011415 | 0.00011246 | 0.00010601 | 0.00016448 | 4.089e-05 | 0.00012014 | 0.00012066 | 0 | 4.246e-05 | 6.856e-05 | 9.098e-05 | 6.882e-05 | 0.00010349 | 0.0001378 | 0.00020813 | 0.00018962 | 6.3581e-05 | 8.73e-05
4521 | 189 | 7 | 0.00011416 | 0.00011914 | 0.00012548 | 0.00016112 | 4.179e-05 | 0.00012435 | 0.00012482 | 0 | 6.265e-05 | 8.336e-05 | 0.00010496 | 9.99e-05 | 0.00013904 | 0.00017765 | 0.00020723 | 0.00018892 | 0.00010482 | 8.73e-05
4522 | 189 | 7 | 0.00011415 | 0.00011956 | 0.00010313 | 0.00016052 | 4.223e-05 | 0.00012469 | 0.00012495 | 0 | 9.118e-05 | 0.00010715 | 0.00012512 | 0.00012738 | 0.0001546 | 0.0001814 | 0.00020347 | 0.00018958 | 6.8273e-05 | 8.73e-05
4523 | 189 | 7 | 0.00011416 | 0.00011196 | 0.00011543 | 0.00015721 | 4.096e-05 | 0.00012682 | 0.00012506 | 0 | 0.00011871 | 0.00013024 | 0.00014297 | 0.00013637 | 0.00015832 | 0.0001799 | 0.00020007 | 0.00018972 | 7.6664e-05 | 8.73e-05
4524 | 189 | 7 | 0.00011415 | 0.00011769 | 0.00012019 | 0.00015651 | 3.996e-05 | 0.00012579 | 0.00012417 | 0 | 0.00013185 | 0.00014579 | 0.00015705 | 0.00013709 | 0.00015556 | 0.00017372 | 0.00019661 | 0.00018951 | 0.00015554 | 8.73e-05
4525 | 189 | 7 | 0.00011416 | 0.00010966 | 0.00012186 | 0.00016183 | 4.227e-05 | 0.00012469 | 0.00012576 | 0 | 0.00013575 | 0.00015264 | 0.00016634 | 0.00012974 | 0.00014904 | 0.00016803 | 0.00019371 | 0.00018707 | 0.00018481 | 8.73e-05
4526 | 189 | 7 | 0.00011415 | 0.00011393 | 0.00012032 | 0.00016059 | 4.238e-05 | 0.00012399 | 0.00012646 | 0 | 0.00013113 | 0.00015264 | 0.00017069 | 0.00011103 | 0.00013541 | 0.00015946 | 0.00020063 | 0.00018375 | 0.00011049 | 8.73e-05
4527 | 189 | 7 | 0.00011416 | 0.00011153 | 0.0001138 | 0.00016304 | 4.164e-05 | 0.00012127 | 0.00012594 | 0 | 0.00011564 | 0.00014618 | 0.00016984 | 0.00012764 | 0.00014092 | 0.000154 | 0.00019777 | 0.00018088 | 0.00016468 | 8.73e-05
4528 | 189 | 7 | 0.00011415 | 0.00011943 | 0.00010763 | 0.00016675 | 4.059e-05 | 0.00011987 | 0.00012595 | 0 | 0.00012544 | 0.00014248 | 0.00016627 | 0.0001337 | 0.00012183 | 0.00011013 | 0.00019564 | 0.00017469 | 7.8658e-05 | 8.73e-05
4529 | 189 | 7 | 0.00011416 | 0.00011101 | 0.0001031 | 0.00016401 | 3.992e-05 | 0.00012155 | 0.00012681 | 0 | 0.00013158 | 0.00013427 | 0.00015261 | 0.00013859 | 0.00012248 | 0.0001066 | 0.00018663 | 0.00016557 | 0.00026041 | 8.73e-05
4530 | 189 | 7 | 0.00011415 | 0.00011552 | 0.00011562 | 0.00016095 | 4.089e-05 | 0.00012064 | 0.00012329 | 0 | 0.00013675 | 0.00012793 | 0.00013915 | 0.00014138 | 0.00013009 | 0.00011893 | 0.00018256 | 0.00016502 | 0.00013422 | 8.73e-05
4531 | 189 | 7 | 0.00011416 | 0.0001131 | 0.00010871 | 0.00010507 | 2.838e-05 | 0.00011638 | 0.00012019 | 0 | 0.0001403 | 0.00012723 | 0.00013034 | 0.00014036 | 0.00012353 | 0.00010692 | 0.00017822 | 0.00016843 | 5.1288e-05 | 8.73e-05
4532 | 189 | 7 | 0.00011415 | 0.00011112 | 0.00012262 | 0.00010452 | 2.906e-05 | 0.00011252 | 0.00011739 | 0 | 0.00014029 | 0.000126 | 0.0001212 | 0.00014241 | 0.00012181 | 0.00010149 | 0.0001642 | 0.00017188 | 1.2701e-05 | 8.73e-05
4533 | 189 | 7 | 0.00011416 | 0.00011586 | 0.00012136 | 6.251e-05 | 1.573e-05 | 0.00010929 | 0.00011376 | 0 | 0.00014197 | 0.0001242 | 0.00011335 | 8.426e-05 | 8.615e-05 | 8.814e-05 | 0.00015929 | 0.00017694 | 0 | 8.73e-05
4534 | 189 | 7 | 0.00011415 | 0.000121 | 0.00010437 | 5.501e-05 | 1.455e-05 | 0.00011226 | 0.00011249 | 6.37e-06 | 9.693e-05 | 0.00010998 | 0.00010566 | 8.684e-05 | 8.737e-05 | 8.802e-05 | 0.00016021 | 0.00018186 | 0 | 8.73e-05
4535 | 189 | 7 | 0.00011416 | 0.0001169 | 0.00011347 | 5.973e-05 | 1.379e-05 | 0.00010976 | 0.00010768 | 3.18e-05 | 9.03e-05 | 9.804e-05 | 9.978e-05 | 8.404e-05 | 7.518e-05 | 6.66e-05 | 0.00016386 | 0.00018117 | 0 | 8.73e-05
4536 | 189 | 7 | 0.00011415 | 0.0001171 | 0.00010571 | 6.319e-05 | 1.577e-05 | 0.00010304 | 9.996e-05 | 4.663e-05 | 8.564e-05 | 8.702e-05 | 9.039e-05 | 7.973e-05 | 6.941e-05 | 5.941e-05 | 0.00017812 | 0.00018128 | 0 | 8.73e-05
4537 | 190 | 7 | 0.00011416 | 0.00011599 | 0.00013638 | 6.224e-05 | 6.787e-05 | 9.856e-05 | 9.484e-05 | 5.723e-05 | 8.082e-05 | 7.818e-05 | 8.111e-05 | 5.413e-05 | 5.355e-05 | 5.313e-05 | 0.00019512 | 0.00018338 | 0 | 0.00010153
4538 | 190 | 7 | 0.00011415 | 0.00012252 | 0.00012389 | 5.896e-05 | 7.021e-05 | 9.501e-05 | 9.24e-05 | 7.63e-05 | 6.012e-05 | 6.726e-05 | 7.197e-05 | 1.926e-05 | 3.77e-05 | 5.61e-05 | 0.00018554 | 0.00018189 | 0 | 0.00010153
4539 | 190 | 7 | 0.00011416 | 0.0001201 | 0.0001236 | 5.781e-05 | 7.298e-05 | 9.382e-05 | 9.142e-05 | 8.901e-05 | 2.881e-05 | 5.393e-05 | 6.541e-05 | 1.4e-05 | 3.81e-05 | 6.211e-05 | 0.00017856 | 0.00018006 | 0 | 0.00010153
4540 | 190 | 7 | 0.00011415 | 0.00011761 | 0.0001366 | 5.545e-05 | 6.567e-05 | 9.434e-05 | 9.157e-05 | 8.478e-05 | 1.811e-05 | 4.501e-05 | 6.198e-05 | 1.391e-05 | 4.732e-05 | 8.049e-05 | 0.00016552 | 0.00017928 | 0 | 0.00010153
4541 | 190 | 7 | 0.00011416 | 0.0001226 | 0.00012564 | 5.287e-05 | 7.124e-05 | 9.64e-05 | 9.301e-05 | 6.571e-05 | 1.5e-05 | 4.389e-05 | 6.456e-05 | 1.942e-05 | 5.701e-05 | 9.427e-05 | 0.00015297 | 0.00017831 | 0 | 0.00010153
4542 | 190 | 7 | 0.00011415 | 0.00011895 | 0.00012702 | 0.00010835 | 0.00013247 | 0.00010333 | 0.00010001 | 1.272e-05 | 1.832e-05 | 4.87e-05 | 7.124e-05 | 4.642e-05 | 7.691e-05 | 0.0001071 | 0.00014476 | 0.00017779 | 1.6485e-05 | 0.00010153
4543 | 190 | 7 | 0.00011416 | 0.00011283 | 0.00013076 | 0.00011056 | 0.00012864 | 0.00011268 | 0.00011317 | 0 | 4.01e-05 | 6.021e-05 | 8.096e-05 | 0.00012111 | 0.00011621 | 0.00011132 | 0.0001364 | 0.00017795 | 7.4577e-05 | 0.00010153
4544 | 190 | 7 | 0.00011415 | 0.00012344 | 0.0001291 | 0.00015978 | 0.00019374 | 0.00011949 | 0.00012448 | 0 | 0.00010268 | 8.336e-05 | 9.078e-05 | 0.00021643 | 0.0001761 | 0.00013604 | 0.00013083 | 0.00017826 | 0.00016163 | 0.00010153
4545 | 190 | 7 | 0.00011416 | 0.00011668 | 0.00013972 | 0.00015973 | 0.00019606 | 0.00012245 | 0.00013009 | 0 | 0.00018969 | 0.00012272 | 0.00010434 | 0.00020796 | 0.00019189 | 0.00017574 | 0.00013588 | 0.00017831 | 0.00049368 | 0.00010153
4546 | 190 | 7 | 0.00011415 | 0.00011991 | 0.00013181 | 0.00016715 | 0.00019764 | 0.00012504 | 0.00013184 | 0 | 0.00020166 | 0.00015761 | 0.00012408 | 0.00016575 | 0.00017409 | 0.00018209 | 0.00013962 | 0.0001775 | 0.00038486 | 0.00010153
4547 | 190 | 7 | 0.00011416 | 0.00011595 | 0.00014029 | 0.00015931 | 0.00019762 | 0.00012706 | 0.00013233 | 0 | 0.00017372 | 0.00017163 | 0.00014217 | 0.00016522 | 0.00017219 | 0.00017884 | 0.00015315 | 0.00017791 | 0.00068542 | 0.00010153
4548 | 190 | 7 | 0.00011415 | 0.00012012 | 0.00012409 | 0.00015959 | 0.00019815 | 0.00012334 | 0.00013215 | 0 | 0.00016846 | 0.00017424 | 0.00015616 | 0.00016912 | 0.00017206 | 0.00017474 | 0.00014202 | 0.00017189 | 0.00073613 | 0.00010153
4549 | 190 | 7 | 0.00011416 | 0.00011732 | 0.00013296 | 0.00016602 | 0.00019564 | 0.00012323 | 0.00013221 | 0 | 0.00016915 | 0.00017364 | 0.00016587 | 0.00016025 | 0.00016388 | 0.00016728 | 0.00015638 | 0.00017054 | 0.00071062 | 0.00010153
4550 | 190 | 7 | 0.00011415 | 0.00011474 | 0.00012268 | 0.00015855 | 0.00019065 | 0.00012275 | 0.00013047 | 0 | 0.00016194 | 0.00016994 | 0.00017027 | 0.00017616 | 0.00016827 | 0.00016027 | 0.00016693 | 0.000168 | 0.00057201 | 0.00010153
4551 | 190 | 7 | 0.00011416 | 0.00011803 | 0.00012684 | 0.00015766 | 0.00019241 | 0.00012123 | 0.0001288 | 0 | 0.0001732 | 0.00016827 | 0.00016979 | 0.00018255 | 0.00016783 | 0.00015308 | 0.00017449 | 0.00016598 | 0.0004833 | 0.00010153
4552 | 190 | 7 | 0.00011415 | 0.00011421 | 0.00013666 | 0.00016076 | 0.00020076 | 0.00011941 | 0.00012675 | 0 | 0.00018021 | 0.00016776 | 0.0001661 | 0.00019625 | 0.00015301 | 0.00011016 | 0.00017344 | 0.00016177 | 0.00045576 | 0.00010153
4553 | 190 | 7 | 0.00011416 | 0.00011559 | 0.00012236 | 0.00016158 | 0.00019663 | 0.00011776 | 0.00012582 | 0 | 0.00019247 | 0.00016243 | 0.00015252 | 0.00021198 | 0.00015934 | 0.00010718 | 0.00016053 | 0.00015434 | 0.00028439 | 0.00010153
4554 | 190 | 7 | 0.00011415 | 0.00011895 | 0.00012521 | 0.00015672 | 0.00019424 | 0.00011611 | 0.00012157 | 0 | 0.00020743 | 0.00015984 | 0.00013919 | 0.00020326 | 0.00016024 | 0.00011756 | 0.00014862 | 0.00014735 | 0.00016398 | 0.00010153
4555 | 190 | 7 | 0.00011416 | 0.00012302 | 0.00013183 | 0.00011508 | 0.00012557 | 0.00011262 | 0.00011892 | 0 | 0.00020381 | 0.00015945 | 0.0001301 | 0.00016354 | 0.00013536 | 0.00010744 | 0.00013941 | 0.00013498 | 3.7221e-05 | 0.00010153
4556 | 190 | 7 | 0.00011415 | 0.00012275 | 0.00014438 | 0.0001141 | 0.00013691 | 0.00010814 | 0.00011587 | 0 | 0.00017257 | 0.00015084 | 0.00012107 | 0.00012727 | 0.00011425 | 0.00010135 | 0.0001183 | 0.0001211 | 1.2837e-05 | 0.00010153
4557 | 190 | 7 | 0.00011416 | 0.00011694 | 0.00012416 | 5.421e-05 | 7.546e-05 | 0.00010501 | 0.00011226 | 0 | 0.00013821 | 0.00013526 | 0.00011323 | 8.372e-05 | 8.568e-05 | 8.766e-05 | 9.4582e-05 | 0.00010599 | 0 | 0.00010153
4558 | 190 | 7 | 0.00011415 | 0.00011577 | 0.00013222 | 5.781e-05 | 7.632e-05 | 0.00010942 | 0.00011042 | 0 | 9.663e-05 | 0.00011339 | 0.00010546 | 8.621e-05 | 8.682e-05 | 8.746e-05 | 7.0877e-05 | 9.2237e-05 | 0 | 0.00010153
4559 | 190 | 7 | 0.00011416 | 0.00011737 | 0.00012654 | 6.3e-05 | 6.284e-05 | 0.00010619 | 0.00010641 | 0 | 8.944e-05 | 9.847e-05 | 9.947e-05 | 7.716e-05 | 7.178e-05 | 6.656e-05 | 5.332e-05 | 8.5305e-05 | 0 | 0.00010153
4560 | 190 | 7 | 0.00011415 | 0.00011894 | 0.00013739 | 5.458e-05 | 7.318e-05 | 0.00010029 | 9.98e-05 | 0 | 7.985e-05 | 8.557e-05 | 9.014e-05 | 6.289e-05 | 6.091e-05 | 5.909e-05 | 4.1321e-05 | 8.654e-05 | 0 | 0.00010153
4561 | 191 | 7 | 0.00011416 | 0.00011912 | 0.00013734 | 5.793e-05 | 6.728e-05 | 9.591e-05 | 9.395e-05 | 0 | 6.661e-05 | 7.375e-05 | 8.083e-05 | 5.495e-05 | 5.436e-05 | 5.393e-05 | 4.8708e-05 | 9.4884e-05 | 0 | 0.00010431
4562 | 191 | 7 | 0.00011415 | 0.000121 | 0.00014755 | 5.852e-05 | 6.844e-05 | 9.181e-05 | 9.12e-05 | 0 | 5.787e-05 | 6.397e-05 | 7.191e-05 | 1.93e-05 | 3.777e-05 | 5.621e-05 | 5.2849e-05 | 9.2863e-05 | 0 | 0.00010431
4563 | 191 | 7 | 0.00011416 | 0.00011983 | 0.00012677 | 5.888e-05 | 6.903e-05 | 8.968e-05 | 8.926e-05 | 0 | 2.798e-05 | 5.231e-05 | 6.544e-05 | 1.388e-05 | 3.778e-05 | 6.158e-05 | 5.4317e-05 | 7.4613e-05 | 0 | 0.00010431
4564 | 191 | 7 | 0.00011415 | 0.00011381 | 0.00013286 | 5.958e-05 | 6.946e-05 | 8.697e-05 | 8.831e-05 | 0 | 1.773e-05 | 4.429e-05 | 6.193e-05 | 1.39e-05 | 4.729e-05 | 8.043e-05 | 5.0112e-05 | 6.7967e-05 | 0 | 0.00010431
4565 | 191 | 7 | 0.00011416 | 0.00012165 | 0.00013855 | 5.686e-05 | 7.504e-05 | 8.622e-05 | 8.686e-05 | 0 | 1.499e-05 | 4.356e-05 | 6.452e-05 | 1.924e-05 | 5.647e-05 | 9.338e-05 | 4.5334e-05 | 5.5535e-05 | 7.1098e-06 | 0.00010431
4566 | 191 | 7 | 0.00011415 | 0.00012297 | 0.00014306 | 0.00010631 | 0.00012634 | 8.789e-05 | 8.84e-05 | 0 | 1.817e-05 | 4.837e-05 | 7.102e-05 | 4.599e-05 | 7.619e-05 | 0.00010609 | 4.0029e-05 | 4.669e-05 | 3.3649e-05 | 0.00010431
4567 | 191 | 7 | 0.00011416 | 0.00012048 | 0.00014539 | 0.00011423 | 0.00012588 | 9.247e-05 | 9.396e-05 | 0 | 3.973e-05 | 5.975e-05 | 8.05e-05 | 0.00012235 | 0.00011739 | 0.00011246 | 4.0407e-05 | 3.6699e-05 | 0.00015542 | 0.00010431
4568 | 191 | 7 | 0.00011415 | 0.00011376 | 0.00014152 | 0.00015987 | 0.00019067 | 9.957e-05 | 0.00010106 | 0 | 0.00010357 | 8.343e-05 | 9.06e-05 | 0.00021864 | 0.00017789 | 0.00013743 | 2.9108e-05 | 2.5854e-05 | 0.000336 | 0.00010431
4569 | 191 | 7 | 0.00011416 | 0.00011924 | 0.00013402 | 0.00015938 | 0.00019855 | 0.00010531 | 0.00010715 | 0 | 0.00019157 | 0.00012357 | 0.00010452 | 0.00020707 | 0.00019107 | 0.00017499 | 1.4889e-05 | 2.2636e-05 | 0.00049698 | 0.00010431
4570 | 191 | 7 | 0.00011415 | 0.00011369 | 0.00013299 | 0.00016676 | 0.00018935 | 0.00010663 | 0.00010941 | 0 | 0.00020135 | 0.00015806 | 0.00012414 | 0.00016565 | 0.00017398 | 0.00018198 | 1.6256e-05 | 2.3464e-05 | 0.00062118 | 0.00010431
4571 | 191 | 7 | 0.00011416 | 0.00011947 | 0.0001413 | 0.00015932 | 0.00019851 | 0.00010775 | 0.00010927 | 0 | 0.00017365 | 0.00017173 | 0.00014225 | 0.00016537 | 0.00017234 | 0.000179 | 2.3367e-05 | 2.4991e-05 | 0.00069722 | 0.00010431
4572 | 191 | 7 | 0.00011415 | 0.00011254 | 0.00014713 | 0.00016125 | 0.00019303 | 0.0001059 | 0.00010842 | 0 | 0.00016856 | 0.00017428 | 0.0001563 | 0.00016856 | 0.00017148 | 0.00017416 | 2.5118e-05 | 2.897e-05 | 0.00072472 | 0.00010431
4573 | 191 | 7 | 0.00011416 | 0.0001197 | 0.00012923 | 0.00016166 | 0.00020023 | 0.00010331 | 0.000107 | 0 | 0.0001687 | 0.00017346 | 0.00016583 | 0.00015998 | 0.00016361 | 0.000167 | 2.6544e-05 | 2.7545e-05 | 0.00071607 | 0.00010431
4574 | 191 | 7 | 0.00011415 | 0.00011789 | 0.00013308 | 0.00016106 | 0.0001971 | 0.00010166 | 0.00010635 | 0 | 0.00016165 | 0.00016966 | 0.00017012 | 0.00017519 | 0.00016734 | 0.00015939 | 2.4883e-05 | 2.7559e-05 | 0.00067891 | 0.00010431
4575 | 191 | 7 | 0.00011416 | 0.00011234 | 0.00012554 | 0.00016745 | 0.00018933 | 0.00010003 | 0.00010692 | 0 | 0.00017238 | 0.00016773 | 0.00016945 | 0.00018275 | 0.00016801 | 0.00015325 | 1.8623e-05 | 2.7066e-05 | 0.00060171 | 0.00010431
4576 | 191 | 7 | 0.00011415 | 0.0001202 | 0.00013454 | 0.0001561 | 0.00019251 | 0.00010044 | 0.00010808 | 0 | 0.00018019 | 0.00016742 | 0.0001658 | 0.00019723 | 0.00015378 | 0.00011072 | 1.2162e-05 | 2.8933e-05 | 0.000493 | 0.00010431
4577 | 191 | 7 | 0.00011416 | 0.00011457 | 0.00012988 | 0.00016365 | 0.00019646 | 0.00010092 | 0.00010899 | 0 | 0.00019321 | 0.00016256 | 0.00015239 | 0.00021081 | 0.00015846 | 0.00010659 | 1.035e-05 | 3.0638e-05 | 0.00034478 | 0.00010431
4578 | 191 | 7 | 0.00011415 | 0.00012351 | 0.00014375 | 0.00016711 | 0.0001999 | 0.00010281 | 0.0001087 | 0 | 0.00020666 | 0.00015973 | 0.000139 | 0.00020387 | 0.00016071 | 0.00011791 | 8.7754e-06 | 2.9112e-05 | 0.00016773 | 0.00010431
4579 | 191 | 7 | 0.00011416 | 0.0001229 | 0.00013168 | 0.00010745 | 0.0001299 | 0.0001011 | 0.00010612 | 0 | 0.00020415 | 0.00015946 | 0.00013004 | 0.00016319 | 0.00013508 | 0.00010721 | 7.6827e-06 | 2.5071e-05 | 3.4709e-05 | 0.00010431
4580 | 191 | 7 | 0.00011415 | 0.00011888 | 0.00013047 | 0.00011108 | 0.00013425 | 9.835e-05 | 0.00010451 | 0 | 0.00017235 | 0.00015079 | 0.00012102 | 0.00012879 | 0.00011561 | 0.00010256 | 1.0471e-05 | 2.2047e-05 | 1.2404e-05 | 0.00010431
4581 | 191 | 7 | 0.00011416 | 0.00011362 | 0.00012697 | 5.494e-05 | 6.32e-05 | 9.632e-05 | 0.00010228 | 0 | 0.00013934 | 0.0001357 | 0.00011347 | 8.446e-05 | 8.644e-05 | 8.844e-05 | 2.348e-05 | 2.0495e-05 | 0 | 0.00010431
4582 | 191 | 7 | 0.00011415 | 0.0001154 | 0.00014414 | 5.736e-05 | 6.92e-05 | 0.00010083 | 0.00010362 | 0 | 9.744e-05 | 0.00011408 | 0.00010585 | 8.737e-05 | 8.798e-05 | 8.864e-05 | 4.8363e-05 | 2.0863e-05 | 0 | 0.00010431
4583 | 191 | 7 | 0.00011416 | 0.00011317 | 0.00014457 | 5.4e-05 | 6.7e-05 | 9.915e-05 | 9.92e-05 | 0 | 9.052e-05 | 9.938e-05 | 0.00010011 | 7.737e-05 | 7.197e-05 | 6.674e-05 | 7.7438e-05 | 2.3586e-05 | 0 | 0.00010431
4584 | 191 | 7 | 0.00011415 | 0.00011283 | 0.00012737 | 5.758e-05 | 7.478e-05 | 9.379e-05 | 9.348e-05 | 0 | 8.025e-05 | 8.628e-05 | 9.075e-05 | 6.311e-05 | 6.113e-05 | 5.93e-05 | 0.0001053 | 2.6285e-05 | 0 | 0.00010431
4585 | 192 | 7 | 0.00011416 | 0.00010939 | 0.00010168 | 5.352e-05 | 6.574e-05 | 9.048e-05 | 8.912e-05 | 0 | 6.689e-05 | 7.421e-05 | 8.139e-05 | 5.407e-05 | 5.35e-05 | 5.308e-05 | 0.00010127 | 4.3483e-05 | 0 | 9.173e-05
4586 | 192 | 7 | 0.00011415 | 0.00011113 | 0.00012007 | 5.216e-05 | 6.454e-05 | 8.713e-05 | 8.641e-05 | 0 | 5.726e-05 | 6.389e-05 | 7.215e-05 | 1.92e-05 | 3.757e-05 | 5.591e-05 | 0.00010081 | 6.3327e-05 | 0 | 9.173e-05
4587 | 192 | 7 | 0.00011416 | 0.00011461 | 0.00010444 | 5.601e-05 | 7.299e-05 | 8.405e-05 | 8.488e-05 | 0 | 2.779e-05 | 5.205e-05 | 6.548e-05 | 1.398e-05 | 3.805e-05 | 6.202e-05 | 0.00010552 | 7.6591e-05 | 0 | 9.173e-05
4588 | 192 | 7 | 0.00011415 | 0.00010568 | 0.00010125 | 5.397e-05 | 6.523e-05 | 8.464e-05 | 8.41e-05 | 0 | 1.775e-05 | 4.419e-05 | 6.196e-05 | 1.396e-05 | 4.748e-05 | 8.076e-05 | 0.00010622 | 8.3206e-05 | 0 | 9.173e-05
4589 | 192 | 7 | 0.00011416 | 0.00011456 | 0.00010499 | 6.295e-05 | 7.398e-05 | 8.376e-05 | 8.218e-05 | 0 | 1.503e-05 | 4.362e-05 | 6.457e-05 | 1.92e-05 | 5.637e-05 | 9.32e-05 | 0.0001035 | 8.4677e-05 | 3.6567e-06 | 9.173e-05
4590 | 192 | 7 | 0.00011415 | 0.0001066 | 0.00011196 | 0.00010717 | 0.00012577 | 8.35e-05 | 8.194e-05 | 0 | 1.816e-05 | 4.841e-05 | 7.101e-05 | 4.599e-05 | 7.619e-05 | 0.00010609 | 9.5486e-05 | 8.1734e-05 | 2.4884e-05 | 9.173e-05
4591 | 192 | 7 | 0.00011416 | 0.00011128 | 0.00011494 | 0.00011285 | 0.00013659 | 8.674e-05 | 8.456e-05 | 0 | 3.973e-05 | 5.976e-05 | 8.052e-05 | 0.00012219 | 0.00011724 | 0.00011231 | 8.3922e-05 | 6.5889e-05 | 0.0001019 | 9.173e-05
4592 | 192 | 7 | 0.00011415 | 0.00010968 | 0.00011766 | 0.00016361 | 0.00018828 | 9.085e-05 | 8.988e-05 | 0 | 0.00010344 | 8.338e-05 | 9.06e-05 | 0.00021737 | 0.00017687 | 0.00013663 | 7.4531e-05 | 5.2403e-05 | 0.00022806 | 9.173e-05
4593 | 192 | 7 | 0.00011416 | 0.00011087 | 0.00011178 | 0.00016151 | 0.00018966 | 9.587e-05 | 9.464e-05 | 0 | 0.00019056 | 0.00012315 | 0.00010433 | 0.00020726 | 0.00019125 | 0.00017515 | 4.2724e-05 | 5.779e-05 | 0.00044676 | 9.173e-05
4594 | 192 | 7 | 0.00011415 | 0.00011054 | 0.00011033 | 0.00016473 | 0.00019742 | 9.824e-05 | 9.817e-05 | 0 | 0.0002013 | 0.00015775 | 0.00012399 | 0.00016519 | 0.0001735 | 0.00018148 | 2.1451e-05 | 6.0751e-05 | 0.00044773 | 9.173e-05
4595 | 192 | 7 | 0.00011416 | 0.00011216 | 0.0001071 | 0.000164 | 0.00019992 | 0.00010008 | 9.977e-05 | 0 | 0.00017325 | 0.0001714 | 0.000142 | 0.00016554 | 0.00017252 | 0.00017919 | 1.4564e-05 | 6.6844e-05 | 0.00066698 | 9.173e-05
4596 | 192 | 7 | 0.00011415 | 0.00011211 | 0.0001163 | 0.000163 | 0.00018869 | 0.00010007 | 0.00010063 | 0 | 0.00016861 | 0.00017413 | 0.00015612 | 0.00016875 | 0.00017168 | 0.00017435 | 9.4079e-06 | 4.7771e-05 | 0.00069142 | 9.173e-05
4597 | 192 | 7 | 0.00011416 | 0.00011065 | 0.00010895 | 0.00016589 | 0.00018877 | 9.718e-05 | 9.968e-05 | 0 | 0.00016886 | 0.00017348 | 0.00016574 | 0.00015979 | 0.00016342 | 0.0001668 | 1.0382e-05 | 4.5121e-05 | 0.00068872 | 9.173e-05
4598 | 192 | 7 | 0.00011415 | 0.00010881 | 0.0001106 | 0.00016297 | 0.00019792 | 9.452e-05 | 9.865e-05 | 0 | 0.00016153 | 0.00016965 | 0.00017004 | 0.0001782 | 0.00017022 | 0.00016213 | 1.2055e-05 | 4.1653e-05 | 0.00065554 | 9.173e-05
4599 | 192 | 7 | 0.00011416 | 0.00011341 | 0.00011327 | 0.00015653 | 0.00019088 | 9.407e-05 | 9.867e-05 | 0 | 0.00017471 | 0.00016875 | 0.00017 | 0.00018124 | 0.00016662 | 0.00015198 | 1.7074e-05 | 4.0419e-05 | 0.00058771 | 9.173e-05
4600 | 192 | 7 | 0.00011415 | 0.00010539 | 0.00010218 | 0.00016532 | 0.00019436 | 9.376e-05 | 0.00010083 | 0 | 0.00017946 | 0.00016785 | 0.00016608 | 0.00019664 | 0.00015332 | 0.00011038 | 2.95e-05 | 4.0345e-05 | 0.00047588 | 9.173e-05
4601 | 192 | 7 | 0.00011416 | 0.00010635 | 0.00011959 | 0.0001604 | 0.00019387 | 9.538e-05 | 0.00010507 | 0 | 0.00019267 | 0.00016247 | 0.00015256 | 0.00021108 | 0.00015867 | 0.00010672 | 5.7212e-05 | 4.0725e-05 | 0.0003356 | 9.173e-05
4602 | 192 | 7 | 0.00011415 | 0.00010689 | 0.00010774 | 0.00015979 | 0.0001876 | 9.747e-05 | 0.00010712 | 0 | 0.00020677 | 0.00015961 | 0.00013914 | 0.00020252 | 0.00015965 | 0.00011713 | 9.1733e-05 | 3.5703e-05 | 0.00016536 | 9.173e-05
4603 | 192 | 7 | 0.00011416 | 0.00010913 | 0.00011551 | 0.00011528 | 0.00012872 | 9.858e-05 | 0.00010698 | 0 | 0.00020309 | 0.00015903 | 0.00012996 | 0.00016318 | 0.00013507 | 0.0001072 | 0.00010497 | 3.1879e-05 | 5.5521e-05 | 9.173e-05
4604 | 192 | 7 | 0.00011415 | 0.0001098 | 0.00011946 | 0.00011194 | 0.00012526 | 9.849e-05 | 0.00010641 | 0 | 0.00017214 | 0.00015042 | 0.00012083 | 0.00012895 | 0.00011576 | 0.00010269 | 0.00010062 | 3.6654e-05 | 8.3231e-06 | 9.173e-05
4605 | 192 | 7 | 0.00011416 | 0.00010703 | 0.00010889 | 6.006e-05 | 6.735e-05 | 9.83e-05 | 0.00010499 | 0 | 0.00013941 | 0.00013554 | 0.00011333 | 8.407e-05 | 8.603e-05 | 8.802e-05 | 0.00010081 | 4.8978e-05 | 0 | 9.173e-05
4606 | 192 | 7 | 0.00011415 | 0.00010901 | 0.0001063 | 5.241e-05 | 6.238e-05 | 0.00010283 | 0.00010669 | 0 | 9.712e-05 | 0.0001139 | 0.00010565 | 8.726e-05 | 8.788e-05 | 8.853e-05 | 8.9877e-05 | 4.9504e-05 | 0 | 9.173e-05
4607 | 192 | 7 | 0.00011416 | 0.00011342 | 0.00010919 | 5.521e-05 | 7.434e-05 | 9.921e-05 | 0.00010298 | 0 | 9.039e-05 | 9.92e-05 | 9.992e-05 | 7.815e-05 | 7.27e-05 | 6.741e-05 | 8.2369e-05 | 5.1661e-05 | 0 | 9.173e-05
4608 | 192 | 7 | 0.00011415 | 0.00011294 | 0.00011566 | 5.979e-05 | 6.958e-05 | 9.323e-05 | 9.686e-05 | 0 | 8.083e-05 | 8.643e-05 | 9.077e-05 | 6.287e-05 | 6.089e-05 | 5.907e-05 | 6.7175e-05 | 4.6421e-05 | 0 | 9.173e-05
4609 | 193 | 7 | 0.00011416 | 0.0001175 | 0.00012095 | 5.946e-05 | 6.582e-05 | 8.96e-05 | 9.198e-05 | 0 | 6.68e-05 | 7.431e-05 | 8.139e-05 | 5.459e-05 | 5.401e-05 | 5.358e-05 | 7.3918e-05 | 3.9683e-05 | 0 | 9.008e-05
4610 | 193 | 7 | 0.00011415 | 0.00010945 | 0.00013091 | 6.241e-05 | 6.621e-05 | 8.677e-05 | 8.969e-05 | 0 | 5.766e-05 | 6.412e-05 | 7.228e-05 | 1.917e-05 | 3.752e-05 | 5.584e-05 | 6.7708e-05 | 4.3915e-05 | 0 | 9.008e-05
4611 | 193 | 7 | 0.00011416 | 0.00010949 | 0.00013626 | 5.988e-05 | 7.567e-05 | 8.604e-05 | 8.907e-05 | 0 | 2.785e-05 | 5.221e-05 | 6.56e-05 | 1.389e-05 | 3.778e-05 | 6.159e-05 | 7.9947e-05 | 5.0388e-05 | 0 | 9.008e-05
4612 | 193 | 7 | 0.00011415 | 0.0001133 | 0.0001266 | 5.389e-05 | 6.7e-05 | 8.693e-05 | 8.936e-05 | 0 | 1.769e-05 | 4.418e-05 | 6.197e-05 | 1.382e-05 | 4.701e-05 | 7.996e-05 | 8.2657e-05 | 5.6618e-05 | 0 | 9.008e-05
4613 | 193 | 7 | 0.00011416 | 0.00011812 | 0.00012457 | 5.825e-05 | 7.479e-05 | 8.966e-05 | 9.082e-05 | 0 | 1.491e-05 | 4.34e-05 | 6.437e-05 | 1.938e-05 | 5.688e-05 | 9.406e-05 | 9.3612e-05 | 5.4867e-05 | 0 | 9.008e-05
4614 | 193 | 7 | 0.00011415 | 0.00012089 | 0.00012082 | 0.00011062 | 0.00013665 | 9.668e-05 | 9.846e-05 | 0 | 1.827e-05 | 4.84e-05 | 7.1e-05 | 4.671e-05 | 7.739e-05 | 0.00010776 | 0.00010529 | 4.9119e-05 | 9.1206e-06 | 9.008e-05
4615 | 193 | 7 | 0.00011416 | 0.00011499 | 0.00012669 | 0.00011114 | 0.00012496 | 0.00010627 | 0.00011206 | 0 | 4.031e-05 | 6.025e-05 | 8.087e-05 | 0.0001225 | 0.00011754 | 0.00011259 | 9.8436e-05 | 4.9988e-05 | 2.2967e-05 | 9.008e-05
4616 | 193 | 7 | 0.00011415 | 0.00012035 | 0.00013546 | 0.00015701 | 0.00019511 | 0.0001142 | 0.00012356 | 0 | 0.0001038 | 8.393e-05 | 9.1e-05 | 0.00021582 | 0.0001756 | 0.00013565 | 7.9089e-05 | 6.1565e-05 | 0.00011355 | 9.008e-05
4617 | 193 | 7 | 0.00011416 | 0.00011507 | 0.00011578 | 0.0001674 | 0.00019434 | 0.00011809 | 0.00012861 | 0 | 0.00018944 | 0.00012305 | 0.00010451 | 0.00020868 | 0.00019255 | 0.00017635 | 6.75e-05 | 8.6303e-05 | 0.00025493 | 9.008e-05
4618 | 193 | 7 | 0.00011415 | 0.00011869 | 0.00012612 | 0.00016217 | 0.00018804 | 0.00012091 | 0.00012998 | 0 | 0.0002022 | 0.00015797 | 0.00012441 | 0.00016425 | 0.00017251 | 0.00018045 | 7.01e-05 | 0.00010788 | 0.00023771 | 9.008e-05
4619 | 193 | 7 | 0.00011416 | 0.00012094 | 0.00012339 | 0.00016058 | 0.00019973 | 0.00012326 | 0.00013121 | 0 | 0.00017266 | 0.00017131 | 0.00014211 | 0.00016515 | 0.00017211 | 0.00017876 | 7.695e-05 | 0.00012948 | 0.00019495 | 9.008e-05
4620 | 193 | 7 | 0.00011415 | 0.00011023 | 0.0001237 | 0.00015967 | 0.00019211 | 0.00012196 | 0.00012992 | 0 | 0.0001682 | 0.00017382 | 0.00015603 | 0.00016982 | 0.00017277 | 0.00017546 | 6.7268e-05 | 0.00013531 | 0.00017752 | 9.008e-05
4621 | 193 | 7 | 0.00011416 | 0.0001162 | 0.00012818 | 0.00015701 | 0.00019511 | 0.00012061 | 0.00012982 | 0 | 0.00016962 | 0.00017362 | 0.00016585 | 0.00015901 | 0.00016262 | 0.00016599 | 9.2538e-05 | 0.00014756 | 0.00021137 | 9.008e-05
4622 | 193 | 7 | 0.00011415 | 0.00011157 | 0.00012229 | 0.00015727 | 0.00019229 | 0.00011965 | 0.00012899 | 0 | 0.00016104 | 0.00016959 | 0.00016996 | 0.00017615 | 0.00016827 | 0.00016027 | 0.00012565 | 0.00014792 | 0.00013384 | 9.008e-05
4623 | 193 | 7 | 0.00011416 | 0.00011742 | 0.00012149 | 0.00016613 | 0.00018883 | 0.00011979 | 0.00012803 | 0 | 0.00017305 | 0.00016793 | 0.00016948 | 0.00018347 | 0.00016867 | 0.00015385 | 0.00016266 | 0.00014835 | 0.00013754 | 9.008e-05
4624 | 193 | 7 | 0.00011415 | 0.00011801 | 0.00013714 | 0.00016377 | 0.00018722 | 0.00011908 | 0.00012729 | 0 | 0.00018087 | 0.00016786 | 0.00016604 | 0.00019595 | 0.00015278 | 0.00011 | 0.00017176 | 0.0001431 | 9.4812e-05 | 9.008e-05
4625 | 193 | 7 | 0.00011416 | 0.00011084 | 0.00011924 | 0.00016347 | 0.00019869 | 0.00011905 | 0.00012757 | 0 | 0.00019235 | 0.00016255 | 0.00015247 | 0.0002102 | 0.000158 | 0.00010628 | 0.00018042 | 0.00013244 | 0.00012978 | 9.008e-05
4626 | 193 | 7 | 0.00011415 | 0.0001182 | 0.00013555 | 0.00016474 | 0.00019578 | 0.00011923 | 0.00012311 | 0 | 0.00020605 | 0.00015941 | 0.00013897 | 0.00020567 | 0.00016213 | 0.00011895 | 0.00016746 | 0.00012323 | 0.00011041 | 9.008e-05
4627 | 193 | 7 | 0.00011416 | 0.00011019 | 0.00013744 | 0.00011089 | 0.00013112 | 0.00011543 | 0.00011967 | 0 | 0.00020542 | 0.00015971 | 0.00013025 | 0.00016144 | 0.00013363 | 0.00010606 | 0.00016013 | 0.00011387 | 3.6304e-05 | 9.008e-05
4628 | 193 | 7 | 0.00011415 | 0.0001166 | 0.0001202 | 0.00011234 | 0.00013375 | 0.00010989 | 0.00011696 | 0 | 0.00017121 | 0.0001506 | 0.00012092 | 0.00012678 | 0.00011381 | 0.00010096 | 0.00016058 | 0.00010005 | 8.4334e-06 | 9.008e-05
4629 | 193 | 7 | 0.00011416 | 0.00011672 | 0.00012747 | 5.26e-05 | 7.543e-05 | 0.00010638 | 0.00011318 | 0 | 0.00013759 | 0.00013478 | 0.00011299 | 8.471e-05 | 8.67e-05 | 8.87e-05 | 0.00016548 | 8.3686e-05 | 0 | 9.008e-05
4630 | 193 | 7 | 0.00011415 | 0.00011102 | 0.00013183 | 5.425e-05 | 6.496e-05 | 0.00011026 | 0.00011253 | 0 | 9.728e-05 | 0.0001134 | 0.00010547 | 8.759e-05 | 8.82e-05 | 8.886e-05 | 0.00016183 | 6.2226e-05 | 0 | 9.008e-05
4631 | 193 | 7 | 0.00011416 | 0.00011993 | 0.00012503 | 5.275e-05 | 6.229e-05 | 0.00010746 | 0.00010789 | 0 | 9.059e-05 | 9.912e-05 | 9.982e-05 | 7.736e-05 | 7.196e-05 | 6.672e-05 | 0.00015462 | 4.9122e-05 | 0 | 9.008e-05
4632 | 193 | 7 | 0.00011415 | 0.00012064 | 0.00011673 | 5.68e-05 | 6.92e-05 | 0.00010038 | 0.00010031 | 0 | 8.025e-05 | 8.622e-05 | 9.05e-05 | 6.216e-05 | 6.021e-05 | 5.841e-05 | 0.00017194 | 5.3599e-05 | 0 | 9.008e-05
4633 | 194 | 7 | 0.00011416 | 0.00011134 | 0.00012381 | 5.494e-05 | 6.534e-05 | 9.533e-05 | 9.539e-05 | 0 | 6.617e-05 | 7.387e-05 | 8.105e-05 | 5.478e-05 | 5.42e-05 | 5.377e-05 | 0.0001717 | 4.6924e-05 | 0 | 8.869e-05
4634 | 194 | 7 | 0.00011415 | 0.00011406 | 0.00013122 | 5.399e-05 | 6.261e-05 | 9.204e-05 | 9.286e-05 | 0 | 5.768e-05 | 6.385e-05 | 7.206e-05 | 1.93e-05 | 3.776e-05 | 5.62e-05 | 0.00015936 | 3.9221e-05 | 0 | 8.869e-05
4635 | 194 | 7 | 0.00011416 | 0.00011059 | 0.00011479 | 6.308e-05 | 6.325e-05 | 9.164e-05 | 9.191e-05 | 0 | 2.793e-05 | 5.219e-05 | 6.55e-05 | 1.388e-05 | 3.776e-05 | 6.154e-05 | 0.00014432 | 3.1875e-05 | 0 | 8.869e-05
4636 | 194 | 7 | 0.00011415 | 0.00011074 | 0.00011454 | 5.974e-05 | 7.501e-05 | 9.333e-05 | 9.214e-05 | 0 | 1.77e-05 | 4.421e-05 | 6.191e-05 | 1.399e-05 | 4.76e-05 | 8.096e-05 | 0.00012345 | 2.284e-05 | 0 | 8.869e-05
4637 | 194 | 7 | 0.00011416 | 0.00011215 | 0.00012355 | 5.958e-05 | 6.745e-05 | 9.509e-05 | 9.346e-05 | 0 | 1.506e-05 | 4.363e-05 | 6.458e-05 | 1.94e-05 | 5.696e-05 | 9.418e-05 | 9.8381e-05 | 1.6827e-05 | 0 | 8.869e-05
4638 | 194 | 7 | 0.00011415 | 0.0001111 | 0.00012886 | 0.0001094 | 0.00012645 | 0.00010208 | 0.00010066 | 0 | 1.831e-05 | 4.864e-05 | 7.125e-05 | 4.655e-05 | 7.712e-05 | 0.00010739 | 7.2329e-05 | 9.9941e-06 | 9.1121e-06 | 8.869e-05
4639 | 194 | 7 | 0.00011416 | 0.0001193 | 0.00012868 | 0.00010925 | 0.00012595 | 0.00010919 | 0.00011336 | 0 | 4.02e-05 | 6.03e-05 | 8.102e-05 | 0.00012111 | 0.00011621 | 0.00011132 | 6.1594e-05 | 7.5044e-06 | 2.7913e-05 | 8.869e-05
4640 | 194 | 7 | 0.00011415 | 0.00011459 | 0.00013357 | 0.00016342 | 0.00018847 | 0.00011555 | 0.00012348 | 0 | 0.0001027 | 8.343e-05 | 9.084e-05 | 0.00021677 | 0.00017638 | 0.00013625 | 7.3875e-05 | 6.6407e-06 | 4.3974e-05 | 8.869e-05
4641 | 194 | 7 | 0.00011416 | 0.0001141 | 0.00011504 | 0.00016208 | 0.00020018 | 0.00012147 | 0.00012731 | 0 | 0.00018996 | 0.00012286 | 0.00010446 | 0.00020913 | 0.00019297 | 0.00017673 | 9.043e-05 | 9.6304e-06 | 6.745e-05 | 8.869e-05
4642 | 194 | 7 | 0.00011415 | 0.00012103 | 0.00011682 | 0.00015759 | 0.00019937 | 0.00012401 | 0.00012914 | 0 | 0.00020262 | 0.00015811 | 0.00012439 | 0.00016492 | 0.00017321 | 0.00018118 | 9.3357e-05 | 1.04e-05 | 7.7479e-05 | 8.869e-05
4643 | 194 | 7 | 0.00011416 | 0.00011371 | 0.00012454 | 0.00016711 | 0.00018826 | 0.00012509 | 0.00012944 | 0 | 0.00017327 | 0.00017173 | 0.00014225 | 0.00016481 | 0.00017176 | 0.0001784 | 9.4419e-05 | 1.5699e-05 | 0.00010553 | 8.869e-05
4644 | 194 | 7 | 0.00011415 | 0.00011248 | 0.00013156 | 0.0001626 | 0.00019439 | 0.00012183 | 0.00012865 | 0 | 0.00016808 | 0.00017403 | 0.00015611 | 0.00016951 | 0.00017245 | 0.00017514 | 0.00011067 | 1.9815e-05 | 0.00011967 | 8.869e-05
4645 | 194 | 7 | 0.00011416 | 0.00011906 | 0.00013553 | 0.00016093 | 0.00019874 | 0.00012168 | 0.00012991 | 0 | 0.00016937 | 0.00017357 | 0.00016589 | 0.00015969 | 0.00016331 | 0.00016669 | 0.00010318 | 2.0568e-05 | 0.00017926 | 8.869e-05
4646 | 194 | 7 | 0.00011415 | 0.00011266 | 0.00012935 | 0.00015725 | 0.00019589 | 0.00012032 | 0.00012912 | 0 | 0.00016152 | 0.00016975 | 0.00017013 | 0.00017646 | 0.00016856 | 0.00016054 | 9.8975e-05 | 2.0213e-05 | 0.00011299 | 8.869e-05
4647 | 194 | 7 | 0.00011416 | 0.00011466 | 0.00012182 | 0.00016131 | 0.00018827 | 0.00012243 | 0.00012829 | 0 | 0.00017336 | 0.00016821 | 0.00016969 | 0.00018101 | 0.00016641 | 0.00015179 | 8.3945e-05 | 1.8822e-05 | 0.00012529 | 8.869e-05
4648 | 194 | 7 | 0.00011415 | 0.00011376 | 0.00013317 | 0.00016209 | 0.00020136 | 0.00011908 | 0.00012777 | 0 | 0.00017903 | 0.00016724 | 0.00016574 | 0.00019414 | 0.00015137 | 0.00010898 | 8.7695e-05 | 1.9415e-05 | 6.9469e-05 | 8.869e-05
4649 | 194 | 7 | 0.00011416 | 0.00011156 | 0.00012345 | 0.00016336 | 0.00019163 | 0.00012087 | 0.0001284 | 0 | 0.0001906 | 0.00016139 | 0.00015195 | 0.00021032 | 0.00015809 | 0.00010634 | 9.4518e-05 | 1.783e-05 | 0.00010163 | 8.869e-05
4650 | 194 | 7 | 0.00011415 | 0.00011111 | 0.00013285 | 0.00015832 | 0.00019866 | 0.00012024 | 0.0001227 | 0 | 0.00020575 | 0.00015859 | 0.00013848 | 0.00020418 | 0.00016096 | 0.00011809 | 9.6397e-05 | 1.9843e-05 | 5.2662e-05 | 8.869e-05
4651 | 194 | 7 | 0.00011416 | 0.00011599 | 0.00012848 | 0.00010838 | 0.00013904 | 0.00011613 | 0.00011988 | 0 | 0.00020413 | 0.00015888 | 0.00012961 | 0.00016355 | 0.00013537 | 0.00010745 | 8.6158e-05 | 2.1515e-05 | 2.9899e-05 | 8.869e-05
4652 | 194 | 7 | 0.00011415 | 0.00011814 | 0.00012003 | 0.00011175 | 0.00012601 | 0.00011014 | 0.00011595 | 0 | 0.00017259 | 0.00015067 | 0.00012068 | 0.00012746 | 0.00011442 | 0.0001015 | 8.781e-05 | 2.2625e-05 | 3.6143e-06 | 8.869e-05
4653 | 194 | 7 | 0.00011416 | 0.0001153 | 0.00013474 | 5.257e-05 | 6.641e-05 | 0.00010621 | 0.00011263 | 0 | 0.00013837 | 0.0001353 | 0.00011301 | 8.471e-05 | 8.669e-05 | 8.869e-05 | 9.8714e-05 | 2.3934e-05 | 0 | 8.869e-05
4654 | 194 | 7 | 0.00011415 | 0.00011498 | 0.00011682 | 6.045e-05 | 7.389e-05 | 0.00010926 | 0.00011172 | 0 | 9.745e-05 | 0.00011382 | 0.0001056 | 8.68e-05 | 8.741e-05 | 8.806e-05 | 0.00010925 | 2.9724e-05 | 0 | 8.869e-05
4655 | 194 | 7 | 0.00011416 | 0.0001168 | 0.00012725 | 5.309e-05 | 7.262e-05 | 0.00010548 | 0.000107 | 0 | 9.005e-05 | 9.905e-05 | 9.981e-05 | 7.806e-05 | 7.262e-05 | 6.733e-05 | 0.00012507 | 3.8281e-05 | 0 | 8.869e-05
4656 | 194 | 7 | 0.00011415 | 0.00011471 | 0.00012853 | 5.906e-05 | 7.627e-05 | 0.0001 | 0.00010044 | 0 | 8.069e-05 | 8.628e-05 | 9.066e-05 | 6.213e-05 | 6.018e-05 | 5.838e-05 | 0.00012934 | 5.1473e-05 | 0 | 8.869e-05
4657 | 195 | 7 | 0.00011416 | 0.00012147 | 9.994e-05 | 5.421e-05 | 4.496e-05 | 9.566e-05 | 9.527e-05 | 0 | 6.621e-05 | 7.396e-05 | 8.114e-05 | 6.768e-05 | 6.026e-05 | 5.314e-05 | 0.00015097 | 6.138e-05 | 0 | 8.748e-05
4658 | 195 | 7 | 0.00011415 | 0.00011674 | 0.00010066 | 5.689e-05 | 3.909e-05 | 9.286e-05 | 9.256e-05 | 2.332e-05 | 6.775e-05 | 6.609e-05 | 7.197e-05 | 3.538e-05 | 4.553e-05 | 5.579e-05 | 0.00015954 | 6.2265e-05 | 0 | 8.748e-05
4659 | 195 | 7 | 0.00011416 | 0.00011309 | 0.00010237 | 5.244e-05 | 3.901e-05 | 9.178e-05 | 9.118e-05 | 1.908e-05 | 4.242e-05 | 5.701e-05 | 6.531e-05 | 2.242e-05 | 4.169e-05 | 6.098e-05 | 0.00016587 | 5.7364e-05 | 0 | 8.748e-05
4660 | 195 | 7 | 0.00011415 | 0.00011823 | 9.851e-05 | 6.222e-05 | 4.325e-05 | 9.183e-05 | 9.146e-05 | 1.061e-05 | 2.742e-05 | 4.935e-05 | 6.161e-05 | 2.222e-05 | 5.155e-05 | 8.076e-05 | 0.00016337 | 4.771e-05 | 0 | 8.748e-05
4661 | 195 | 7 | 0.00011416 | 0.00012015 | 9.835e-05 | 5.279e-05 | 3.915e-05 | 9.422e-05 | 9.252e-05 | 0 | 2.382e-05 | 4.832e-05 | 6.425e-05 | 2.378e-05 | 5.843e-05 | 9.285e-05 | 0.00015664 | 3.5887e-05 | 3.1307e-06 | 8.748e-05
4662 | 195 | 7 | 0.00011415 | 0.00011359 | 9.739e-05 | 0.00010953 | 8.105e-05 | 0.0001008 | 9.912e-05 | 0 | 2.371e-05 | 5.202e-05 | 7.068e-05 | 3.048e-05 | 6.938e-05 | 0.00010798 | 0.0001431 | 2.6322e-05 | 1.8131e-05 | 8.748e-05
4663 | 195 | 7 | 0.00011416 | 0.0001146 | 9.883e-05 | 0.00010732 | 7.767e-05 | 0.00010982 | 0.00011214 | 0 | 2.89e-05 | 5.936e-05 | 8.067e-05 | 4.688e-05 | 8.025e-05 | 0.00011335 | 0.00013816 | 1.8709e-05 | 0.00010458 | 8.748e-05
4664 | 195 | 7 | 0.00011415 | 0.00011591 | 9.108e-05 | 0.00015706 | 0.00012064 | 0.00011736 | 0.00012248 | 0 | 4.277e-05 | 6.872e-05 | 9.102e-05 | 6.88e-05 | 0.00010345 | 0.00013775 | 0.00012568 | 1.1878e-05 | 3.8001e-05 | 8.748e-05
4665 | 195 | 7 | 0.00011416 | 0.00011892 | 9.074e-05 | 0.00016492 | 0.00011449 | 0.00012142 | 0.00012757 | 0 | 6.269e-05 | 8.354e-05 | 0.00010504 | 0.0001 | 0.00013917 | 0.00017781 | 0.00011016 | 8.7386e-06 | 0.00012445 | 8.748e-05
4666 | 195 | 7 | 0.00011415 | 0.00012019 | 8.983e-05 | 0.00016548 | 0.00012237 | 0.00012345 | 0.00012907 | 0 | 9.127e-05 | 0.0001073 | 0.00012524 | 0.00012657 | 0.00015362 | 0.00018025 | 9.819e-05 | 7.1237e-06 | 0.00023921 | 8.748e-05
4667 | 195 | 7 | 0.00011416 | 0.00012266 | 9.546e-05 | 0.00016689 | 0.00012004 | 0.00012467 | 0.0001299 | 0 | 0.0001181 | 0.00012997 | 0.00014286 | 0.0001355 | 0.00015732 | 0.00017876 | 8.1324e-05 | 6.9101e-06 | 0.00010085 | 8.748e-05
4668 | 195 | 7 | 0.00011415 | 0.00011439 | 8.943e-05 | 0.00015948 | 0.00012233 | 0.0001227 | 0.00012901 | 0 | 0.00013105 | 0.00014515 | 0.00015668 | 0.00013594 | 0.00015426 | 0.00017226 | 5.7183e-05 | 6.7034e-06 | 0.00012276 | 8.748e-05
4669 | 195 | 7 | 0.00011416 | 0.00012237 | 8.843e-05 | 0.00015688 | 0.00011796 | 0.00012287 | 0.00012914 | 0 | 0.00013469 | 0.00015168 | 0.00016563 | 0.00013014 | 0.0001495 | 0.00016855 | 5.7163e-05 | 4.8476e-06 | 0.00029075 | 8.748e-05
4670 | 195 | 7 | 0.00011415 | 0.000117 | 9.036e-05 | 0.0001671 | 0.00012058 | 0.00012203 | 0.00012819 | 0 | 0.0001312 | 0.00015211 | 0.00017014 | 0.00011154 | 0.00013604 | 0.0001602 | 5.2607e-05 | 2.9047e-06 | 0.00042046 | 8.748e-05
4671 | 195 | 7 | 0.00011416 | 0.00012454 | 9.516e-05 | 0.00016666 | 0.00012166 | 0.0001221 | 0.00012759 | 0 | 0.00011603 | 0.0001462 | 0.00016953 | 0.00012604 | 0.00013915 | 0.00015207 | 5.5845e-05 | 3.3529e-06 | 0.0003051 | 8.748e-05
4672 | 195 | 7 | 0.00011415 | 0.00012185 | 8.948e-05 | 0.00016281 | 0.0001219 | 0.00012109 | 0.00012647 | 0 | 0.00012427 | 0.00014199 | 0.00016566 | 0.00013247 | 0.00012071 | 0.00010911 | 6.7682e-05 | 3.0828e-06 | 0.0001729 | 8.748e-05
4673 | 195 | 7 | 0.00011416 | 0.00011927 | 9.712e-05 | 0.00016583 | 0.00012011 | 0.00012113 | 0.00012684 | 0 | 0.00013041 | 0.00013338 | 0.00015193 | 0.0001391 | 0.00012293 | 0.00010699 | 7.0725e-05 | 6.4948e-06 | 0.00011949 | 8.748e-05
4674 | 195 | 7 | 0.00011415 | 0.00011759 | 9.795e-05 | 0.00015715 | 0.00012142 | 0.00011891 | 0.00012124 | 0 | 0.0001369 | 0.00012744 | 0.0001387 | 0.00013901 | 0.0001279 | 0.00011693 | 6.2679e-05 | 1.3695e-05 | 0.00011368 | 8.748e-05
4675 | 195 | 7 | 0.00011416 | 0.00012395 | 9.301e-05 | 0.00011335 | 7.91e-05 | 0.00011483 | 0.00011809 | 0 | 0.00013844 | 0.00012626 | 0.00012955 | 0.00014176 | 0.00012476 | 0.00010799 | 5.8095e-05 | 1.5015e-05 | 5.2925e-05 | 8.748e-05
4676 | 195 | 7 | 0.00011415 | 0.00011583 | 8.883e-05 | 0.00010856 | 7.941e-05 | 0.00011 | 0.00011509 | 0 | 0.00014103 | 0.00012567 | 0.00012074 | 0.00014206 | 0.00012152 | 0.00010125 | 5.1622e-05 | 1.053e-05 | 9.5957e-06 | 8.748e-05
4677 | 195 | 7 | 0.00011416 | 0.00012458 | 0.00010285 | 5.587e-05 | 4.175e-05 | 0.00010691 | 0.00011211 | 0 | 0.00014181 | 0.00012407 | 0.000113 | 8.423e-05 | 8.612e-05 | 8.811e-05 | 4.174e-05 | 8.4208e-06 | 0 | 8.748e-05
4678 | 195 | 7 | 0.00011415 | 0.00012023 | 9.798e-05 | 6.109e-05 | 4.351e-05 | 0.00011109 | 0.00011161 | 0 | 9.688e-05 | 0.00010993 | 0.00010542 | 8.715e-05 | 8.768e-05 | 8.833e-05 | 2.8667e-05 | 7.193e-06 | 0 | 8.748e-05
4679 | 195 | 7 | 0.00011416 | 0.00011324 | 9.818e-05 | 5.596e-05 | 4.253e-05 | 0.00010617 | 0.00010715 | 0 | 9.055e-05 | 9.812e-05 | 9.97e-05 | 8.474e-05 | 7.58e-05 | 6.715e-05 | 2.1098e-05 | 5.3901e-06 | 0 | 8.748e-05
4680 | 195 | 7 | 0.00011415 | 0.00011794 | 0.00010722 | 5.22e-05 | 4.062e-05 | 9.917e-05 | 9.924e-05 | 0 | 8.622e-05 | 8.733e-05 | 9.054e-05 | 7.877e-05 | 6.857e-05 | 5.87e-05 | 1.5181e-05 | 3.2658e-06 | 0 | 8.748e-05
4681 | 196 | 7 | 0.00011416 | 0.00012147 | 9.352e-05 | 5.52e-05 | 1.347e-05 | 9.548e-05 | 9.433e-05 | 0 | 8.019e-05 | 7.814e-05 | 8.11e-05 | 6.874e-05 | 6.12e-05 | 5.397e-05 | 1.4262e-05 | 3.8112e-06 | 0 | 8.583e-05
4682 | 196 | 7 | 0.00011415 | 0.00012167 | 8.618e-05 | 5.928e-05 | 1.275e-05 | 9.112e-05 | 9.148e-05 | 0 | 7.141e-05 | 6.988e-05 | 7.215e-05 | 3.564e-05 | 4.586e-05 | 5.62e-05 | 1.4966e-05 | 3.3779e-06 | 0 | 8.583e-05
4683 | 196 | 7 | 0.00011416 | 0.0001145 | 0.00010691 | 5.259e-05 | 1.385e-05 | 9.022e-05 | 9.058e-05 | 0 | 4.374e-05 | 5.929e-05 | 6.56e-05 | 2.277e-05 | 4.233e-05 | 6.193e-05 | 1.3045e-05 | 3.6563e-06 | 0 | 8.583e-05
4684 | 196 | 7 | 0.00011415 | 0.00011613 | 0.00010544 | 5.54e-05 | 1.413e-05 | 9.098e-05 | 9.112e-05 | 0 | 2.812e-05 | 5.064e-05 | 6.209e-05 | 2.228e-05 | 5.168e-05 | 8.096e-05 | 1.0361e-05 | 4.3259e-06 | 0 | 8.583e-05
4685 | 196 | 7 | 0.00011416 | 0.00011718 | 0.00010361 | 5.238e-05 | 1.486e-05 | 9.375e-05 | 9.207e-05 | 0 | 2.395e-05 | 4.9e-05 | 6.473e-05 | 2.417e-05 | 5.938e-05 | 9.437e-05 | 9.5047e-06 | 5.4064e-06 | 0 | 8.583e-05
4686 | 196 | 7 | 0.00011415 | 0.0001137 | 9.789e-05 | 0.00011527 | 2.599e-05 | 9.984e-05 | 9.876e-05 | 0 | 2.404e-05 | 5.267e-05 | 7.142e-05 | 3.013e-05 | 6.859e-05 | 0.00010674 | 1.0585e-05 | 7.3202e-06 | 1.9692e-05 | 8.583e-05
4687 | 196 | 7 | 0.00011416 | 0.0001212 | 9.609e-05 | 0.00010764 | 2.638e-05 | 0.00010889 | 0.0001121 | 0 | 2.87e-05 | 5.948e-05 | 8.101e-05 | 4.642e-05 | 7.947e-05 | 0.00011226 | 1.2533e-05 | 1.1531e-05 | 0.00010092 | 8.583e-05
4688 | 196 | 7 | 0.00011415 | 0.00011974 | 0.00010606 | 0.00016401 | 3.833e-05 | 0.0001168 | 0.0001211 | 0 | 4.238e-05 | 6.839e-05 | 9.101e-05 | 6.806e-05 | 0.00010235 | 0.00013628 | 1.4904e-05 | 2.0023e-05 | 0.00010761 | 8.583e-05
4689 | 196 | 7 | 0.00011416 | 0.00012203 | 0.0001068 | 0.00015688 | 3.885e-05 | 0.00011986 | 0.00012526 | 0 | 6.204e-05 | 8.283e-05 | 0.00010459 | 0.00010026 | 0.00013954 | 0.00017829 | 2.3814e-05 | 3.1379e-05 | 0.00023906 | 8.583e-05
4690 | 196 | 7 | 0.00011415 | 0.00011368 | 9.81e-05 | 0.00016337 | 3.983e-05 | 0.00012123 | 0.00012671 | 0 | 9.134e-05 | 0.00010689 | 0.00012485 | 0.00012758 | 0.00015485 | 0.00018169 | 4.5518e-05 | 4.4923e-05 | 0.00022896 | 8.583e-05
4691 | 196 | 7 | 0.00011416 | 0.00011092 | 9.788e-05 | 0.00015685 | 4.017e-05 | 0.00012526 | 0.00012728 | 0 | 0.00011888 | 0.00013025 | 0.00014279 | 0.00013472 | 0.0001564 | 0.00017772 | 6.3885e-05 | 5.3439e-05 | 0.00016225 | 8.583e-05
4692 | 196 | 7 | 0.00011415 | 0.00011678 | 9.602e-05 | 0.00016273 | 3.977e-05 | 0.00012233 | 0.0001256 | 0 | 0.00013059 | 0.00014518 | 0.00015645 | 0.00013655 | 0.00015495 | 0.00017304 | 6.412e-05 | 4.5094e-05 | 0.00034697 | 8.583e-05
4693 | 196 | 7 | 0.00011416 | 0.00011978 | 8.859e-05 | 0.00016256 | 3.814e-05 | 0.00012186 | 0.00012572 | 0 | 0.0001351 | 0.00015185 | 0.00016567 | 0.00012993 | 0.00014926 | 0.00016828 | 7.1517e-05 | 3.7342e-05 | 0.00021263 | 8.583e-05
4694 | 196 | 7 | 0.00011415 | 0.00011634 | 0.00010683 | 0.00015632 | 4.094e-05 | 0.00012121 | 0.00012595 | 0 | 0.00013112 | 0.00015218 | 0.0001702 | 0.00011112 | 0.00013552 | 0.00015959 | 8.1951e-05 | 3.0006e-05 | 0.00028648 | 8.583e-05
4695 | 196 | 7 | 0.00011416 | 0.0001196 | 9.121e-05 | 0.00016403 | 4.046e-05 | 0.00012009 | 0.00012578 | 0 | 0.00011568 | 0.00014604 | 0.00016947 | 0.00012532 | 0.00013836 | 0.00015119 | 8.8624e-05 | 2.6371e-05 | 0.00013601 | 8.583e-05
4696 | 196 | 7 | 0.00011415 | 0.00011417 | 9.372e-05 | 0.00016214 | 3.965e-05 | 0.00011981 | 0.00012581 | 0 | 0.00012364 | 0.00014153 | 0.00016537 | 0.00013417 | 0.00012226 | 0.00011051 | 0.00010037 | 2.2518e-05 | 0.00011394 | 8.583e-05
4697 | 196 | 7 | 0.00011416 | 0.00011909 | 0.00010083 | 0.00016735 | 3.853e-05 | 0.00011895 | 0.0001268 | 0 | 0.0001316 | 0.00013357 | 0.00015197 | 0.00014011 | 0.00012383 | 0.00010777 | 9.7092e-05 | 2.7548e-05 | 9.018e-05 | 8.583e-05
4698 | 196 | 7 | 0.00011415 | 0.00011767 | 9.374e-05 | 0.0001616 | 3.832e-05 | 0.00011814 | 0.00012284 | 0 | 0.0001379 | 0.00012808 | 0.0001389 | 0.00013885 | 0.00012775 | 0.0001168 | 9.4647e-05 | 3.5193e-05 | 6.8876e-05 | 8.583e-05
4699 | 196 | 7 | 0.00011416 | 0.00012185 | 0.00010418 | 0.000113 | 2.73e-05 | 0.00011343 | 0.00011994 | 0 | 0.00013853 | 0.00012671 | 0.00012973 | 0.00014051 | 0.00012366 | 0.00010704 | 7.5404e-05 | 3.6244e-05 | 4.9311e-05 | 8.583e-05
4700 | 196 | 7 | 0.00011415 | 0.00011667 | 8.702e-05 | 0.00010554 | 2.684e-05 | 0.00010877 | 0.00011662 | 0 | 0.00014012 | 0.00012549 | 0.00012073 | 0.00014229 | 0.00012171 | 0.00010141 | 5.6788e-05 | 3.5805e-05 | 3.0968e-06 | 8.583e-05
4701 | 196 | 7 | 0.00011416 | 0.00011976 | 0.00010503 | 6.233e-05 | 1.506e-05 | 0.00010553 | 0.00011201 | 0 | 0.00014181 | 0.00012386 | 0.00011303 | 8.477e-05 | 8.667e-05 | 8.868e-05 | 5.0782e-05 | 3.8547e-05 | 0 | 8.583e-05
4702 | 196 | 7 | 0.00011415 | 0.00012212 | 0.00010136 | 5.634e-05 | 1.523e-05 | 0.00011036 | 0.00011165 | 0 | 9.727e-05 | 0.00011002 | 0.00010553 | 8.742e-05 | 8.795e-05 | 8.86e-05 | 5.0753e-05 | 4.0391e-05 | 0 | 8.583e-05
4703 | 196 | 7 | 0.00011416 | 0.00012059 | 0.00010229 | 5.273e-05 | 1.509e-05 | 0.00010655 | 0.00010729 | 0 | 9.083e-05 | 9.835e-05 | 9.982e-05 | 8.406e-05 | 7.52e-05 | 6.662e-05 | 5.2117e-05 | 3.9765e-05 | 0 | 8.583e-05
4704 | 196 | 7 | 0.00011415 | 0.00011968 | 0.00010664 | 5.598e-05 | 1.319e-05 | 9.991e-05 | 0.00010026 | 0 | 8.577e-05 | 8.729e-05 | 9.053e-05 | 7.824e-05 | 6.812e-05 | 5.831e-05 | 3.3954e-05 | 2.499e-05 | 0 | 8.583e-05
4705 | 197 | 7 | 0.00011416 | 0.00010719 | 0.00010761 | 5.78e-05 | 7.227e-05 | 9.579e-05 | 9.463e-05 | 2.332e-05 | 7.97e-05 | 7.787e-05 | 8.101e-05 | 5.449e-05 | 5.391e-05 | 5.348e-05 | 3.8112e-05 | 1.969e-05 | 0 | 8.383e-05
4706 | 197 | 7 | 0.00011415 | 0.00010791 | 0.00011702 | 5.661e-05 | 6.43e-05 | 9.309e-05 | 9.187e-05 | 3.815e-05 | 6.019e-05 | 6.703e-05 | 7.195e-05 | 1.947e-05 | 3.81e-05 | 5.671e-05 | 3.2987e-05 | 1.8696e-05 | 0 | 8.383e-05
4707 | 197 | 7 | 0.00011416 | 0.00011405 | 0.00012289 | 5.315e-05 | 7.17e-05 | 9.201e-05 | 9.097e-05 | 4.874e-05 | 2.896e-05 | 5.397e-05 | 6.551e-05 | 1.383e-05 | 3.762e-05 | 6.132e-05 | 2.5685e-05 | 1.7738e-05 | 0 | 8.383e-05
4708 | 197 | 7 | 0.00011415 | 0.00010567 | 0.00011829 | 5.407e-05 | 7.645e-05 | 9.266e-05 | 9.078e-05 | 6.57e-05 | 1.799e-05 | 4.495e-05 | 6.187e-05 | 1.386e-05 | 4.713e-05 | 8.017e-05 | 2.1758e-05 | 1.9e-05 | 0 | 8.383e-05
4709 | 197 | 7 | 0.00011416 | 0.00010517 | 0.00011052 | 5.704e-05 | 7.077e-05 | 9.479e-05 | 9.172e-05 | 1.06e-05 | 1.495e-05 | 4.373e-05 | 6.438e-05 | 1.916e-05 | 5.625e-05 | 9.302e-05 | 1.8209e-05 | 1.9869e-05 | 3.224e-06 | 8.383e-05
4710 | 197 | 7 | 0.00011415 | 0.0001053 | 0.00010825 | 0.00011516 | 0.00013006 | 0.00010077 | 9.891e-05 | 0 | 1.811e-05 | 4.83e-05 | 7.082e-05 | 4.647e-05 | 7.699e-05 | 0.00010721 | 1.518e-05 | 2.097e-05 | 3.5855e-05 | 8.383e-05
4711 | 197 | 7 | 0.00011416 | 0.00011417 | 0.00011982 | 0.00011424 | 0.00013668 | 0.00010741 | 0.00011136 | 0 | 4.009e-05 | 5.993e-05 | 8.059e-05 | 0.00012287 | 0.0001179 | 0.00011294 | 1.2189e-05 | 1.9964e-05 | 0.00014489 | 8.383e-05
4712 | 197 | 7 | 0.00011415 | 0.0001129 | 0.00011158 | 0.00015625 | 0.00020072 | 0.00011327 | 0.00012185 | 0 | 0.00010405 | 8.382e-05 | 9.081e-05 | 0.00021669 | 0.00017631 | 0.0001362 | 8.0374e-06 | 1.7966e-05 | 0.00030615 | 8.383e-05
4713 | 197 | 7 | 0.00011416 | 0.00010955 | 0.00012267 | 0.00016349 | 0.00019145 | 0.00011706 | 0.00012621 | 0 | 0.00019015 | 0.0001233 | 0.00010447 | 0.00020927 | 0.0001931 | 0.00017684 | 5.6272e-06 | 1.6917e-05 | 0.00047112 | 8.383e-05
4714 | 197 | 7 | 0.00011415 | 0.00010609 | 0.00011856 | 0.0001668 | 0.00019362 | 0.00012009 | 0.00012732 | 0 | 0.0002028 | 0.00015842 | 0.0001245 | 0.00016407 | 0.00017232 | 0.00018025 | 5.5832e-06 | 1.9584e-05 | 0.0005866 | 8.383e-05
4715 | 197 | 7 | 0.00011416 | 0.00010867 | 0.00012655 | 0.00016555 | 0.00019866 | 0.00012132 | 0.0001272 | 0 | 0.00017266 | 0.00017156 | 0.0001422 | 0.00016415 | 0.00017107 | 0.00017768 | 4.8743e-06 | 2.5118e-05 | 0.00065634 | 8.383e-05
4716 | 197 | 7 | 0.00011415 | 0.00011505 | 0.00011951 | 0.0001606 | 0.00019587 | 0.00012028 | 0.00012563 | 0 | 0.00016744 | 0.00017355 | 0.00015591 | 0.00016744 | 0.00017035 | 0.00017301 | 8.931e-06 | 2.8706e-05 | 0.00068234 | 8.383e-05
4717 | 197 | 7 | 0.00011416 | 0.00010808 | 0.00010875 | 0.00016143 | 0.00020142 | 0.00011879 | 0.00012509 | 0 | 0.00016762 | 0.00017244 | 0.00016518 | 0.0001592 | 0.00016281 | 0.00016619 | 8.9167e-06 | 2.4401e-05 | 0.00068701 | 8.383e-05
4718 | 197 | 7 | 0.00011415 | 0.00010871 | 0.00012325 | 0.00015859 | 0.00019307 | 0.00011546 | 0.00012369 | 0 | 0.00016078 | 0.00016867 | 0.00016934 | 0.00017782 | 0.00016985 | 0.00016178 | 7.919e-06 | 2.403e-05 | 0.00065094 | 8.383e-05
4719 | 197 | 7 | 0.00011416 | 0.00010789 | 0.00011188 | 0.00016395 | 0.00019517 | 0.00011388 | 0.00012111 | 0 | 0.00017423 | 0.00016803 | 0.00016925 | 0.00018183 | 0.00016716 | 0.00015248 | 7.714e-06 | 2.7058e-05 | 0.00056576 | 8.383e-05
4720 | 197 | 7 | 0.00011415 | 0.00011357 | 0.00012705 | 0.00016167 | 0.00019921 | 0.00011318 | 0.00012047 | 0 | 0.00017981 | 0.00016765 | 0.00016558 | 0.00019732 | 0.00015385 | 0.00011077 | 9.2027e-06 | 3.5718e-05 | 0.00047211 | 8.383e-05
4721 | 197 | 7 | 0.00011416 | 0.00011028 | 0.00011815 | 0.00016515 | 0.00020128 | 0.00011318 | 0.00012122 | 0 | 0.00019326 | 0.00016267 | 0.00015231 | 0.00021153 | 0.000159 | 0.00010695 | 1.1091e-05 | 5.0351e-05 | 0.00033824 | 8.383e-05
4722 | 197 | 7 | 0.00011415 | 0.00010777 | 0.00010826 | 0.00016617 | 0.00019161 | 0.00011254 | 0.00011832 | 0 | 0.00020724 | 0.00015995 | 0.0001391 | 0.00020538 | 0.0001619 | 0.00011878 | 1.5888e-05 | 6.4263e-05 | 0.00016219 | 8.383e-05
4723 | 197 | 7 | 0.00011416 | 0.00011166 | 0.00012506 | 0.00010626 | 0.00012885 | 0.00010857 | 0.00011622 | 0 | 0.00020542 | 0.00016008 | 0.00013038 | 0.00016442 | 0.0001361 | 0.00010802 | 2.369e-05 | 8.0762e-05 | 5.1907e-05 | 8.383e-05
4724 | 197 | 7 | 0.00011415 | 0.00010591 | 0.00011874 | 0.00011496 | 0.00012538 | 0.00010434 | 0.00011334 | 0 | 0.00017358 | 0.00015165 | 0.00012147 | 0.00012824 | 0.00011512 | 0.00010212 | 4.3392e-05 | 9.8099e-05 | 1.8665e-07 | 8.383e-05
4725 | 197 | 7 | 0.00011416 | 0.00011021 | 0.00011367 | 5.923e-05 | 6.733e-05 | 0.00010264 | 0.00010923 | 4.239e-05 | 0.00013919 | 0.00013612 | 0.00011379 | 8.486e-05 | 8.685e-05 | 8.886e-05 | 8.1364e-05 | 0.00010937 | 0 | 8.383e-05
4726 | 197 | 7 | 0.00011415 | 0.00010962 | 0.00011788 | 5.284e-05 | 7.504e-05 | 0.00010636 | 0.00010888 | 5.087e-05 | 9.776e-05 | 0.00011437 | 0.0001062 | 8.648e-05 | 8.709e-05 | 8.773e-05 | 0.00012594 | 0.00011851 | 0 | 8.383e-05
4727 | 197 | 7 | 0.00011416 | 0.00010675 | 0.00010821 | 5.294e-05 | 7.45e-05 | 0.00010258 | 0.00010585 | 5.723e-05 | 8.988e-05 | 9.922e-05 | 0.00010017 | 7.703e-05 | 7.166e-05 | 6.644e-05 | 0.0001544 | 0.00012649 | 0 | 8.383e-05
4728 | 197 | 7 | 0.00011415 | 0.00011178 | 0.0001245 | 5.315e-05 | 6.467e-05 | 9.698e-05 | 9.931e-05 | 8.901e-05 | 7.986e-05 | 8.595e-05 | 9.067e-05 | 6.303e-05 | 6.104e-05 | 5.922e-05 | 0.00015997 | 0.00014309 | 0 | 8.383e-05
4729 | 198 | 7 | 0.00011416 | 0.00011836 | 0.00013078 | 5.469e-05 | 6.786e-05 | 9.26e-05 | 9.365e-05 | 9.961e-05 | 6.674e-05 | 7.393e-05 | 8.124e-05 | 5.414e-05 | 5.357e-05 | 5.314e-05 | 0.00017114 | 0.00014663 | 0 | 8.227e-05
4730 | 198 | 7 | 0.00011415 | 0.00012176 | 0.00012965 | 5.686e-05 | 7.44e-05 | 8.876e-05 | 9.085e-05 | 0.00010596 | 5.727e-05 | 6.377e-05 | 7.201e-05 | 1.931e-05 | 3.778e-05 | 5.623e-05 | 0.00018436 | 0.00015331 | 0 | 8.227e-05
4731 | 198 | 7 | 0.00011416 | 0.00012495 | 0.00013984 | 5.817e-05 | 6.541e-05 | 8.661e-05 | 8.908e-05 | 0.00011656 | 2.787e-05 | 5.209e-05 | 6.542e-05 | 1.391e-05 | 3.784e-05 | 6.168e-05 | 0.00018064 | 0.00016952 | 0 | 8.227e-05
4732 | 198 | 7 | 0.00011415 | 0.00011645 | 0.00013896 | 5.325e-05 | 6.55e-05 | 8.619e-05 | 8.83e-05 | 0.00012292 | 1.771e-05 | 4.417e-05 | 6.187e-05 | 1.4e-05 | 4.763e-05 | 8.101e-05 | 0.00018989 | 0.00017629 | 0 | 8.227e-05
4733 | 198 | 7 | 0.00011416 | 0.00011672 | 0.00012551 | 5.817e-05 | 6.776e-05 | 8.589e-05 | 8.797e-05 | 6.994e-05 | 1.506e-05 | 4.365e-05 | 6.457e-05 | 1.912e-05 | 5.613e-05 | 9.282e-05 | 0.00020189 | 0.0001769 | 4.59e-06 | 8.227e-05
4734 | 198 | 7 | 0.00011415 | 0.00011542 | 0.00013272 | 0.00011156 | 0.00014017 | 8.544e-05 | 8.949e-05 | 0 | 1.81e-05 | 4.835e-05 | 7.095e-05 | 4.607e-05 | 7.633e-05 | 0.00010628 | 0.00020445 | 0.00017577 | 3.1519e-05 | 8.227e-05
4735 | 198 | 7 | 0.00011416 | 0.00012045 | 0.00013464 | 0.00011426 | 0.000138 | 9.041e-05 | 9.437e-05 | 0 | 3.978e-05 | 5.975e-05 | 8.051e-05 | 0.00012173 | 0.0001168 | 0.00011189 | 0.00020563 | 0.00017841 | 0.0001414 | 8.227e-05
4736 | 198 | 7 | 0.00011415 | 0.00012283 | 0.00012928 | 0.00015875 | 0.00020322 | 9.671e-05 | 0.000101 | 0 | 0.00010309 | 8.322e-05 | 9.049e-05 | 0.00021564 | 0.00017546 | 0.00013554 | 0.00020753 | 0.00018761 | 0.00030373 | 8.227e-05
4737 | 198 | 7 | 0.00011416 | 0.00011553 | 0.00014232 | 0.00016366 | 0.00020208 | 0.00010285 | 0.00010798 | 0 | 0.00018914 | 0.00012251 | 0.000104 | 0.0002077 | 0.00019166 | 0.00017552 | 0.00019844 | 0.00017924 | 0.00042317 | 8.227e-05
4738 | 198 | 7 | 0.00011415 | 0.00011653 | 0.00013368 | 0.00016403 | 0.00019045 | 0.00010592 | 0.00011136 | 0 | 0.00020136 | 0.00015735 | 0.00012375 | 0.0001652 | 0.00017351 | 0.00018149 | 0.0001912 | 0.00015513 | 0.00058759 | 8.227e-05
4739 | 198 | 7 | 0.00011416 | 0.00012034 | 0.00013802 | 0.00015942 | 0.00019353 | 0.00010697 | 0.00011197 | 0 | 0.00017323 | 0.00017124 | 0.00014181 | 0.00016686 | 0.00017389 | 0.00018061 | 0.00019227 | 0.00014182 | 0.00067552 | 8.227e-05
4740 | 198 | 7 | 0.00011415 | 0.00011935 | 0.00013655 | 0.00015731 | 0.00019289 | 0.00010538 | 0.00011136 | 0 | 0.00016963 | 0.00017458 | 0.00015628 | 0.00016872 | 0.00017165 | 0.00017432 | 0.00017898 | 0.00015324 | 0.00066144 | 8.227e-05
4741 | 198 | 7 | 0.00011416 | 0.00011845 | 0.00012808 | 0.00016258 | 0.00020153 | 0.00010439 | 0.00010993 | 0 | 0.00016904 | 0.00017391 | 0.00016594 | 0.00016163 | 0.0001653 | 0.00016872 | 0.00018911 | 0.00016179 | 0.00061924 | 8.227e-05
4742 | 198 | 7 | 0.00011415 | 0.00012014 | 0.00012577 | 0.00016507 | 0.00019186 | 0.00010296 | 0.00010853 | 0 | 0.00016302 | 0.00017058 | 0.0001707 | 0.00017823 | 0.00017025 | 0.00016215 | 0.000199 | 0.00018546 | 0.00049965 | 8.227e-05
4743 | 198 | 7 | 0.00011416 | 0.00012115 | 0.00013391 | 0.00016658 | 0.00020317 | 0.00010289 | 0.00010741 | 0 | 0.00017504 | 0.00016948 | 0.00017062 | 0.0001806 | 0.00016604 | 0.00015145 | 0.00019595 | 0.00017092 | 0.00053531 | 8.227e-05
4744 | 198 | 7 | 0.00011415 | 0.00011748 | 0.00014205 | 0.00015921 | 0.00019239 | 0.00010206 | 0.00010751 | 0 | 0.00017906 | 0.00016805 | 0.0001665 | 0.00019406 | 0.00015131 | 0.00010894 | 0.00018517 | 0.00014958 | 0.00035872 | 8.227e-05
4745 | 198 | 7 | 0.00011416 | 0.00012191 | 0.00013805 | 0.00016316 | 0.00019958 | 0.00010202 | 0.00010887 | 0 | 0.0001906 | 0.00016172 | 0.00015253 | 0.00021117 | 0.00015873 | 0.00010677 | 0.0001741 | 0.00017211 | 0.00026966 | 8.227e-05
4746 | 198 | 7 | 0.00011415 | 0.00011452 | 0.00013849 | 0.00015838 | 0.00019317 | 0.00010301 | 0.00010812 | 0 | 0.00020642 | 0.00015892 | 0.00013902 | 0.0002024 | 0.00015955 | 0.00011706 | 0.00016073 | 0.00018755 | 0.00016433 | 8.227e-05
4747 | 198 | 7 | 0.00011416 | 0.00011958 | 0.00013288 | 0.00011554 | 0.00012919 | 0.0001023 | 0.00010643 | 0 | 0.00020286 | 0.00015861 | 0.00012972 | 0.00016192 | 0.00013402 | 0.00010638 | 0.00013825 | 0.00018894 | 4.0266e-05 | 8.227e-05
4748 | 198 | 7 | 0.00011415 | 0.00011407 | 0.00012461 | 0.0001143 | 0.00012769 | 9.867e-05 | 0.00010422 | 0 | 0.00017109 | 0.00014985 | 0.00012041 | 0.00012789 | 0.0001148 | 0.00010184 | 0.00011487 | 0.00018755 | 7.1183e-06 | 8.227e-05
4749 | 198 | 7 | 0.00011416 | 0.00011495 | 0.0001252 | 5.315e-05 | 7.249e-05 | 9.634e-05 | 0.00010211 | 0 | 0.00013838 | 0.00013477 | 0.00011278 | 8.442e-05 | 8.64e-05 | 8.84e-05 | 0.00011061 | 0.00018519 | 0 | 8.227e-05
4750 | 198 | 7 | 0.00011415 | 0.00011391 | 0.00013258 | 5.208e-05 | 7.429e-05 | 9.947e-05 | 0.0001037 | 0 | 9.718e-05 | 0.00011349 | 0.00010529 | 8.709e-05 | 8.77e-05 | 8.835e-05 | 0.00011385 | 0.00018039 | 0 | 8.227e-05
4751 | 198 | 7 | 0.00011416 | 0.00012356 | 0.00013234 | 6.176e-05 | 6.641e-05 | 9.621e-05 | 9.961e-05 | 0 | 9.022e-05 | 9.899e-05 | 9.961e-05 | 7.707e-05 | 7.169e-05 | 6.647e-05 | 0.00012272 | 0.00016656 | 0 | 8.227e-05
4752 | 198 | 7 | 0.00011415 | 0.0001197 | 0.00014371 | 5.548e-05 | 6.923e-05 | 9.12e-05 | 9.464e-05 | 0 | 7.995e-05 | 8.596e-05 | 9.035e-05 | 6.26e-05 | 6.063e-05 | 5.882e-05 | 0.00014802 | 0.00014816 | 0 | 8.227e-05
4753 | 199 | 7 | 0.00011416 | 0.00011343 | 9.748e-05 | 5.392e-05 | 7.192e-05 | 8.571e-05 | 8.992e-05 | 0 | 6.643e-05 | 7.384e-05 | 8.101e-05 | 5.481e-05 | 5.422e-05 | 5.379e-05 | 0.00014869 | 0.00012726 | 0 | 8.088e-05
4754 | 199 | 7 | 0.00011415 | 0.00010614 | 0.00011393 | 5.743e-05 | 7.198e-05 | 8.353e-05 | 8.732e-05 | 8.48e-06 | 5.773e-05 | 6.39e-05 | 7.203e-05 | 1.921e-05 | 3.758e-05 | 5.593e-05 | 0.00015463 | 0.00011935 | 0 | 8.088e-05
4755 | 199 | 7 | 0.00011416 | 0.00011317 | 0.00010365 | 5.734e-05 | 7.56e-05 | 8.277e-05 | 8.625e-05 | 2.544e-05 | 2.787e-05 | 5.217e-05 | 6.544e-05 | 1.396e-05 | 3.799e-05 | 6.192e-05 | 0.00012932 | 0.00012702 | 0 | 8.088e-05
4756 | 199 | 7 | 0.00011415 | 0.00010843 | 9.36e-05 | 5.634e-05 | 6.505e-05 | 8.176e-05 | 8.561e-05 | 2.12e-05 | 1.776e-05 | 4.426e-05 | 6.195e-05 | 1.375e-05 | 4.675e-05 | 7.952e-05 | 0.0001154 | 0.00015372 | 0 | 8.088e-05
4757 | 199 | 7 | 0.00011416 | 0.00011045 | 0.0001022 | 5.239e-05 | 7.483e-05 | 8.154e-05 | 8.433e-05 | 0 | 1.487e-05 | 4.338e-05 | 6.431e-05 | 1.948e-05 | 5.718e-05 | 9.455e-05 | 0.00010818 | 0.00016065 | 0 | 8.088e-05
4758 | 199 | 7 | 0.00011415 | 0.00011168 | 0.00010129 | 0.00010988 | 0.00013555 | 8.192e-05 | 8.364e-05 | 0 | 1.834e-05 | 4.847e-05 | 7.108e-05 | 4.611e-05 | 7.639e-05 | 0.00010638 | 0.00010903 | 0.00015548 | 1.2294e-05 | 8.088e-05
4759 | 199 | 7 | 0.00011416 | 0.00011261 | 0.00010815 | 0.00010794 | 0.00013085 | 8.488e-05 | 8.562e-05 | 0 | 3.985e-05 | 5.996e-05 | 8.064e-05 | 0.0001222 | 0.00011725 | 0.00011232 | 9.4416e-05 | 0.00015705 | 9.7569e-05 | 8.088e-05
4760 | 199 | 7 | 0.00011415 | 0.00011389 | 9.659e-05 | 0.00016386 | 0.00019134 | 8.921e-05 | 8.972e-05 | 0 | 0.00010348 | 8.354e-05 | 9.073e-05 | 0.00021856 | 0.00017783 | 0.00013737 | 7.0693e-05 | 0.00016243 | 0.00021372 | 8.088e-05
4761 | 199 | 7 | 0.00011416 | 0.00011287 | 0.00011259 | 0.00016419 | 0.0001926 | 9.365e-05 | 9.439e-05 | 0 | 0.0001915 | 0.00012358 | 0.00010462 | 0.00021083 | 0.00019454 | 0.00017816 | 6.0927e-05 | 0.00016244 | 0.00023914 | 8.088e-05
4762 | 199 | 7 | 0.00011415 | 0.00011143 | 9.977e-05 | 0.00015748 | 0.00020078 | 9.693e-05 | 9.709e-05 | 0 | 0.00020426 | 0.00015929 | 0.00012494 | 0.00016419 | 0.00017245 | 0.00018038 | 6.0802e-05 | 0.00016006 | 0.00046005 | 8.088e-05
4763 | 199 | 7 | 0.00011416 | 0.00010947 | 0.00010743 | 0.00016468 | 0.00019043 | 9.898e-05 | 9.856e-05 | 0 | 0.00017307 | 0.00017231 | 0.00014261 | 0.00016511 | 0.00017207 | 0.00017872 | 7.871e-05 | 0.00015959 | 0.00048109 | 8.088e-05
4764 | 199 | 7 | 0.00011415 | 0.000112 | 0.00011577 | 0.00016446 | 0.00019616 | 9.914e-05 | 9.925e-05 | 0 | 0.00016833 | 0.00017433 | 0.00015652 | 0.00016956 | 0.00017251 | 0.00017519 | 6.442e-05 | 0.0001543 | 0.00049421 | 8.088e-05
4765 | 199 | 7 | 0.00011416 | 0.00010965 | 9.619e-05 | 0.00015885 | 0.0001971 | 9.763e-05 | 9.831e-05 | 0 | 0.00016945 | 0.00017372 | 0.00016621 | 0.00016137 | 0.00016504 | 0.00016846 | 8.2747e-05 | 0.00015032 | 0.0004259 | 8.088e-05
4766 | 199 | 7 | 0.00011415 | 0.00011391 | 0.00010748 | 0.00016501 | 0.00018997 | 9.659e-05 | 9.69e-05 | 0 | 0.00016284 | 0.00017044 | 0.00017072 | 0.00017478 | 0.00016695 | 0.00015902 | 9.6375e-05 | 0.00015518 | 0.00052109 | 8.088e-05
4767 | 199 | 7 | 0.00011416 | 0.00010434 | 9.341e-05 | 0.00015831 | 0.00019896 | 9.597e-05 | 9.608e-05 | 0 | 0.00017232 | 0.00016823 | 0.00016982 | 0.00018201 | 0.00016733 | 0.00015262 | 9.6411e-05 | 0.00016 | 0.00056277 | 8.088e-05
4768 | 199 | 7 | 0.00011415 | 0.00010829 | 9.838e-05 | 0.00016325 | 0.00019859 | 9.649e-05 | 9.716e-05 | 0 | 0.00017964 | 0.00016738 | 0.000166 | 0.00019494 | 0.000152 | 0.00010943 | 9.1011e-05 | 0.00015887 | 0.00042862 | 8.088e-05
4769 | 199 | 7 | 0.00011416 | 0.00011133 | 0.00010946 | 0.00016539 | 0.00019601 | 9.776e-05 | 0.00010164 | 0 | 0.00019132 | 0.00016176 | 0.00015223 | 0.00021366 | 0.0001606 | 0.00010803 | 8.1102e-05 | 0.00015089 | 0.00028392 | 8.088e-05
4770 | 199 | 7 | 0.00011415 | 0.00011222 | 0.00010816 | 0.00016252 | 0.00020046 | 9.946e-05 | 0.00010393 | 0 | 0.00020849 | 0.0001598 | 0.00013908 | 0.00020243 | 0.00015958 | 0.00011708 | 6.7005e-05 | 0.00014605 | 0.00016662 | 8.088e-05
4771 | 199 | 7 | 0.00011416 | 0.00010629 | 0.00011212 | 0.00011107 | 0.00013492 | 9.871e-05 | 0.00010379 | 0 | 0.00020333 | 0.00015937 | 0.00012989 | 0.00016453 | 0.00013619 | 0.00010809 | 5.1109e-05 | 0.00014153 | 2.5928e-05 | 8.088e-05
4772 | 199 | 7 | 0.00011415 | 0.00010696 | 9.682e-05 | 0.00011217 | 0.00013872 | 9.723e-05 | 0.00010344 | 0 | 0.00017328 | 0.00015105 | 0.00012106 | 0.0001288 | 0.00011562 | 0.00010256 | 2.9765e-05 | 0.00013887 | 8.4079e-06 | 8.088e-05
4773 | 199 | 7 | 0.00011416 | 0.0001134 | 0.00010656 | 6.024e-05 | 6.748e-05 | 9.698e-05 | 0.0001023 | 0 | 0.00013953 | 0.00013596 | 0.00011354 | 8.387e-05 | 8.583e-05 | 8.782e-05 | 1.7181e-05 | 0.00013188 | 0 | 8.088e-05
4774 | 199 | 7 | 0.00011415 | 0.00010866 | 9.372e-05 | 5.713e-05 | 7.046e-05 | 0.00010163 | 0.00010436 | 0 | 9.701e-05 | 0.00011403 | 0.00010583 | 8.628e-05 | 8.689e-05 | 8.753e-05 | 1.2608e-05 | 0.000112 | 0 | 8.088e-05
4775 | 199 | 7 | 0.00011416 | 0.000113 | 0.0001109 | 5.223e-05 | 6.961e-05 | 9.7e-05 | 0.00010008 | 0 | 8.961e-05 | 9.886e-05 | 9.982e-05 | 7.814e-05 | 7.269e-05 | 6.74e-05 | 1.5706e-05 | 8.5697e-05 | 0 | 8.088e-05
4776 | 199 | 7 | 0.00011415 | 0.0001077 | 0.00010053 | 5.733e-05 | 7.123e-05 | 9.132e-05 | 9.457e-05 | 0 | 8.066e-05 | 8.608e-05 | 9.064e-05 | 6.253e-05 | 6.056e-05 | 5.875e-05 | 1.8549e-05 | 8.0532e-05 | 0 | 8.088e-05
4777 | 200 | 7 | 0.00011416 | 0.00011386 | 0.00013289 | 5.737e-05 | 6.921e-05 | 8.79e-05 | 9.073e-05 | 0 | 6.648e-05 | 7.4e-05 | 8.115e-05 | 5.431e-05 | 5.373e-05 | 5.331e-05 | 3.3857e-05 | 7.4913e-05 | 0 | 7.975e-05
4778 | 200 | 7 | 0.00011415 | 0.00011544 | 0.00014692 | 6.155e-05 | 7.376e-05 | 8.511e-05 | 8.887e-05 | 0 | 5.737e-05 | 6.382e-05 | 7.198e-05 | 1.94e-05 | 3.795e-05 | 5.648e-05 | 4.8579e-05 | 6.6174e-05 | 0 | 7.975e-05
4779 | 200 | 7 | 0.00011416 | 0.00011587 | 0.00014627 | 5.566e-05 | 6.677e-05 | 8.482e-05 | 8.805e-05 | 0 | 2.796e-05 | 5.218e-05 | 6.55e-05 | 1.384e-05 | 3.767e-05 | 6.139e-05 | 4.5698e-05 | 6.7931e-05 | 0 | 7.975e-05
4780 | 200 | 7 | 0.00011415 | 0.0001078 | 0.00013002 | 5.328e-05 | 7.085e-05 | 8.583e-05 | 8.858e-05 | 0 | 1.767e-05 | 4.419e-05 | 6.19e-05 | 1.399e-05 | 4.758e-05 | 8.093e-05 | 4.8368e-05 | 7.9598e-05 | 0 | 7.975e-05
4781 | 200 | 7 | 0.00011416 | 0.00010887 | 0.00012564 | 5.922e-05 | 7.222e-05 | 8.774e-05 | 9.041e-05 | 0 | 1.504e-05 | 4.361e-05 | 6.456e-05 | 1.936e-05 | 5.683e-05 | 9.398e-05 | 5.3491e-05 | 8.9513e-05 | 0 | 7.975e-05
4782 | 200 | 7 | 0.00011415 | 0.00011366 | 0.00013183 | 0.0001119 | 0.00013506 | 9.343e-05 | 9.768e-05 | 0 | 1.828e-05 | 4.857e-05 | 7.119e-05 | 4.67e-05 | 7.736e-05 | 0.00010773 | 4.6029e-05 | 9.7194e-05 | 1.9268e-05 | 7.975e-05
4783 | 200 | 7 | 0.00011416 | 0.00011546 | 0.00014437 | 0.00011197 | 0.00013539 | 0.00010107 | 0.00011099 | 0 | 4.03e-05 | 6.034e-05 | 8.105e-05 | 0.00012266 | 0.00011769 | 0.00011274 | 3.7025e-05 | 0.00010961 | 2.2466e-05 | 7.975e-05
4784 | 200 | 7 | 0.00011415 | 0.00011609 | 0.00013963 | 0.00016151 | 0.00020071 | 0.0001091 | 0.00012202 | 0 | 0.00010392 | 8.401e-05 | 9.117e-05 | 0.00021665 | 0.00017628 | 0.00013618 | 2.9604e-05 | 0.00011279 | 4.6231e-05 | 7.975e-05
4785 | 200 | 7 | 0.00011416 | 0.00011207 | 0.00013574 | 0.00016656 | 0.0001925 | 0.00011375 | 0.00012645 | 0 | 0.00019011 | 0.00012335 | 0.00010476 | 0.0002097 | 0.00019349 | 0.00017721 | 2.3891e-05 | 0.00011611 | 9.2589e-05 | 7.975e-05
4786 | 200 | 7 | 0.00011415 | 0.0001167 | 0.00014168 | 0.00016461 | 0.00020176 | 0.00011725 | 0.00012735 | 0 | 0.00020313 | 0.00015856 | 0.00012478 | 0.00016598 | 0.00017432 | 0.00018234 | 2.3324e-05 | 0.00013033 | 4.9625e-05 | 7.975e-05
4787 | 200 | 7 | 0.00011416 | 0.00011608 | 0.00013231 | 0.00016048 | 0.00019098 | 0.00011876 | 0.000128 | 0 | 0.0001742 | 0.00017241 | 0.00014285 | 0.00016421 | 0.00017113 | 0.00017775 | 2.9151e-05 | 0.00011381 | 6.1028e-05 | 7.975e-05
4788 | 200 | 7 | 0.00011415 | 0.0001154 | 0.00014062 | 0.00016637 | 0.00019488 | 0.00011681 | 0.00012731 | 0 | 0.0001678 | 0.00017431 | 0.00015647 | 0.00016994 | 0.0001729 | 0.00017559 | 2.4107e-05 | 0.00010078 | 0.00017246 | 7.975e-05
4789 | 200 | 7 | 0.00011416 | 0.00011111 | 0.00013743 | 0.00015954 | 0.00019217 | 0.00011608 | 0.000128 | 0 | 0.00016968 | 0.00017378 | 0.00016623 | 0.00015898 | 0.00016259 | 0.00016596 | 3.3788e-05 | 7.6664e-05 | 0.00019158 | 7.975e-05
4790 | 200 | 7 | 0.00011415 | 0.00010673 | 0.00013839 | 0.00016117 | 0.00019512 | 0.00011557 | 0.00012657 | 0 | 0.00016103 | 0.00016962 | 0.00017023 | 0.00017582 | 0.00016795 | 0.00015996 | 4.5679e-05 | 6.8659e-05 | 0.00042399 | 7.975e-05
4791 | 200 | 7 | 0.00011416 | 0.00010735 | 0.00013217 | 0.00016448 | 0.00019888 | 0.00011566 | 0.00012641 | 0 | 0.00017277 | 0.00016782 | 0.00016957 | 0.0001816 | 0.00016695 | 0.00015228 | 6.6e-05 | 8.8052e-05 | 0.00030756 | 7.975e-05
4792 | 200 | 7 | 0.00011415 | 0.00011706 | 0.00013886 | 0.00015797 | 0.00019423 | 0.00011649 | 0.00012588 | 0 | 0.00017937 | 0.00016713 | 0.00016567 | 0.00019656 | 0.00015326 | 0.00011034 | 0.00010469 | 0.00010432 | 0.00037211 | 7.975e-05
4793 | 200 | 7 | 0.00011416 | 0.00011099 | 0.00012749 | 0.00016266 | 0.00020014 | 0.00011674 | 0.00012644 | 0 | 0.00019253 | 0.00016208 | 0.00015218 | 0.00021303 | 0.00016013 | 0.00010771 | 0.00014621 | 0.00013261 | 0.00033371 | 7.975e-05
4794 | 200 | 7 | 0.00011415 | 0.00010905 | 0.00013457 | 0.00016411 | 0.00019902 | 0.00011532 | 0.00012274 | 0 | 0.00020825 | 0.00015999 | 0.000139 | 0.00020379 | 0.00016065 | 0.00011787 | 0.00016814 | 0.00016026 | 0.00016574 | 7.975e-05
4795 | 200 | 7 | 0.00011416 | 0.0001066 | 0.0001387 | 0.00010828 | 0.00013496 | 0.0001117 | 0.00012044 | 0 | 0.00020437 | 0.00015982 | 0.00013008 | 0.0001614 | 0.00013359 | 0.00010603 | 0.00017758 | 0.00015522 | 3.4887e-05 | 7.975e-05
4796 | 200 | 7 | 0.00011415 | 0.00010825 | 0.00013051 | 0.00010779 | 0.00013279 | 0.00010803 | 0.00011768 | 0 | 0.00017104 | 0.00015048 | 0.0001208 | 0.00012815 | 0.00011504 | 0.00010205 | 0.00016315 | 0.00014225 | 8.374e-06 | 7.975e-05
4797 | 200 | 7 | 0.00011416 | 0.00010774 | 0.00012967 | 5.993e-05 | 7.229e-05 | 0.00010506 | 0.00011434 | 0 | 0.00013861 | 0.0001351 | 0.00011318 | 8.471e-05 | 8.669e-05 | 8.87e-05 | 0.0001624 | 0.00012675 | 0 | 7.975e-05
4798 | 200 | 7 | 0.00011415 | 0.00011281 | 0.00013018 | 6.092e-05 | 6.851e-05 | 0.00010905 | 0.00011438 | 0 | 9.744e-05 | 0.00011374 | 0.00010566 | 8.738e-05 | 8.799e-05 | 8.864e-05 | 0.00015534 | 0.00011215 | 0 | 7.975e-05
4799 | 200 | 7 | 0.00011416 | 0.00010747 | 0.00014161 | 6.083e-05 | 7.287e-05 | 0.00010491 | 0.00010942 | 0 | 9.05e-05 | 9.925e-05 | 9.992e-05 | 7.774e-05 | 7.232e-05 | 6.706e-05 | 0.00011695 | 0.00011111 | 0 | 7.975e-05
4800 | 200 | 7 | 0.00011415 | 0.00011437 | 0.00013229 | 6.085e-05 | 6.5e-05 | 9.812e-05 | 0.00010121 | 0 | 8.054e-05 | 8.636e-05 | 9.068e-05 | 6.308e-05 | 6.11e-05 | 5.927e-05 | 7.8942e-05 | 0.00011278 | 0 | 7.975e-05
4801 | 201 | 7 | 0.00011416 | 0.00011838 | 0.00012989 | 5.391e-05 | 7.165e-05 | 9.368e-05 | 9.615e-05 | 0 | 6.693e-05 | 7.43e-05 | 8.138e-05 | 5.469e-05 | 5.41e-05 | 5.368e-05 | 5.3641e-05 | 0.00010099 | 0 | 7.975e-05
4802 | 201 | 7 | 0.00011415 | 0.00011229 | 0.0001363 | 5.5e-05 | 6.358e-05 | 8.995e-05 | 9.363e-05 | 0 | 5.775e-05 | 6.417e-05 | 7.231e-05 | 1.918e-05 | 3.753e-05 | 5.585e-05 | 3.7998e-05 | 8.5831e-05 | 0 | 7.975e-05
4803 | 201 | 7 | 0.00011416 | 0.0001118 | 0.00013105 | 5.847e-05 | 7.442e-05 | 8.922e-05 | 9.25e-05 | 0 | 2.787e-05 | 5.226e-05 | 6.563e-05 | 1.382e-05 | 3.762e-05 | 6.132e-05 | 2.5181e-05 | 6.9535e-05 | 0 | 7.975e-05
4804 | 201 | 7 | 0.00011415 | 0.00011569 | 0.00011894 | 5.72e-05 | 6.405e-05 | 8.923e-05 | 9.273e-05 | 0 | 1.766e-05 | 4.414e-05 | 6.195e-05 | 1.402e-05 | 4.767e-05 | 8.109e-05 | 2.2264e-05 | 5.6978e-05 | 0 | 7.975e-05
4805 | 201 | 7 | 0.00011416 | 0.00011373 | 0.00012371 | 5.806e-05 | 6.903e-05 | 9.13e-05 | 9.412e-05 | 0 | 1.506e-05 | 4.359e-05 | 6.46e-05 | 1.934e-05 | 5.678e-05 | 9.389e-05 | 2.2264e-05 | 4.0561e-05 | 0 | 7.975e-05
4806 | 201 | 7 | 0.00011415 | 0.00011745 | 0.00012587 | 0.00011128 | 0.00013164 | 9.645e-05 | 0.0001009 | 0 | 1.827e-05 | 4.856e-05 | 7.116e-05 | 4.675e-05 | 7.745e-05 | 0.00010784 | 2.2959e-05 | 2.5545e-05 | 3.9868e-05 | 7.975e-05
4807 | 201 | 7 | 0.00011416 | 0.00011744 | 0.00011801 | 0.00011146 | 0.00013598 | 0.00010553 | 0.0001136 | 0 | 4.034e-05 | 6.035e-05 | 8.103e-05 | 0.00012112 | 0.00011622 | 0.00011133 | 2.471e-05 | 1.7587e-05 | 0.00014141 | 7.975e-05
4808 | 201 | 7 | 0.00011415 | 0.00011342 | 0.00013407 | 0.00015617 | 0.00019978 | 0.00011275 | 0.0001242 | 0 | 0.00010273 | 8.35e-05 | 9.086e-05 | 0.00021765 | 0.00017709 | 0.00013681 | 1.8949e-05 | 1.3554e-05 | 0.00032021 | 7.975e-05
4809 | 201 | 7 | 0.00011416 | 0.00011188 | 0.00013648 | 0.00016039 | 0.00019276 | 0.00011633 | 0.00012937 | 0 | 0.00019066 | 0.00012317 | 0.00010461 | 0.00020723 | 0.00019122 | 0.00017512 | 1.3575e-05 | 9.015e-06 | 0.00037063 | 7.975e-05
4810 | 201 | 7 | 0.00011415 | 0.00011347 | 0.00011848 | 0.00016334 | 0.00019476 | 0.00011879 | 0.00013071 | 0 | 0.00020128 | 0.00015774 | 0.00012419 | 0.00016456 | 0.00017283 | 0.00018078 | 1.3846e-05 | 7.4594e-06 | 0.00030897 | 7.975e-05
4811 | 201 | 7 | 0.00011416 | 0.00011799 | 0.00013153 | 0.00016158 | 0.00019494 | 0.00012051 | 0.00013123 | 0 | 0.00017274 | 0.00017116 | 0.00014197 | 0.00016679 | 0.00017382 | 0.00018054 | 1.1929e-05 | 5.9569e-06 | 0.00016177 | 7.975e-05
4812 | 201 | 7 | 0.00011415 | 0.00011997 | 0.00013785 | 0.00016557 | 0.00019532 | 0.00011882 | 0.0001302 | 0 | 0.00016949 | 0.00017437 | 0.0001563 | 0.00016929 | 0.00017223 | 0.00017492 | 6.0862e-06 | 3.1141e-06 | 0.00026411 | 7.975e-05
4813 | 201 | 7 | 0.00011416 | 0.00011651 | 0.00012506 | 0.00016579 | 0.00019116 | 0.00011866 | 0.00013084 | 0 | 0.00016944 | 0.00017397 | 0.00016603 | 0.00015904 | 0.00016265 | 0.00016603 | 7.3804e-06 | 5.9851e-06 | 9.3658e-05 | 7.975e-05
4814 | 201 | 7 | 0.00011415 | 0.00011852 | 0.00011787 | 0.00016122 | 0.00018799 | 0.00011731 | 0.00013037 | 4.027e-05 | 0.00016108 | 0.00016975 | 0.00017013 | 0.00017728 | 0.00016934 | 0.00016129 | 1.1556e-05 | 8.2528e-06 | 0.00010152 | 7.975e-05
4815 | 201 | 7 | 0.00011416 | 0.00011901 | 0.00012008 | 0.00016241 | 0.00019359 | 0.00011702 | 0.00013028 | 3.603e-05 | 0.00017393 | 0.00016836 | 0.00016989 | 0.00018219 | 0.00016749 | 0.00015278 | 1.9038e-05 | 1.4705e-05 | 0.00010384 | 7.975e-05
4816 | 201 | 7 | 0.00011415 | 0.00012024 | 0.00013149 | 0.00016727 | 0.00020154 | 0.00011679 | 0.00012983 | 0 | 0.00018004 | 0.00016781 | 0.00016615 | 0.00019657 | 0.00015327 | 0.00011035 | 2.6329e-05 | 2.1766e-05 | 9.684e-05 | 7.975e-05
4817 | 201 | 7 | 0.00011416 | 0.00011843 | 0.00012717 | 0.00016239 | 0.00020063 | 0.00011644 | 0.0001305 | 0 | 0.0001927 | 0.00016254 | 0.00015256 | 0.0002107 | 0.00015838 | 0.00010653 | 3.9467e-05 | 3.0177e-05 | 8.9908e-05 | 7.975e-05
4818 | 201 | 7 | 0.00011415 | 0.00011207 | 0.00012269 | 0.00016471 | 0.00019122 | 0.00011543 | 0.00012632 | 0 | 0.00020649 | 0.00015957 | 0.00013909 | 0.00020235 | 0.00015952 | 0.00011703 | 5.0741e-05 | 4.6279e-05 | 0.00015352 | 7.975e-05
4819 | 201 | 7 | 0.00011416 | 0.00011238 | 0.00013341 | 0.00011293 | 0.00012658 | 0.00011124 | 0.00012381 | 0 | 0.00020291 | 0.00015892 | 0.0001299 | 0.00016443 | 0.00013611 | 0.00010803 | 7.2962e-05 | 6.632e-05 | 4.3643e-05 | 7.975e-05
4820 | 201 | 7 | 0.00011415 | 0.00011782 | 0.00013172 | 0.00011414 | 0.0001376 | 0.0001075 | 0.00012191 | 4.25e-06 | 0.00017308 | 0.00015071 | 0.00012098 | 0.00012856 | 0.00011541 | 0.00010238 | 8.364e-05 | 8.4839e-05 | 1.2981e-06 | 7.975e-05
4821 | 201 | 7 | 0.00011416 | 0.00011302 | 0.0001204 | 5.837e-05 | 6.831e-05 | 0.00010522 | 0.0001188 | 6.36e-06 | 0.00013927 | 0.00013571 | 0.0001134 | 8.389e-05 | 8.585e-05 | 8.783e-05 | 9.9002e-05 | 0.00010909 | 0 | 7.975e-05
4822 | 201 | 7 | 0.00011415 | 0.00011688 | 0.00012211 | 5.902e-05 | 7.174e-05 | 0.00010994 | 0.00011863 | 1.484e-05 | 9.698e-05 | 0.0001139 | 0.00010567 | 8.771e-05 | 8.832e-05 | 8.898e-05 | 0.00011535 | 0.00014436 | 0 | 7.975e-05
4823 | 201 | 7 | 0.00011416 | 0.00011998 | 0.00013082 | 5.667e-05 | 7.41e-05 | 0.00010532 | 0.0001132 | 1.908e-05 | 9.071e-05 | 9.931e-05 | 0.00010003 | 7.697e-05 | 7.16e-05 | 6.639e-05 | 0.00013834 | 0.00017315 | 0 | 7.975e-05
4824 | 201 | 7 | 0.00011415 | 0.00011976 | 0.0001317 | 5.818e-05 | 6.745e-05 | 9.656e-05 | 0.00010557 | 2.12e-05 | 7.996e-05 | 8.614e-05 | 9.064e-05 | 6.269e-05 | 6.072e-05 | 5.89e-05 | 0.00017287 | 0.00018659 | 0 | 7.975e-05
4825 | 202 | 7 | 0.00011416 | 0.00011282 | 0.00013951 | 6.186e-05 | 3.77e-05 | 9.185e-05 | 0.00010002 | 2.544e-05 | 6.651e-05 | 7.396e-05 | 8.12e-05 | 6.763e-05 | 6.022e-05 | 5.311e-05 | 0.00018265 | 0.00018392 | 0 | 7.906e-05
4826 | 202 | 7 | 0.00011415 | 0.00011313 | 0.00011864 | 6.088e-05 | 3.743e-05 | 8.907e-05 | 9.705e-05 | 3.603e-05 | 6.776e-05 | 6.612e-05 | 7.2e-05 | 3.551e-05 | 4.569e-05 | 5.6e-05 | 0.0001831 | 0.00018249 | 0 | 7.906e-05
4827 | 202 | 7 | 0.00011416 | 0.00011134 | 0.00011866 | 6.212e-05 | 4.108e-05 | 8.788e-05 | 9.519e-05 | 3.392e-05 | 4.252e-05 | 5.709e-05 | 6.539e-05 | 2.254e-05 | 4.192e-05 | 6.131e-05 | 0.00018826 | 0.00018485 | 0 | 7.906e-05
4828 | 202 | 7 | 0.00011415 | 0.00010675 | 0.00012622 | 5.775e-05 | 4.33e-05 | 8.862e-05 | 9.522e-05 | 3.815e-05 | 2.755e-05 | 4.95e-05 | 6.173e-05 | 2.198e-05 | 5.098e-05 | 7.987e-05 | 0.000202 | 0.00018122 | 0 | 7.906e-05
4829 | 202 | 7 | 0.00011416 | 0.00010457 | 0.00011782 | 5.452e-05 | 4.44e-05 | 9.111e-05 | 9.666e-05 | 1.06e-05 | 2.365e-05 | 4.822e-05 | 6.418e-05 | 2.394e-05 | 5.881e-05 | 9.347e-05 | 0.00020728 | 0.0001884 | 1.7308e-06 | 7.906e-05
4830 | 202 | 7 | 0.00011415 | 0.00010615 | 0.00013831 | 0.00011002 | 8.067e-05 | 9.5e-05 | 0.00010404 | 0 | 2.38e-05 | 5.203e-05 | 7.073e-05 | 3.045e-05 | 6.93e-05 | 0.00010785 | 0.00020343 | 0.00018586 | 4.0682e-05 | 7.906e-05
4831 | 202 | 7 | 0.00011416 | 0.00011168 | 0.00014018 | 0.00011016 | 7.715e-05 | 0.00010285 | 0.00011687 | 0 | 2.889e-05 | 5.937e-05 | 8.068e-05 | 4.617e-05 | 7.904e-05 | 0.00011165 | 0.00019208 | 0.00018333 | 0.00012661 | 7.906e-05
4832 | 202 | 7 | 0.00011415 | 0.00010887 | 0.00012231 | 0.00016005 | 0.00011861 | 0.0001112 | 0.00012749 | 0 | 4.222e-05 | 6.829e-05 | 9.065e-05 | 6.876e-05 | 0.0001034 | 0.00013768 | 0.00016787 | 0.00017679 | 0.00032162 | 7.906e-05
4833 | 202 | 7 | 0.00011416 | 0.00011401 | 0.0001395 | 0.00016277 | 0.00011228 | 0.00011642 | 0.00013273 | 0 | 6.256e-05 | 8.313e-05 | 0.00010466 | 9.946e-05 | 0.00013842 | 0.00017686 | 0.00013397 | 0.00017122 | 0.00048713 | 7.906e-05
4834 | 202 | 7 | 0.00011415 | 0.00011161 | 0.0001382 | 0.00015669 | 0.00011297 | 0.00011876 | 0.00013415 | 0 | 9.081e-05 | 0.00010679 | 0.0001247 | 0.00012802 | 0.00015538 | 0.00018231 | 0.00011102 | 0.00016524 | 0.00061503 | 7.906e-05
4835 | 202 | 7 | 0.00011416 | 0.00011102 | 0.00012892 | 0.00016075 | 0.00011769 | 0.00012104 | 0.00013468 | 0 | 0.00011914 | 0.00013026 | 0.00014283 | 0.0001346 | 0.00015626 | 0.00017756 | 9.9365e-05 | 0.00016195 | 0.00068103 | 7.906e-05
4836 | 202 | 7 | 0.00011415 | 0.0001053 | 0.00013251 | 0.00015965 | 0.00011748 | 0.00012023 | 0.00013334 | 0 | 0.00013054 | 0.00014517 | 0.00015646 | 0.00013695 | 0.00015541 | 0.00017355 | 7.3495e-05 | 0.00013782 | 0.00072711 | 7.906e-05
4837 | 202 | 7 | 0.00011416 | 0.00011113 | 0.00012941 | 0.00016331 | 0.00011222 | 0.00012009 | 0.00013339 | 0 | 0.0001354 | 0.000152 | 0.0001658 | 0.00012794 | 0.00014697 | 0.0001657 | 8.2856e-05 | 0.00014324 | 0.00071023 | 7.906e-05
4838 | 202 | 7 | 0.00011415 | 0.00011164 | 0.00013058 | 0.00016654 | 0.00011855 | 0.00011754 | 0.00013271 | 0 | 0.00012962 | 0.0001515 | 0.00016972 | 0.00011088 | 0.00013524 | 0.00015926 | 9.7453e-05 | 0.00015101 | 0.00069035 | 7.906e-05
4839 | 202 | 7 | 0.00011416 | 0.00011211 | 0.00013686 | 0.00015625 | 0.00011827 | 0.00011737 | 0.00013302 | 0 | 0.00011522 | 0.00014526 | 0.00016895 | 0.00012753 | 0.0001408 | 0.00015386 | 0.00011179 | 0.00016575 | 0.0004079 | 7.906e-05
4840 | 202 | 7 | 0.00011415 | 0.00011388 | 0.00012747 | 0.00016239 | 0.00011314 | 0.00011746 | 0.00013335 | 0 | 0.00012524 | 0.00014191 | 0.00016547 | 0.00013366 | 0.0001218 | 0.0001101 | 0.00011302 | 0.00017304 | 0.00027364 | 7.906e-05
4841 | 202 | 7 | 0.00011416 | 0.00011112 | 0.00012536 | 0.00016608 | 0.00011461 | 0.00011801 | 0.00013333 | 0 | 0.00013149 | 0.00013399 | 0.00015202 | 0.00014053 | 0.0001242 | 0.00010809 | 0.00011157 | 0.00017489 | 0.00026493 | 7.906e-05
4842 | 202 | 7 | 0.00011415 | 0.00010484 | 0.00012818 | 0.00015623 | 0.00011314 | 0.00011607 | 0.00012873 | 0 | 0.00013825 | 0.00012844 | 0.00013906 | 0.00013929 | 0.00012816 | 0.00011717 | 0.00010823 | 0.00017454 | 0.00016146 | 7.906e-05
4843 | 202 | 7 | 0.00011416 | 0.00010998 | 0.00012112 | 0.00011207 | 7.93e-05 | 0.00011154 | 0.00012515 | 0 | 0.00013896 | 0.00012706 | 0.00013005 | 0.00014153 | 0.00012456 | 0.00010781 | 8.4601e-05 | 0.00016933 | 4.5467e-05 | 7.906e-05
4844 | 202 | 7 | 0.00011415 | 0.00011219 | 0.0001281 | 0.00010863 | 7.778e-05 | 0.00010699 | 0.00012182 | 0 | 0.00014098 | 0.00012605 | 0.0001212 | 0.00014368 | 0.0001229 | 0.0001024 | 5.4822e-05 | 0.00016135 | 7.1523e-06 | 7.906e-05
4845 | 202 | 7 | 0.00011416 | 0.00010722 | 0.00013785 | 5.372e-05 | 3.931e-05 | 0.00010435 | 0.00011942 | 0 | 0.00014307 | 0.0001247 | 0.0001136 | 8.379e-05 | 8.567e-05 | 8.765e-05 | 4.4414e-05 | 0.00015185 | 0 | 7.906e-05
4846 | 202 | 7 | 0.00011415 | 0.00010778 | 0.00013178 | 6.297e-05 | 3.757e-05 | 0.00010778 | 0.00011929 | 2.12e-06 | 9.677e-05 | 0.00011026 | 0.0001058 | 8.755e-05 | 8.809e-05 | 8.874e-05 | 4.2744e-05 | 0.00013632 | 0 | 7.906e-05
4847 | 202 | 7 | 0.00011416 | 0.00010985 | 0.00013371 | 6.306e-05 | 3.768e-05 | 0.00010349 | 0.00011426 | 6.36e-06 | 9.088e-05 | 9.838e-05 | 0.00010002 | 8.483e-05 | 7.589e-05 | 6.723e-05 | 4.2956e-05 | 0.00012027 | 0 | 7.906e-05
4848 | 202 | 7 | 0.00011415 | 0.00011269 | 0.00012847 | 5.943e-05 | 4.054e-05 | 9.789e-05 | 0.00010594 | 4.24e-06 | 8.637e-05 | 8.752e-05 | 9.077e-05 | 7.855e-05 | 6.839e-05 | 5.854e-05 | 7.1736e-05 | 0.00011366 | 0 | 7.906e-05
4849 | 203 | 7 | 0.00011416 | 0.00012113 | 9.954e-05 | 5.914e-05 | 1.411e-05 | 9.358e-05 | 0.00010065 | 6.36e-06 | 8.005e-05 | 7.819e-05 | 8.123e-05 | 6.757e-05 | 6.016e-05 | 5.306e-05 | 7.7987e-05 | 9.9279e-05 | 0 | 7.871e-05
4850 | 203 | 7 | 0.00011415 | 0.00012246 | 0.00010143 | 5.295e-05 | 1.464e-05 | 8.963e-05 | 9.758e-05 | 6.37e-06 | 7.048e-05 | 6.949e-05 | 7.201e-05 | 3.532e-05 | 4.545e-05 | 5.57e-05 | 8.1215e-05 | 8.4171e-05 | 0 | 7.871e-05
4851 | 203 | 7 | 0.00011416 | 0.00012328 | 0.00010347 | 6.221e-05 | 1.491e-05 | 8.863e-05 | 9.623e-05 | 6.36e-06 | 4.331e-05 | 5.878e-05 | 6.533e-05 | 2.247e-05 | 4.179e-05 | 6.112e-05 | 8.469e-05 | 7.6072e-05 | 0 | 7.871e-05
4852 | 203 | 7 | 0.00011415 | 0.00011532 | 0.0001042 | 5.951e-05 | 1.525e-05 | 8.762e-05 | 9.61e-05 | 8.49e-06 | 2.778e-05 | 5.01e-05 | 6.164e-05 | 2.222e-05 | 5.155e-05 | 8.075e-05 | 9.075e-05 | 7.2576e-05 | 0 | 7.871e-05
4853 | 203 | 7 | 0.00011416 | 0.0001179 | 0.00011055 | 6.153e-05 | 1.481e-05 | 8.617e-05 | 9.737e-05 | 1.908e-05 | 2.382e-05 | 4.86e-05 | 6.427e-05 | 2.391e-05 | 5.875e-05 | 9.337e-05 | 9.6937e-05 | 6.5013e-05 | 0 | 7.871e-05
4854 | 203 | 7 | 0.00011415 | 0.00012125 | 0.00010222 | 0.000106 | 2.585e-05 | 8.635e-05 | 0.0001031 | 2.968e-05 | 2.381e-05 | 5.222e-05 | 7.081e-05 | 3.01e-05 | 6.851e-05 | 0.00010663 | 9.4038e-05 | 5.7322e-05 | 3.4701e-05 | 7.871e-05
4855 | 203 | 7 | 0.00011416 | 0.00011651 | 9.797e-05 | 0.00010437 | 2.613e-05 | 8.855e-05 | 0.00011597 | 2.331e-05 | 2.863e-05 | 5.915e-05 | 8.048e-05 | 4.678e-05 | 8.009e-05 | 0.00011313 | 7.9293e-05 | 4.8027e-05 | 0.00013854 | 7.871e-05
4856 | 203 | 7 | 0.00011415 | 0.00011225 | 0.0001062 | 0.00016732 | 3.91e-05 | 9.259e-05 | 0.00012647 | 2.967e-05 | 4.265e-05 | 6.844e-05 | 9.079e-05 | 6.753e-05 | 0.00010155 | 0.00013522 | 6.0686e-05 | 4.124e-05 | 0.00031175 | 7.871e-05
4857 | 203 | 7 | 0.00011416 | 0.00011934 | 0.00010573 | 0.0001661 | 4.06e-05 | 9.519e-05 | 0.00013158 | 1.696e-05 | 6.168e-05 | 8.267e-05 | 0.00010426 | 0.00010034 | 0.00013964 | 0.00017842 | 5.3287e-05 | 4.1568e-05 | 0.00039175 | 7.871e-05
4858 | 203 | 7 | 0.00011415 | 0.0001233 | 9.131e-05 | 0.00015951 | 3.825e-05 | 9.698e-05 | 0.00013323 | 0 | 9.134e-05 | 0.00010676 | 0.00012464 | 0.00012656 | 0.00015361 | 0.00018023 | 4.758e-05 | 4.444e-05 | 0.00046255 | 7.871e-05
4859 | 203 | 7 | 0.00011416 | 0.00011926 | 9.757e-05 | 0.00016303 | 3.902e-05 | 9.868e-05 | 0.00013368 | 0 | 0.00011808 | 0.00012972 | 0.00014234 | 0.00013671 | 0.00015872 | 0.00018035 | 5.8726e-05 | 5.3955e-05 | 0.00018744 | 7.871e-05
4860 | 203 | 7 | 0.00011415 | 0.00012261 | 9.477e-05 | 0.0001619 | 3.834e-05 | 9.937e-05 | 0.00013237 | 0 | 0.00013199 | 0.00014557 | 0.00015664 | 0.00013809 | 0.0001567 | 0.00017499 | 5.0842e-05 | 5.503e-05 | 0.00058024 | 7.871e-05
4861 | 203 | 7 | 0.00011416 | 0.00011774 | 0.00011038 | 0.00016443 | 3.804e-05 | 9.726e-05 | 0.0001331 | 0 | 0.00013655 | 0.00015299 | 0.00016631 | 0.00012877 | 0.00014792 | 0.00016678 | 6.4998e-05 | 5.3937e-05 | 0.00061908 | 7.871e-05
4862 | 203 | 7 | 0.00011415 | 0.0001119 | 9.751e-05 | 0.00015856 | 3.993e-05 | 9.531e-05 | 0.00013276 | 0 | 0.00013052 | 0.00015261 | 0.00017053 | 0.00011104 | 0.00013543 | 0.00015949 | 7.4167e-05 | 5.8627e-05 | 0.00055643 | 7.871e-05
4863 | 203 | 7 | 0.00011416 | 0.00012182 | 8.955e-05 | 0.00016182 | 3.886e-05 | 9.43e-05 | 0.00013185 | 0 | 0.00011557 | 0.00014605 | 0.00016973 | 0.00012694 | 0.00014014 | 0.00015315 | 8.4324e-05 | 6.8263e-05 | 0.00037228 | 7.871e-05
4864 | 203 | 7 | 0.00011415 | 0.00011327 | 0.00010698 | 0.00016712 | 3.945e-05 | 9.608e-05 | 0.00013138 | 0 | 0.00012487 | 0.00014208 | 0.00016603 | 0.0001336 | 0.00012174 | 0.00011005 | 8.9589e-05 | 8.1038e-05 | 0.00038481 | 7.871e-05
4865 | 203 | 7 | 0.00011416 | 0.00012327 | 9.612e-05 | 0.00016483 | 4.028e-05 | 9.79e-05 | 0.00013089 | 4.24e-06 | 0.00013138 | 0.00013393 | 0.00015237 | 0.00013994 | 0.00012368 | 0.00010764 | 8.6512e-05 | 8.4724e-05 | 0.00029468 | 7.871e-05
4866 | 203 | 7 | 0.00011415 | 0.00011795 | 9.877e-05 | 0.00016594 | 3.806e-05 | 9.937e-05 | 0.00012723 | 0 | 0.00013776 | 0.00012817 | 0.00013913 | 0.00013984 | 0.00012867 | 0.00011763 | 8.2733e-05 | 7.6712e-05 | 0.0001032 | 7.871e-05
4867 | 203 | 7 | 0.00011416 | 0.000113 | 0.00010613 | 0.00011542 | 2.635e-05 | 9.846e-05 | 0.00012462 | 6.36e-06 | 0.00013929 | 0.00012702 | 0.00013009 | 0.00013949 | 0.00012276 | 0.00010626 | 7.0971e-05 | 6.5582e-05 | 4.5679e-05 | 7.871e-05
4868 | 203 | 7 | 0.00011415 | 0.00011524 | 0.0001096 | 0.00011356 | 2.754e-05 | 9.647e-05 | 0.00012145 | 1.484e-05 | 0.00013945 | 0.00012545 | 0.00012084 | 0.00014137 | 0.00012093 | 0.00010075 | 5.2316e-05 | 5.0129e-05 | 6.6602e-06 | 7.871e-05
4869 | 203 | 7 | 0.00011416 | 0.00011266 | 0.00010877 | 5.3e-05 | 1.439e-05 | 9.638e-05 | 0.00011844 | 2.12e-05 | 0.00014099 | 0.00012344 | 0.0001129 | 8.504e-05 | 8.694e-05 | 8.896e-05 | 4.3462e-05 | 4.2005e-05 | 0 | 7.871e-05
4870 | 203 | 7 | 0.00011415 | 0.00011667 | 8.798e-05 | 6.265e-05 | 1.415e-05 | 0.0001009 | 0.00011744 | 2.543e-05 | 9.731e-05 | 0.00010975 | 0.00010545 | 8.663e-05 | 8.716e-05 | 8.78e-05 | 4.1731e-05 | 3.1881e-05 | 0 | 7.871e-05
4871 | 203 | 7 | 0.00011416 | 0.00011802 | 9.298e-05 | 5.829e-05 | 1.42e-05 | 9.793e-05 | 0.0001124 | 2.968e-05 | 9.019e-05 | 9.796e-05 | 9.955e-05 | 8.456e-05 | 7.565e-05 | 6.701e-05 | 4.4093e-05 | 2.4761e-05 | 0 | 7.871e-05
4872 | 203 | 7 | 0.00011415 | 0.00011994 | 0.00010609 | 5.883e-05 | 1.463e-05 | 9.239e-05 | 0.00010472 | 2.968e-05 | 8.603e-05 | 8.716e-05 | 9.034e-05 | 7.979e-05 | 6.947e-05 | 5.946e-05 | 8.0621e-05 | 3.0782e-05 | 0 | 7.871e-05
4873 | 204 | 7 | 0.00011416 | 0.0001105 | 0.00011903 | 5.535e-05 | 6.521e-05 | 8.82e-05 | 9.987e-05 | 3.603e-05 | 8.095e-05 | 7.834e-05 | 8.114e-05 | 5.449e-05 | 5.391e-05 | 5.348e-05 | 9.3444e-05 | 3.8371e-05 | 0 | 7.88e-05
4874 | 204 | 7 | 0.00011415 | 0.00011146 | 9.689e-05 | 5.511e-05 | 6.537e-05 | 8.47e-05 | 9.726e-05 | 3.603e-05 | 6.043e-05 | 6.749e-05 | 7.212e-05 | 1.915e-05 | 3.747e-05 | 5.576e-05 | 9.9935e-05 | 4.2718e-05 | 0 | 7.88e-05
4875 | 204 | 7 | 0.00011416 | 0.00010323 | 0.00011001 | 6.134e-05 | 6.656e-05 | 8.411e-05 | 9.636e-05 | 3.815e-05 | 2.879e-05 | 5.401e-05 | 6.548e-05 | 1.394e-05 | 3.794e-05 | 6.183e-05 | 0.00010871 | 4.7067e-05 | 0 | 7.88e-05
4876 | 204 | 7 | 0.00011415 | 0.00011012 | 0.0001013 | 5.334e-05 | 6.5e-05 | 8.463e-05 | 9.663e-05 | 4.027e-05 | 1.807e-05 | 4.496e-05 | 6.197e-05 | 1.397e-05 | 4.751e-05 | 8.081e-05 | 0.00010414 | 4.8274e-05 | 0 | 7.88e-05
4877 | 204 | 7 | 0.00011416 | 0.00010391 | 0.00010071 | 6.178e-05 | 7.231e-05 | 8.781e-05 | 9.834e-05 | 3.815e-05 | 1.503e-05 | 4.39e-05 | 6.459e-05 | 1.942e-05 | 5.702e-05 | 9.428e-05 | 9.1102e-05 | 4.0469e-05 | 2.2908e-07 | 7.88e-05
4878 | 204 | 7 | 0.00011415 | 0.0001082 | 0.00011802 | 0.00010569 | 0.00013296 | 9.129e-05 | 0.00010458 | 4.027e-05 | 1.833e-05 | 4.872e-05 | 7.126e-05 | 4.658e-05 | 7.718e-05 | 0.00010747 | 8.1012e-05 | 3.0767e-05 | 3.5592e-05 | 7.88e-05
4879 | 204 | 7 | 0.00011416 | 0.00010748 | 0.00011353 | 0.00010885 | 0.00013732 | 9.574e-05 | 0.00011675 | 2.755e-05 | 4.022e-05 | 6.032e-05 | 8.104e-05 | 0.00012128 | 0.00011637 | 0.00011148 | 6.1802e-05 | 2.5188e-05 | 0.00013795 | 7.88e-05
4880 | 204 | 7 | 0.00011415 | 0.00010997 | 0.00011813 | 0.00016027 | 0.00019607 | 0.00010146 | 0.00012767 | 2.12e-06 | 0.00010284 | 8.351e-05 | 9.09e-05 | 0.00021504 | 0.00017497 | 0.00013516 | 3.6086e-05 | 2.6127e-05 | 0.00028886 | 7.88e-05
4881 | 204 | 7 | 0.00011416 | 0.00010831 | 0.00011006 | 0.00016712 | 0.0002016 | 0.0001053 | 0.00013271 | 0 | 0.00018864 | 0.00012242 | 0.00010426 | 0.00020897 | 0.00019283 | 0.00017659 | 2.2773e-05 | 3.167e-05 | 0.00038661 | 7.88e-05
4882 | 204 | 7 | 0.00011415 | 0.00010397 | 0.00011052 | 0.00015829 | 0.00019731 | 0.0001078 | 0.00013471 | 0 | 0.00020225 | 0.00015763 | 0.00012419 | 0.00016408 | 0.00017234 | 0.00018026 | 2.1603e-05 | 3.8061e-05 | 0.00052504 | 7.88e-05
4883 | 204 | 7 | 0.00011416 | 0.00010775 | 9.688e-05 | 0.00015703 | 0.0001967 | 0.00011029 | 0.000135 | 0 | 0.00017251 | 0.00017111 | 0.00014185 | 0.00016437 | 0.0001713 | 0.00017792 | 2.1556e-05 | 4.1466e-05 | 0.00062179 | 7.88e-05
4884 | 204 | 7 | 0.00011415 | 0.00010763 | 9.888e-05 | 0.00016001 | 0.00020223 | 0.00011097 | 0.00013257 | 0 | 0.00016757 | 0.00017344 | 0.00015564 | 0.00016868 | 0.00017161 | 0.00017428 | 1.6942e-05 | 4.528e-05 | 0.00061455 | 7.88e-05
4885 | 204 | 7 | 0.00011416 | 0.00011174 | 0.00011829 | 0.00015733 | 0.00019305 | 0.00010925 | 0.00013124 | 0 | 0.00016861 | 0.00017289 | 0.00016528 | 0.00016002 | 0.00016366 | 0.00016705 | 2.3242e-05 | 6.0705e-05 | 0.00053191 | 7.88e-05
4886 | 204 | 7 | 0.00011415 | 0.00010393 | 0.00011872 | 0.00015738 | 0.00020143 | 0.00010791 | 0.00012915 | 0 | 0.00016162 | 0.00016941 | 0.00016972 | 0.00017638 | 0.00016848 | 0.00016047 | 2.8035e-05 | 7.7531e-05 | 0.0006271 | 7.88e-05
4887 | 204 | 7 | 0.00011416 | 0.00010373 | 0.00011378 | 0.00016635 | 0.00019152 | 0.00010684 | 0.00012753 | 0 | 0.0001733 | 0.00016807 | 0.00016936 | 0.00018273 | 0.00016799 | 0.00015323 | 2.843e-05 | 8.0591e-05 | 0.0005687 | 7.88e-05
4888 | 204 | 7 | 0.00011415 | 0.00011046 | 0.00010223 | 0.00015869 | 0.00020207 | 0.00010808 | 0.00012671 | 0 | 0.00018036 | 0.00016776 | 0.00016585 | 0.0001965 | 0.00015322 | 0.00011031 | 2.3588e-05 | 8.2885e-05 | 0.00043378 | 7.88e-05
4889 | 204 | 7 | 0.00011416 | 0.00010835 | 0.0001164 | 0.00016329 | 0.0001934 | 0.00010887 | 0.00012699 | 0 | 0.0001927 | 0.00016256 | 0.00015243 | 0.0002133 | 0.00016033 | 0.00010784 | 2.2957e-05 | 8.1981e-05 | 0.00032507 | 7.88e-05
4890 | 204 | 7 | 0.00011415 | 0.00010983 | 0.00011058 | 0.00016131 | 0.00019907 | 0.00010785 | 0.00012373 | 0 | 0.00020851 | 0.0001603 | 0.00013932 | 0.00020502 | 0.00016162 | 0.00011858 | 2.0091e-05 | 6.9378e-05 | 0.00015145 | 7.88e-05
4891 | 204 | 7 | 0.00011416 | 0.00010921 | 0.00011448 | 0.00011374 | 0.00013806 | 0.00010387 | 0.00011997 | 0 | 0.00020539 | 0.00016033 | 0.0001305 | 0.00016144 | 0.00013363 | 0.00010606 | 1.2756e-05 | 5.1536e-05 | 4.5807e-05 | 7.88e-05
4892 | 204 | 7 | 0.00011415 | 0.00011042 | 0.00010109 | 0.00011139 | 0.00013458 | 0.00010051 | 0.00011702 | 2.544e-05 | 0.00017127 | 0.00015088 | 0.00012114 | 0.00012758 | 0.00011453 | 0.0001016 | 8.2964e-06 | 3.8412e-05 | 4.573e-06 | 7.88e-05
4893 | 204 | 7 | 0.00011416 | 0.00010471 | 0.00010023 | 6.263e-05 | 6.685e-05 | 9.862e-05 | 0.00011298 | 5.723e-05 | 0.00013825 | 0.00013514 | 0.00011332 | 8.509e-05 | 8.708e-05 | 8.909e-05 | 7.0645e-06 | 3.3369e-05 | 0 | 7.88e-05
4894 | 204 | 7 | 0.00011415 | 0.00010522 | 0.00011685 | 6.013e-05 | 7.376e-05 | 0.00010277 | 0.00011266 | 9.325e-05 | 9.768e-05 | 0.0001138 | 0.00010582 | 8.71e-05 | 8.771e-05 | 8.836e-05 | 7.6426e-06 | 2.9504e-05 | 0 | 7.88e-05
4895 | 204 | 7 | 0.00011416 | 0.00010452 | 0.0001092 | 5.938e-05 | 7.527e-05 | 9.827e-05 | 0.00010902 | 8.266e-05 | 9.031e-05 | 9.921e-05 | 9.996e-05 | 7.704e-05 | 7.166e-05 | 6.645e-05 | 9.0507e-06 | 2.9284e-05 | 0 | 7.88e-05
4896 | 204 | 7 | 0.00011415 | 0.00010489 | 0.00011117 | 5.225e-05 | 6.719e-05 | 9.235e-05 | 0.00010213 | 8.69e-05 | 7.996e-05 | 8.608e-05 | 9.054e-05 | 6.242e-05 | 6.046e-05 | 5.865e-05 | 3.3638e-06 | 2.8006e-05 | 0 | 7.88e-05
4897 | 205 | 7 | 0.00011416 | 0.000109 | 0.00013173 | 6.073e-05 | 7.203e-05 | 8.875e-05 | 9.688e-05 | 7.418e-05 | 6.63e-05 | 7.382e-05 | 8.109e-05 | 5.403e-05 | 5.346e-05 | 5.304e-05 | 5.1789e-06 | 2.7291e-05 | 0 | 7.923e-05
4898 | 205 | 7 | 0.00011415 | 0.00010752 | 0.00012754 | 5.659e-05 | 6.393e-05 | 8.597e-05 | 9.382e-05 | 7.206e-05 | 5.71e-05 | 6.359e-05 | 7.19e-05 | 1.941e-05 | 3.798e-05 | 5.653e-05 | 9.1742e-06 | 2.5791e-05 | 0 | 7.923e-05
4899 | 205 | 7 | 0.00011416 | 0.00011157 | 0.00013691 | 5.897e-05 | 6.521e-05 | 8.432e-05 | 9.192e-05 | 7.206e-05 | 2.791e-05 | 5.204e-05 | 6.541e-05 | 1.394e-05 | 3.794e-05 | 6.183e-05 | 1.2151e-05 | 2.5167e-05 | 0 | 7.923e-05
4900 | 205 | 7 | 0.00011415 | 0.00010461 | 0.0001325 | 5.236e-05 | 6.646e-05 | 8.369e-05 | 9.103e-05 | 5.935e-05 | 1.774e-05 | 4.421e-05 | 6.19e-05 | 1.385e-05 | 4.711e-05 | 8.012e-05 | 1.3537e-05 | 2.3963e-05 | 0 | 7.923e-05
4901 | 205 | 7 | 0.00011416 | 0.00011189 | 0.00012035 | 5.248e-05 | 6.447e-05 | 8.38e-05 | 9.052e-05 | 5.299e-05 | 1.495e-05 | 4.35e-05 | 6.44e-05 | 1.94e-05 | 5.693e-05 | 9.414e-05 | 1.182e-05 | 2.4293e-05 | 0 | 7.923e-05
4902 | 205 | 7 | 0.00011415 | 0.00011221 | 0.00013077 | 0.00010952 | 0.00012607 | 8.443e-05 | 9.049e-05 | 2.543e-05 | 1.829e-05 | 4.85e-05 | 7.109e-05 | 4.674e-05 | 7.744e-05 | 0.00010783 | 1.2189e-05 | 2.094e-05 | 2.9237e-05 | 7.923e-05
4903 | 205 | 7 | 0.00011416 | 0.00010834 | 0.00012513 | 0.00010886 | 0.00013845 | 8.912e-05 | 9.466e-05 | 2.12e-06 | 4.034e-05 | 6.033e-05 | 8.1e-05 | 0.00012335 | 0.00011836 | 0.00011338 | 1.3099e-05 | 1.5386e-05 | 4.9302e-05 | 7.923e-05
4904 | 205 | 7 | 0.00011415 | 0.00010642 | 0.00014124 | 0.00015859 | 0.0002003 | 9.412e-05 | 0.00010142 | 0 | 0.00010447 | 8.427e-05 | 9.128e-05 | 0.00021536 | 0.00017523 | 0.00013537 | 9.467e-06 | 1.1211e-05 | 0.00016872 | 7.923e-05
4905 | 205 | 7 | 0.00011416 | 0.0001046 | 0.00012687 | 0.00016053 | 0.00018945 | 9.885e-05 | 0.00010827 | 0 | 0.00018921 | 0.0001232 | 0.00010469 | 0.00020744 | 0.00019141 | 0.0001753 | 4.5649e-06 | 7.4513e-06 | 0.00032385 | 7.923e-05
4906 | 205 | 7 | 0.00011415 | 0.00011094 | 0.00013002 | 0.0001633 | 0.00019276 | 0.00010316 | 0.00011031 | 0 | 0.00020121 | 0.00015759 | 0.00012431 | 0.00016417 | 0.00017242 | 0.00018035 | 3.3453e-06 | 4.6791e-06 | 0.00049758 | 7.923e-05
4907 | 205 | 7 | 0.00011416 | 0.00010736 | 0.00012053 | 0.00016146 | 0.00018888 | 0.00010555 | 0.00011044 | 0 | 0.0001724 | 0.00017089 | 0.00014196 | 0.00016409 | 0.00017101 | 0.00017762 | 4.1491e-06 | 3.8357e-06 | 0.00011011 | 7.923e-05
4908 | 205 | 7 | 0.00011415 | 0.0001122 | 0.00014128 | 0.00016703 | 0.00019854 | 0.0001063 | 0.00010937 | 0 | 0.0001673 | 0.00017317 | 0.00015562 | 0.00016757 | 0.00017048 | 0.00017313 | 2.8662e-06 | 4.4261e-06 | 0.00031285 | 7.923e-05
4909 | 205 | 7 | 0.00011416 | 0.00011512 | 0.00014247 | 0.00015683 | 0.00019602 | 0.0001033 | 0.00010758 | 0 | 0.00016767 | 0.00017232 | 0.00016493 | 0.00016108 | 0.00016474 | 0.00016815 | 6.2009e-06 | 6.7601e-06 | 0.00042584 | 7.923e-05
4910 | 205 | 7 | 0.00011415 | 0.00011305 | 0.00012582 | 0.0001589 | 0.00019142 | 9.995e-05 | 0.00010562 | 0 | 0.00016226 | 0.00016934 | 0.00016959 | 0.00017754 | 0.00016959 | 0.00016152 | 7.986e-06 | 1.0293e-05 | 0.00032272 | 7.923e-05
4911 | 205 | 7 | 0.00011416 | 0.00011198 | 0.00014223 | 0.00016009 | 0.00020097 | 9.931e-05 | 0.00010503 | 0 | 0.0001743 | 0.00016857 | 0.00016952 | 0.00018264 | 0.00016791 | 0.00015315 | 7.5169e-06 | 1.4854e-05 | 8.8398e-05 | 7.923e-05
4912 | 205 | 7 | 0.00011415 | 0.00010797 | 0.00012464 | 0.00016629 | 0.0002012 | 9.96e-05 | 0.0001059 | 0 | 0.00018049 | 0.0001682 | 0.00016601 | 0.00019439 | 0.00015157 | 0.00010912 | 8.079e-06 | 2.4275e-05 | 0.0001578 | 7.923e-05
4913 | 205 | 7 | 0.00011416 | 0.00010909 | 0.00014218 | 0.00016141 | 0.00019307 | 0.00010096 | 0.00010758 | 0 | 0.00019112 | 0.0001622 | 0.00015236 | 0.00021361 | 0.00016056 | 0.000108 | 1.5655e-05 | 3.552e-05 | 5.273e-05 | 7.923e-05
4914 | 205 | 7 | 0.00011415 | 0.0001085 | 0.0001362 | 0.00015806 | 0.00020179 | 0.00010121 | 0.00010808 | 0 | 0.00020845 | 0.00015994 | 0.00013932 | 0.00020329 | 0.00016026 | 0.00011758 | 2.3528e-05 | 3.7185e-05 | 1.0622e-05 | 7.923e-05
4915 | 205 | 7 | 0.00011416 | 0.00010586 | 0.00012442 | 0.00011367 | 0.00012725 | 9.909e-05 | 0.00010729 | 0 | 0.00020398 | 0.00015964 | 0.00013023 | 0.0001639 | 0.00013566 | 0.00010768 | 3.6337e-05 | 4.3263e-05 | 2.2432e-05 | 7.923e-05
4916 | 205 | 7 | 0.00011415 | 0.00011477 | 0.00013421 | 0.00011539 | 0.0001328 | 9.683e-05 | 0.00010574 | 0 | 0.0001729 | 0.00015109 | 0.00012121 | 0.00012817 | 0.00011505 | 0.00010206 | 6.5428e-05 | 6.4949e-05 | 2.6047e-06 | 7.923e-05
4917 | 205 | 7 | 0.00011416 | 0.00010884 | 0.00012953 | 5.485e-05 | 7.205e-05 | 9.548e-05 | 0.00010452 | 0 | 0.00013899 | 0.00013571 | 0.0001135 | 8.473e-05 | 8.671e-05 | 8.872e-05 | 9.6122e-05 | 9.495e-05 | 0 | 7.923e-05
4918 | 205 | 7 | 0.00011415 | 0.00011197 | 0.0001247 | 5.298e-05 | 7.665e-05 | 9.835e-05 | 0.00010557 | 0 | 9.757e-05 | 0.00011411 | 0.00010594 | 8.731e-05 | 8.792e-05 | 8.857e-05 | 0.00012422 | 0.00013381 | 0 | 7.923e-05
4919 | 205 | 7 | 0.00011416 | 0.00010718 | 0.00013512 | 6.298e-05 | 7.307e-05 | 9.485e-05 | 0.00010148 | 0 | 9.05e-05 | 9.939e-05 | 0.00010013 | 7.709e-05 | 7.171e-05 | 6.649e-05 | 0.00013747 | 0.0001649 | 0 | 7.923e-05
4920 | 205 | 7 | 0.00011415 | 0.00011249 | 0.00012604 | 5.448e-05 | 6.771e-05 | 8.993e-05 | 9.687e-05 | 0 | 8.003e-05 | 8.618e-05 | 9.072e-05 | 6.215e-05 | 6.02e-05 | 5.84e-05 | 0.00011971 | 0.00017605 | 0 | 7.923e-05
4921 | 206 | 7 | 0.00011416 | 0.0001126 | 0.00010696 | 5.557e-05 | 6.845e-05 | 8.571e-05 | 9.253e-05 | 0 | 6.61e-05 | 7.379e-05 | 8.115e-05 | 5.438e-05 | 5.379e-05 | 5.337e-05 | 0.00010914 | 0.0001757 | 0 | 7.854e-05
4922 | 206 | 7 | 0.00011415 | 0.00011646 | 0.00011477 | 5.827e-05 | 7.485e-05 | 8.349e-05 | 8.966e-05 | 0 | 5.734e-05 | 6.364e-05 | 7.199e-05 | 1.912e-05 | 3.742e-05 | 5.569e-05 | 0.00012809 | 0.00017405 | 0 | 7.854e-05
4923 | 206 | 7 | 0.00011416 | 0.00011145 | 0.00011999 | 5.571e-05 | 6.699e-05 | 8.146e-05 | 8.841e-05 | 0 | 2.772e-05 | 5.19e-05 | 6.528e-05 | 1.383e-05 | 3.762e-05 | 6.132e-05 | 0.00014191 | 0.00017065 | 0 | 7.854e-05
4924 | 206 | 7 | 0.00011415 | 0.00011357 | 0.00010142 | 5.229e-05 | 7.079e-05 | 8.073e-05 | 8.794e-05 | 0 | 1.761e-05 | 4.396e-05 | 6.165e-05 | 1.393e-05 | 4.736e-05 | 8.056e-05 | 0.00013705 | 0.00016837 | 0 | 7.854e-05
4925 | 206 | 7 | 0.00011416 | 0.00010895 | 0.00010547 | 5.34e-05 | 6.482e-05 | 8.042e-05 | 8.723e-05 | 0 | 1.498e-05 | 4.34e-05 | 6.426e-05 | 1.938e-05 | 5.687e-05 | 9.405e-05 | 0.00014762 | 0.00016309 | 0 | 7.854e-05
4926 | 206 | 7 | 0.00011415 | 0.00011713 | 0.0001094 | 0.00010802 | 0.00013928 | 7.938e-05 | 8.619e-05 | 0 | 1.828e-05 | 4.846e-05 | 7.096e-05 | 4.614e-05 | 7.644e-05 | 0.00010645 | 0.00016066 | 0.00015377 | 1.8309e-05 | 7.854e-05
4927 | 206 | 7 | 0.00011416 | 0.00011136 | 0.00010808 | 0.00011188 | 0.00012871 | 8.231e-05 | 8.787e-05 | 0 | 3.987e-05 | 5.996e-05 | 8.059e-05 | 0.0001229 | 0.00011793 | 0.00011296 | 0.00016162 | 0.00014926 | 2.2942e-05 | 7.854e-05
4928 | 206 | 7 | 0.00011415 | 0.0001075 | 0.00010839 | 0.00015774 | 0.00019668 | 8.68e-05 | 9.212e-05 | 0 | 0.00010403 | 8.378e-05 | 9.085e-05 | 0.00021617 | 0.00017589 | 0.00013588 | 0.00017137 | 0.00014076 | 5.4537e-05 | 7.854e-05
4929 | 206 | 7 | 0.00011416 | 0.00010752 | 0.00010997 | 0.00016393 | 0.0002016 | 9.167e-05 | 9.692e-05 | 0 | 0.00018974 | 0.00012311 | 0.00010444 | 0.0002079 | 0.00019183 | 0.00017568 | 0.00018177 | 0.00012908 | 9.9928e-05 | 7.854e-05
4930 | 206 | 7 | 0.00011415 | 0.00011207 | 0.00011691 | 0.00016549 | 0.00019145 | 9.482e-05 | 9.961e-05 | 0 | 0.00020165 | 0.0001578 | 0.00012419 | 0.00016735 | 0.00017576 | 0.00018384 | 0.00017944 | 0.00012243 | 0.00013044 | 7.854e-05
4931 | 206 | 7 | 0.00011416 | 0.0001154 | 0.0001227 | 0.00016633 | 0.00019319 | 9.692e-05 | 0.00010019 | 0 | 0.00017498 | 0.00017229 | 0.00014268 | 0.00016712 | 0.00017417 | 0.0001809 | 0.00017289 | 0.00014217 | 6.437e-05 | 7.854e-05
4932 | 206 | 7 | 0.00011415 | 0.00011526 | 0.00011724 | 0.00016546 | 0.00019601 | 9.694e-05 | 0.00010021 | 0 | 0.00017017 | 0.00017552 | 0.00015709 | 0.00016673 | 0.00016963 | 0.00017227 | 0.00018991 | 0.00016116 | 6.5321e-05 | 7.854e-05
4933 | 206 | 7 | 0.00011416 | 0.00010765 | 0.00011826 | 0.00016671 | 0.00019164 | 9.49e-05 | 9.906e-05 | 0 | 0.00016764 | 0.00017374 | 0.00016614 | 0.00016141 | 0.00016507 | 0.00016849 | 0.00018587 | 0.00017227 | 7.4373e-05 | 7.854e-05
4934 | 206 | 7 | 0.00011415 | 0.00011304 | 0.0001082 | 0.00015806 | 0.00019485 | 9.298e-05 | 9.78e-05 | 0 | 0.00016261 | 0.00017007 | 0.00017072 | 0.00017532 | 0.00016747 | 0.00015951 | 0.00018318 | 0.00018126 | 6.2317e-05 | 7.854e-05
4935 | 206 | 7 | 0.00011416 | 0.00011012 | 0.00011996 | 0.00016168 | 0.00019054 | 9.14e-05 | 9.727e-05 | 0 | 0.00017264 | 0.00016812 | 0.00016996 | 0.00018043 | 0.00016587 | 0.0001513 | 0.00017968 | 0.00018947 | 6.191e-05 | 7.854e-05
4936 | 206 | 7 | 0.00011415 | 0.00011481 | 0.00010215 | 0.00016507 | 0.00019946 | 9.186e-05 | 9.894e-05 | 0 | 0.00017844 | 0.0001669 | 0.00016573 | 0.0001936 | 0.00015095 | 0.00010868 | 0.00019481 | 0.00019002 | 0.00022746 | 7.854e-05
4937 | 206 | 7 | 0.00011416 | 0.00011581 | 0.00011642 | 0.00016487 | 0.00019748 | 9.298e-05 | 0.00010263 | 0 | 0.00019007 | 0.00016094 | 0.00015175 | 0.00021195 | 0.00015932 | 0.00010716 | 0.00020556 | 0.00019029 | 0.00014877 | 7.854e-05
4938 | 206 | 7 | 0.00011415 | 0.00011537 | 0.0001174 | 0.00016653 | 0.00019361 | 9.507e-05 | 0.00010482 | 0 | 0.00020689 | 0.00015873 | 0.00013849 | 0.00020459 | 0.00016128 | 0.00011833 | 0.00021245 | 0.00019029 | 9.3107e-05 | 7.854e-05
4939 | 206 | 7 | 0.00011416 | 0.00011081 | 0.00011193 | 0.00010821 | 0.00012677 | 9.612e-05 | 0.0001048 | 0 | 0.00020466 | 0.00015926 | 0.00012962 | 0.00016354 | 0.00013537 | 0.00010744 | 0.00021244 | 0.00019012 | 4.1259e-05 | 7.854e-05
4940 | 206 | 7 | 0.00011415 | 0.00011614 | 0.0001153 | 0.00010796 | 0.00013024 | 9.535e-05 | 0.00010461 | 0 | 0.00017272 | 0.00015095 | 0.00012074 | 0.00012674 | 0.00011377 | 0.00010093 | 0.00021237 | 0.00018808 | 2.7235e-06 | 7.854e-05
4941 | 206 | 7 | 0.00011416 | 0.00011538 | 0.00012081 | 5.874e-05 | 7.099e-05 | 9.517e-05 | 0.00010465 | 0 | 0.00013786 | 0.0001352 | 0.00011298 | 8.492e-05 | 8.691e-05 | 8.892e-05 | 0.0002106 | 0.00018408 | 0 | 7.854e-05
4942 | 206 | 7 | 0.00011415 | 0.00011041 | 0.00012099 | 5.382e-05 | 6.479e-05 | 9.915e-05 | 0.00010678 | 0 | 9.752e-05 | 0.00011374 | 0.00010562 | 8.667e-05 | 8.728e-05 | 8.793e-05 | 0.00020393 | 0.00017993 | 0 | 7.854e-05
4943 | 206 | 7 | 0.00011416 | 0.00011484 | 0.00011161 | 5.235e-05 | 6.834e-05 | 9.472e-05 | 0.00010201 | 0 | 8.995e-05 | 9.898e-05 | 9.979e-05 | 7.682e-05 | 7.146e-05 | 6.626e-05 | 0.00019495 | 0.00017325 | 0 | 7.854e-05
4944 | 206 | 7 | 0.00011415 | 0.00011258 | 0.00011353 | 5.641e-05 | 6.475e-05 | 8.907e-05 | 9.628e-05 | 0 | 7.97e-05 | 8.581e-05 | 9.038e-05 | 6.222e-05 | 6.026e-05 | 5.846e-05 | 0.00017983 | 0.00017002 | 0 | 7.854e-05
4945 | 207 | 7 | 0.00011416 | 0.00011925 | 0.00010877 | 5.412e-05 | 7.501e-05 | 8.576e-05 | 9.249e-05 | 1.696e-05 | 6.608e-05 | 7.358e-05 | 8.089e-05 | 5.483e-05 | 5.424e-05 | 5.382e-05 | 0.00017222 | 0.00016404 | 0 | 7.776e-05
4946 | 207 | 7 | 0.00011415 | 0.00011555 | 9.094e-05 | 6.25e-05 | 6.825e-05 | 8.303e-05 | 9.056e-05 | 2.755e-05 | 5.767e-05 | 6.372e-05 | 7.191e-05 | 1.928e-05 | 3.773e-05 | 5.614e-05 | 0.00015903 | 0.00015315 | 0 | 7.776e-05
4947 | 207 | 7 | 0.00011416 | 0.00011506 | 0.00010369 | 5.453e-05 | 7.296e-05 | 8.207e-05 | 9.006e-05 | 3.391e-05 | 2.791e-05 | 5.213e-05 | 6.535e-05 | 1.388e-05 | 3.778e-05 | 6.158e-05 | 0.00014734 | 0.00014103 | 0 | 7.776e-05
4948 | 207 | 7 | 0.00011415 | 0.00011715 | 9.256e-05 | 5.352e-05 | 7.372e-05 | 8.289e-05 | 9.052e-05 | 3.604e-05 | 1.771e-05 | 4.419e-05 | 6.182e-05 | 1.399e-05 | 4.757e-05 | 8.091e-05 | 0.00012409 | 0.00012688 | 0 | 7.776e-05
4949 | 207 | 7 | 0.00011416 | 0.00011439 | 9.6e-05 | 6.328e-05 | 7.477e-05 | 8.618e-05 | 9.247e-05 | 2.967e-05 | 1.505e-05 | 4.362e-05 | 6.453e-05 | 1.941e-05 | 5.697e-05 | 9.421e-05 | 0.00010789 | 0.00011822 | 0 | 7.776e-05
4950 | 207 | 7 | 0.00011415 | 0.00011572 | 9.599e-05 | 0.00011135 | 0.00012977 | 9.096e-05 | 9.904e-05 | 1.908e-05 | 1.832e-05 | 4.863e-05 | 7.123e-05 | 4.605e-05 | 7.629e-05 | 0.00010624 | 8.7611e-05 | 9.9311e-05 | 3.7017e-05 | 7.776e-05
4951 | 207 | 7 | 0.00011416 | 0.00011222 | 0.00010423 | 0.00010448 | 0.00013084 | 9.96e-05 | 0.00011113 | 1.484e-05 | 3.981e-05 | 6e-05 | 8.076e-05 | 0.00012243 | 0.00011747 | 0.00011253 | 6.3241e-05 | 7.5266e-05 | 0.00013525 | 7.776e-05
4952 | 207 | 7 | 0.00011415 | 0.00011512 | 8.854e-05 | 0.00016584 | 0.00019847 | 0.00010672 | 0.00012232 | 0 | 0.00010365 | 8.361e-05 | 9.087e-05 | 0.00021817 | 0.00017751 | 0.00013713 | 4.4194e-05 | 5.3131e-05 | 0.00031795 | 7.776e-05
4953 | 207 | 7 | 0.00011416 | 0.00012216 | 0.00010364 | 0.00016547 | 0.00019123 | 0.0001109 | 0.00012753 | 0 | 0.00019122 | 0.00012353 | 0.00010468 | 0.00020981 | 0.0001936 | 0.00017731 | 4.3503e-05 | 3.7758e-05 | 0.00048433 | 7.776e-05
4954 | 207 | 7 | 0.00011415 | 0.00011279 | 0.00010861 | 0.00016408 | 0.0001987 | 0.00011292 | 0.00012938 | 0 | 0.00020342 | 0.00015888 | 0.00012475 | 0.00016411 | 0.00017236 | 0.00018029 | 4.6635e-05 | 2.9674e-05 | 0.00061177 | 7.776e-05
4955 | 207 | 7 | 0.00011416 | 0.00011659 | 9.83e-05 | 0.00016173 | 0.00019032 | 0.00011416 | 0.00013127 | 0 | 0.00017283 | 0.00017192 | 0.0001424 | 0.00016417 | 0.00017109 | 0.0001777 | 5.1869e-05 | 3.1419e-05 | 0.00065973 | 7.776e-05
4956 | 207 | 7 | 0.00011415 | 0.00011282 | 9.856e-05 | 0.00016735 | 0.00018915 | 0.00011469 | 0.00013088 | 0 | 0.00016752 | 0.00017374 | 0.0001561 | 0.00016978 | 0.00017273 | 0.00017542 | 3.9e-05 | 2.9254e-05 | 0.00053554 | 7.776e-05
4957 | 207 | 7 | 0.00011416 | 0.00011386 | 0.00010128 | 0.00016076 | 0.00018976 | 0.00011411 | 0.00013068 | 0 | 0.00016946 | 0.00017338 | 0.00016587 | 0.00016027 | 0.00016391 | 0.00016731 | 5.6744e-05 | 3.5514e-05 | 0.00055605 | 7.776e-05
4958 | 207 | 7 | 0.00011415 | 0.00011168 | 0.00010855 | 0.00015947 | 0.00020087 | 0.00011253 | 0.0001281 | 0 | 0.00016197 | 0.00016989 | 0.0001702 | 0.00017813 | 0.00017015 | 0.00016206 | 7.6364e-05 | 4.3437e-05 | 0.00022131 | 7.776e-05
4959 | 207 | 7 | 0.00011416 | 0.00011824 | 9.016e-05 | 0.000166 | 0.0001969 | 0.00011283 | 0.00012596 | 0 | 0.00017475 | 0.00016896 | 0.00017006 | 0.00018128 | 0.00016666 | 0.00015202 | 9.579e-05 | 5.2906e-05 | 9.3692e-05 | 7.776e-05
4960 | 207 | 7 | 0.00011415 | 0.00011216 | 0.00010422 | 0.0001568 | 0.0002017 | 0.0001129 | 0.00012518 | 0 | 0.00017953 | 0.00016796 | 0.00016616 | 0.00019637 | 0.00015311 | 0.00011023 | 8.7225e-05 | 5.8853e-05 | 9.5389e-05 | 7.776e-05
4961 | 207 | 7 | 0.00011416 | 0.00011673 | 0.00010463 | 0.00016381 | 0.00020239 | 0.00011398 | 0.00012497 | 0 | 0.00019247 | 0.00016245 | 0.00015263 | 0.00021041 | 0.00015816 | 0.00010639 | 7.7011e-05 | 7.5397e-05 | 4.0394e-05 | 7.776e-05
4962 | 207 | 7 | 0.00011415 | 0.00011273 | 0.00010263 | 0.00016607 | 0.00019259 | 0.00011282 | 0.0001206 | 0 | 0.0002062 | 0.00015939 | 0.0001391 | 0.00020286 | 0.00015992 | 0.00011733 | 6.1209e-05 | 7.3315e-05 | 8.9968e-05 | 7.776e-05
4963 | 207 | 7 | 0.00011416 | 0.00011544 | 9.112e-05 | 0.00011282 | 0.00013052 | 0.00010805 | 0.00011775 | 0 | 0.00020324 | 0.00015893 | 0.00012995 | 0.00016189 | 0.000134 | 0.00010636 | 4.5674e-05 | 7.1496e-05 | 4.0233e-05 | 7.776e-05
4964 | 207 | 7 | 0.00011415 | 0.00011863 | 0.00010512 | 0.00010581 | 0.00013905 | 0.00010408 | 0.00011465 | 0 | 0.00017115 | 0.00015001 | 0.00012063 | 0.00012728 | 0.00011425 | 0.00010135 | 5.7087e-05 | 6.8773e-05 | 0 | 7.776e-05
4965 | 207 | 7 | 0.00011416 | 0.00011621 | 9.005e-05 | 5.346e-05 | 7.485e-05 | 0.00010198 | 0.00011224 | 0 | 0.00013791 | 0.00013465 | 0.00011283 | 8.389e-05 | 8.585e-05 | 8.784e-05 | 9.9715e-05 | 7.3675e-05 | 0 | 7.776e-05
4966 | 207 | 7 | 0.00011415 | 0.00011539 | 9.651e-05 | 6.181e-05 | 7.358e-05 | 0.00010631 | 0.00011224 | 6.36e-06 | 9.668e-05 | 0.00011314 | 0.00010515 | 8.72e-05 | 8.781e-05 | 8.846e-05 | 0.00014786 | 9.1549e-05 | 0 | 7.776e-05
4967 | 207 | 7 | 0.00011416 | 0.00012262 | 0.00011075 | 5.274e-05 | 7.525e-05 | 0.00010173 | 0.00010748 | 1.06e-05 | 9.02e-05 | 9.875e-05 | 9.947e-05 | 7.69e-05 | 7.154e-05 | 6.633e-05 | 0.00017619 | 0.00010332 | 0 | 7.776e-05
4968 | 207 | 7 | 0.00011415 | 0.00011659 | 9.711e-05 | 5.274e-05 | 6.833e-05 | 9.456e-05 | 0.00010044 | 1.272e-05 | 7.98e-05 | 8.58e-05 | 9.017e-05 | 6.276e-05 | 6.079e-05 | 5.897e-05 | 0.00019655 | 0.00012214 | 0 | 7.776e-05
4969 | 208 | 7 | 0.00011416 | 0.00011181 | 0.00011478 | 5.587e-05 | 7.098e-05 | 9.096e-05 | 9.561e-05 | 1.484e-05 | 6.653e-05 | 7.381e-05 | 8.089e-05 | 5.43e-05 | 5.372e-05 | 5.33e-05 | 0.00019799 | 0.000134 | 0 | 7.715e-05
4970 | 208 | 7 | 0.00011415 | 0.00011675 | 0.00011199 | 6.041e-05 | 6.38e-05 | 8.838e-05 | 9.331e-05 | 1.484e-05 | 5.736e-05 | 6.373e-05 | 7.185e-05 | 1.932e-05 | 3.78e-05 | 5.625e-05 | 0.00019696 | 0.00014252 | 0 | 7.715e-05
4971 | 208 | 7 | 0.00011416 | 0.00011434 | 0.00010268 | 5.457e-05 | 6.61e-05 | 8.691e-05 | 9.172e-05 | 1.484e-05 | 2.789e-05 | 5.21e-05 | 6.538e-05 | 1.399e-05 | 3.807e-05 | 6.206e-05 | 0.00019617 | 0.00015275 | 0 | 7.715e-05
4972 | 208 | 7 | 0.00011415 | 0.00011663 | 0.00010488 | 5.937e-05 | 7.495e-05 | 8.73e-05 | 9.162e-05 | 2.967e-05 | 1.778e-05 | 4.427e-05 | 6.194e-05 | 1.377e-05 | 4.685e-05 | 7.969e-05 | 0.0001946 | 0.00015192 | 0 | 7.715e-05
4973 | 208 | 7 | 0.00011416 | 0.00011149 | 0.00011757 | 5.874e-05 | 6.934e-05 | 8.932e-05 | 9.309e-05 | 3.18e-05 | 1.489e-05 | 4.345e-05 | 6.437e-05 | 1.932e-05 | 5.669e-05 | 9.375e-05 | 0.00019857 | 0.00013522 | 0 | 7.715e-05
4974 | 208 | 7 | 0.00011415 | 0.00011487 | 0.00011862 | 0.00011357 | 0.00013485 | 9.355e-05 | 9.897e-05 | 2.755e-05 | 1.822e-05 | 4.835e-05 | 7.096e-05 | 4.626e-05 | 7.665e-05 | 0.00010673 | 0.00020427 | 0.00012054 | 3.4302e-05 | 7.715e-05
4975 | 208 | 7 | 0.00011416 | 0.00011955 | 0.00011322 | 0.00010443 | 0.00013816 | 0.00010063 | 0.00010956 | 1.908e-05 | 3.995e-05 | 5.992e-05 | 8.062e-05 | 0.00012241 | 0.00011746 | 0.00011252 | 0.00020679 | 0.00011238 | 6.4099e-05 | 7.715e-05
4976 | 208 | 7 | 0.00011415 | 0.0001189 | 0.00011407 | 0.00016003 | 0.00019043 | 0.00010674 | 0.00011931 | 6.36e-06 | 0.00010366 | 8.362e-05 | 9.074e-05 | 0.0002183 | 0.00017762 | 0.00013722 | 0.00020791 | 9.8917e-05 | 4.0623e-05 | 7.715e-05
4977 | 208 | 7 | 0.00011416 | 0.00011703 | 0.00011493 | 0.00016221 | 0.00019606 | 0.00011066 | 0.00012437 | 0 | 0.00019134 | 0.00012359 | 0.0001046 | 0.00020712 | 0.00019112 | 0.00017503 | 0.00020966 | 9.1645e-05 | 0.00018936 | 7.715e-05
4978 | 208 | 7 | 0.00011415 | 0.00011301 | 0.00011409 | 0.00015799 | 0.00019349 | 0.00011331 | 0.00012572 | 0 | 0.00020134 | 0.00015804 | 0.00012423 | 0.00016584 | 0.00017418 | 0.00018219 | 0.00021006 | 8.3657e-05 | 0.0002252 | 7.715e-05
4979 | 208 | 7 | 0.00011416 | 0.00011408 | 0.00012175 | 0.00015925 | 0.00019353 | 0.00011452 | 0.00012604 | 0 | 0.00017378 | 0.00017178 | 0.00014235 | 0.00016674 | 0.00017377 | 0.00018049 | 0.00020746 | 7.3902e-05 | 4.1811e-05 | 7.715e-05
4980 | 208 | 7 | 0.00011415 | 0.0001149 | 0.00011484 | 0.0001595 | 0.00019488 | 0.0001136 | 0.0001256 | 0 | 0.00016965 | 0.00017485 | 0.00015669 | 0.00016822 | 0.00017115 | 0.00017381 | 0.00019686 | 8.4623e-05 | 0.00011685 | 7.715e-05
4981 | 208 | 7 | 0.00011416 | 0.00011711 | 0.00011514 | 0.00016258 | 0.00019477 | 0.00011134 | 0.00012681 | 0 | 0.00016866 | 0.00017384 | 0.00016612 | 0.00016016 | 0.0001638 | 0.00016719 | 0.00020218 | 8.192e-05 | 0.00027058 | 7.715e-05
4982 | 208 | 7 | 0.00011415 | 0.00011866 | 0.00010885 | 0.00016738 | 0.00019655 | 0.00011055 | 0.00012628 | 0 | 0.00016181 | 0.0001699 | 0.0001704 | 0.00017486 | 0.00016703 | 0.00015909 | 0.00020712 | 8.6071e-05 | 0.00032165 | 7.715e-05
4983 | 208 | 7 | 0.00011416 | 0.00011602 | 0.0001101 | 0.00016642 | 0.00018854 | 0.00010998 | 0.00012555 | 0 | 0.00017216 | 0.00016774 | 0.00016962 | 0.00018079 | 0.00016621 | 0.0001516 | 0.00020848 | 9.1789e-05 | 0.00017591 | 7.715e-05
4984 | 208 | 7 | 0.00011415 | 0.00011218 | 0.00011912 | 0.00015645 | 0.00019938 | 0.00010955 | 0.00012519 | 0 | 0.00017862 | 0.00016672 | 0.00016555 | 0.00019425 | 0.00015146 | 0.00010905 | 0.00020729 | 9.7756e-05 | 0.00015726 | 7.715e-05
4985 | 208 | 7 | 0.00011416 | 0.00011462 | 0.00012394 | 0.00016448 | 0.00020228 | 0.00011072 | 0.00012498 | 0 | 0.00019058 | 0.00016109 | 0.00015171 | 0.00021122 | 0.00015877 | 0.00010679 | 0.00020824 | 9.9747e-05 | 0.00010141 | 7.715e-05
4986 | 208 | 7 | 0.00011415 | 0.00011304 | 0.00011476 | 0.0001578 | 0.00019977 | 0.00010927 | 0.00012057 | 0 | 0.00020643 | 0.00015871 | 0.00013838 | 0.00020283 | 0.0001599 | 0.00011731 | 0.00020794 | 0.00010167 | 6.5032e-05 | 7.715e-05
4987 | 208 | 7 | 0.00011416 | 0.00011331 | 0.00011224 | 0.00011545 | 0.00012799 | 0.00010553 | 0.00011734 | 0 | 0.00020322 | 0.00015868 | 0.00012935 | 0.00016351 | 0.00013534 | 0.00010742 | 0.0002116 | 0.00010361 | 4.1089e-05 | 7.715e-05
4988 | 208 | 7 | 0.00011415 | 0.00011875 | 0.00010428 | 0.00010503 | 0.0001307 | 0.00010267 | 0.00011477 | 0 | 0.00017241 | 0.00015043 | 0.0001205 | 0.00012877 | 0.0001156 | 0.00010254 | 0.00021221 | 0.00010177 | 0 | 7.715e-05
4989 | 208 | 7 | 0.00011416 | 0.00011471 | 0.00010629 | 6.187e-05 | 7.427e-05 | 0.00010225 | 0.00011306 | 0 | 0.00013934 | 0.00013557 | 0.00011312 | 8.498e-05 | 8.697e-05 | 8.898e-05 | 0.00021219 | 0.00010048 | 0 | 7.715e-05
4990 | 208 | 7 | 0.00011415 | 0.00012031 | 0.00012299 | 5.915e-05 | 7.625e-05 | 0.00010455 | 0.00011272 | 0 | 9.783e-05 | 0.00011424 | 0.00010579 | 8.648e-05 | 8.709e-05 | 8.774e-05 | 0.00021182 | 0.00010253 | 0 | 7.715e-05
4991 | 208 | 7 | 0.00011416 | 0.00012034 | 0.00012203 | 5.953e-05 | 7.427e-05 | 9.909e-05 | 0.00010793 | 0 | 8.991e-05 | 9.923e-05 | 9.993e-05 | 7.814e-05 | 7.269e-05 | 6.74e-05 | 0.00021172 | 0.00010917 | 0 | 7.715e-05
4992 | 208 | 7 | 0.00011415 | 0.00011296 | 0.00010351 | 5.746e-05 | 6.411e-05 | 9.349e-05 | 0.00010055 | 0 | 8.075e-05 | 8.634e-05 | 9.079e-05 | 6.289e-05 | 6.092e-05 | 5.909e-05 | 0.00021213 | 0.00012402 | 0 | 7.715e-05
4993 | 209 | 7 | 0.00011416 | 0.00011422 | 0.00010298 | 5.794e-05 | 4.558e-05 | 8.98e-05 | 9.539e-05 | 0 | 6.68e-05 | 7.424e-05 | 8.14e-05 | 6.814e-05 | 6.067e-05 | 5.35e-05 | 0.00021235 | 0.00012496 | 0 | 7.724e-05
4994 | 209 | 7 | 0.00011415 | 0.00011953 | 0.00010701 | 5.62e-05 | 4.467e-05 | 8.71e-05 | 9.323e-05 | 0 | 6.822e-05 | 6.649e-05 | 7.225e-05 | 3.542e-05 | 4.557e-05 | 5.585e-05 | 0.00021217 | 0.00012242 | 0 | 7.724e-05
4995 | 209 | 7 | 0.00011416 | 0.00011378 | 0.00011852 | 6.013e-05 | 4.65e-05 | 8.591e-05 | 9.198e-05 | 0 | 4.255e-05 | 5.73e-05 | 6.555e-05 | 2.282e-05 | 4.242e-05 | 6.205e-05 | 0.00021098 | 0.0001167 | 0 | 7.724e-05
4996 | 209 | 7 | 0.00011415 | 0.00012287 | 0.00012225 | 5.38e-05 | 4.54e-05 | 8.691e-05 | 9.2e-05 | 0 | 2.777e-05 | 4.976e-05 | 6.205e-05 | 2.192e-05 | 5.085e-05 | 7.966e-05 | 0.00020828 | 0.00010809 | 0 | 7.724e-05
4997 | 209 | 7 | 0.00011416 | 0.00011982 | 0.00011958 | 5.875e-05 | 4.519e-05 | 8.873e-05 | 9.358e-05 | 0 | 2.365e-05 | 4.837e-05 | 6.438e-05 | 2.415e-05 | 5.933e-05 | 9.428e-05 | 0.00020464 | 0.00010172 | 0 | 7.724e-05
4998 | 209 | 7 | 0.00011415 | 0.00012004 | 0.00012238 | 0.00010631 | 8.319e-05 | 9.237e-05 | 9.85e-05 | 0 | 2.397e-05 | 5.227e-05 | 7.106e-05 | 3.009e-05 | 6.849e-05 | 0.00010659 | 0.00019977 | 9.664e-05 | 4.7173e-06 | 7.724e-05
4999 | 209 | 7 | 0.00011416 | 0.00011986 | 0.00012496 | 0.00010946 | 8.334e-05 | 9.917e-05 | 0.00010912 | 0 | 2.865e-05 | 5.926e-05 | 8.067e-05 | 4.648e-05 | 7.956e-05 | 0.00011238 | 0.0001986 | 9.1368e-05 | 7.8522e-05 | 7.724e-05
5000 | 209 | 7 | 0.00011415 | 0.00011153 | 0.00010409 | 0.00016549 | 0.00011676 | 0.0001054 | 0.00011878 | 0 | 4.241e-05 | 6.831e-05 | 9.076e-05 | 6.776e-05 | 0.00010189 | 0.00013567 | 0.00019428 | 8.2818e-05 | 0.00010072 | 7.724e-05
5001 | 209 | 7 | 0.00011416 | 0.00011399 | 0.0001091 | 0.00015986 | 0.00011917 | 0.00010919 | 0.00012301 | 0 | 6.181e-05 | 8.264e-05 | 0.00010428 | 9.918e-05 | 0.00013802 | 0.00017635 | 0.00019258 | 7.6615e-05 | 0.00024371 | 7.724e-05
5002 | 209 | 7 | 0.00011415 | 0.00011912 | 0.00010462 | 0.00015916 | 0.00012077 | 0.00011032 | 0.00012438 | 0 | 9.045e-05 | 0.0001062 | 0.00012421 | 0.000129 | 0.00015657 | 0.00018371 | 0.00018912 | 7.3609e-05 | 0.0002213 | 7.724e-05
5003 | 209 | 7 | 0.00011416 | 0.00011263 | 0.00010949 | 0.00015971 | 0.00012066 | 0.00011119 | 0.00012551 | 0 | 0.00011982 | 0.00013029 | 0.00014267 | 0.00013463 | 0.0001563 | 0.00017761 | 0.0001863 | 7.332e-05 | 8.329e-05 | 7.724e-05
5004 | 209 | 7 | 0.00011415 | 0.00011903 | 0.00011152 | 0.00016141 | 0.00011627 | 0.00011156 | 0.0001255 | 0 | 0.00013068 | 0.00014539 | 0.00015637 | 0.00013597 | 0.0001543 | 0.0001723 | 0.00019447 | 9.5029e-05 | 0.00045772 | 7.724e-05
5005 | 209 | 7 | 0.00011416 | 0.00011971 | 0.00011109 | 0.00016467 | 0.00011979 | 0.00011162 | 0.00012619 | 0 | 0.00013469 | 0.00015177 | 0.00016549 | 0.0001281 | 0.00014716 | 0.00016591 | 0.00020368 | 9.6959e-05 | 0.00063101 | 7.724e-05
5006 | 209 | 7 | 0.00011415 | 0.00011811 | 0.00011923 | 0.00016148 | 0.00011917 | 0.00011029 | 0.0001266 | 0 | 0.00012963 | 0.00015128 | 0.00016956 | 0.00011115 | 0.00013556 | 0.00015964 | 0.00020301 | 9.7824e-05 | 0.00048205 | 7.724e-05
5007 | 209 | 7 | 0.00011416 | 0.00011414 | 0.00010515 | 0.00016294 | 0.00012034 | 0.00010948 | 0.00012728 | 0 | 0.0001154 | 0.00014526 | 0.00016894 | 0.00012584 | 0.00013893 | 0.00015182 | 0.0002054 | 9.6767e-05 | 0.00039855 | 7.724e-05
5008 | 209 | 7 | 0.00011415 | 0.00011469 | 0.00010727 | 0.00015714 | 0.00011919 | 0.00010919 | 0.00012722 | 0 | 0.00012395 | 0.00014131 | 0.000165 | 0.00013262 | 0.00012084 | 0.00010924 | 0.00020956 | 9.8118e-05 | 0.00020608 | 7.724e-05
5009 | 209 | 7 | 0.00011416 | 0.000112 | 0.00011333 | 0.00016584 | 0.00011492 | 0.00010947 | 0.00012722 | 0 | 0.00013044 | 0.00013307 | 0.0001514 | 0.00014032 | 0.00012401 | 0.00010793 | 0.00021076 | 0.00010052 | 0.00011218 | 7.724e-05
5010 | 209 | 7 | 0.00011415 | 0.00011639 | 0.00011008 | 0.00015623 | 0.00012111 | 0.00010808 | 0.00012228 | 0 | 0.00013785 | 0.00012772 | 0.00013849 | 0.0001409 | 0.00012964 | 0.00011852 | 0.00021005 | 0.00010003 | 0.00011086 | 7.724e-05
5011 | 209 | 7 | 0.00011416 | 0.00012263 | 0.00010458 | 0.00010545 | 7.64e-05 | 0.00010638 | 0.00011947 | 0 | 0.0001401 | 0.00012721 | 0.00012984 | 0.00014029 | 0.00012346 | 0.00010686 | 0.00020681 | 0.00010838 | 3.7687e-05 | 7.724e-05
5012 | 209 | 7 | 0.00011415 | 0.00012284 | 0.00010508 | 0.00011273 | 7.766e-05 | 0.00010375 | 0.00011628 | 0 | 0.00014023 | 0.00012598 | 0.00012088 | 0.00014207 | 0.00012152 | 0.00010125 | 0.00020662 | 0.00010375 | 9.5024e-07 | 7.724e-05
5013 | 209 | 7 | 0.00011416 | 0.00011507 | 0.00011903 | 6.046e-05 | 4.537e-05 | 0.00010221 | 0.00011431 | 0 | 0.00014171 | 0.00012406 | 0.00011317 | 8.374e-05 | 8.562e-05 | 8.76e-05 | 0.00020723 | 0.00010816 | 0 | 7.724e-05
5014 | 209 | 7 | 0.00011415 | 0.00012079 | 0.00011417 | 5.288e-05 | 4.375e-05 | 0.00010516 | 0.00011229 | 0 | 9.646e-05 | 0.00010968 | 0.00010546 | 8.728e-05 | 8.781e-05 | 8.846e-05 | 0.00020257 | 0.00011562 | 0 | 7.724e-05
5015 | 209 | 7 | 0.00011416 | 0.00011194 | 0.00012006 | 6.199e-05 | 4.295e-05 | 0.00010027 | 0.00010725 | 0 | 9.055e-05 | 9.796e-05 | 9.969e-05 | 8.503e-05 | 7.607e-05 | 6.738e-05 | 0.00019541 | 0.00012675 | 0 | 7.724e-05
5016 | 209 | 7 | 0.00011415 | 0.00012006 | 0.00010778 | 5.493e-05 | 4.287e-05 | 9.429e-05 | 0.00010066 | 0 | 8.644e-05 | 8.735e-05 | 9.051e-05 | 7.924e-05 | 6.899e-05 | 5.905e-05 | 0.00018417 | 0.00013152 | 0 | 7.724e-05
5017 | 210 | 7 | 0.00011416 | 0.00011368 | 0.00010232 | 5.884e-05 | 1.389e-05 | 8.969e-05 | 9.582e-05 | 0 | 8.06e-05 | 7.835e-05 | 8.116e-05 | 6.879e-05 | 6.125e-05 | 5.402e-05 | 0.00017953 | 0.00013785 | 0 | 7.706e-05
5018 | 210 | 7 | 0.00011415 | 0.00011625 | 0.00010582 | 5.22e-05 | 1.314e-05 | 8.731e-05 | 9.352e-05 | 0 | 7.154e-05 | 7.008e-05 | 7.222e-05 | 3.561e-05 | 4.582e-05 | 5.615e-05 | 0.00017626 | 0.00014719 | 0 | 7.706e-05
5019 | 210 | 7 | 0.00011416 | 0.00011417 | 0.00011192 | 6.15e-05 | 1.471e-05 | 8.687e-05 | 9.249e-05 | 0 | 4.376e-05 | 5.939e-05 | 6.567e-05 | 2.247e-05 | 4.178e-05 | 6.111e-05 | 0.00018223 | 0.0001501 | 0 | 7.706e-05
5020 | 210 | 7 | 0.00011415 | 0.00011316 | 0.00010935 | 5.578e-05 | 1.339e-05 | 8.78e-05 | 9.244e-05 | 0 | 2.789e-05 | 5.048e-05 | 6.198e-05 | 2.205e-05 | 5.115e-05 | 8.013e-05 | 0.00017792 | 0.00014789 | 0 | 7.706e-05
5021 | 210 | 7 | 0.00011416 | 0.00011172 | 0.00011788 | 5.729e-05 | 1.4e-05 | 8.962e-05 | 9.448e-05 | 0 | 2.372e-05 | 4.864e-05 | 6.443e-05 | 2.376e-05 | 5.837e-05 | 9.277e-05 | 0.00016836 | 0.00015575 | 0 | 7.706e-05
5022 | 210 | 7 | 0.00011415 | 0.0001142 | 0.00011047 | 0.00010563 | 2.795e-05 | 9.348e-05 | 0.00010012 | 0 | 2.367e-05 | 5.203e-05 | 7.076e-05 | 3.002e-05 | 6.832e-05 | 0.00010632 | 0.00016364 | 0.00016207 | 2.7489e-06 | 7.706e-05
5023 | 210 | 7 | 0.00011416 | 0.00012231 | 0.00011536 | 0.0001087 | 2.672e-05 | 0.00010072 | 0.00011096 | 0 | 2.853e-05 | 5.891e-05 | 8.03e-05 | 4.617e-05 | 7.905e-05 | 0.00011166 | 0.00016278 | 0.00017 | 0.00013221 | 7.706e-05
5024 | 210 | 7 | 0.00011415 | 0.00011785 | 0.00010098 | 0.00016393 | 4.03e-05 | 0.00010725 | 0.00012066 | 0 | 4.215e-05 | 6.79e-05 | 9.025e-05 | 6.833e-05 | 0.00010275 | 0.00013682 | 0.00016644 | 0.00017489 | 3.2741e-05 | 7.706e-05
5025 | 210 | 7 | 0.00011416 | 0.00012159 | 0.00010386 | 0.00016477 | 4.028e-05 | 0.0001116 | 0.00012552 | 0 | 6.22e-05 | 8.268e-05 | 0.0001041 | 9.993e-05 | 0.00013908 | 0.0001777 | 0.00016805 | 0.00017723 | 0.00013806 | 7.706e-05
5026 | 210 | 7 | 0.00011415 | 0.00011284 | 0.00012038 | 0.00016057 | 4.005e-05 | 0.00011335 | 0.0001274 | 0 | 9.111e-05 | 0.00010672 | 0.00012439 | 0.00012841 | 0.00015585 | 0.00018286 | 0.00016018 | 0.0001815 | 0.00024325 | 7.706e-05
5027 | 210 | 7 | 0.00011416 | 0.00011243 | 0.00011722 | 0.00016421 | 3.877e-05 | 0.00011401 | 0.00012825 | 0 | 0.00011949 | 0.00013048 | 0.00014275 | 0.00013562 | 0.00015745 | 0.00017891 | 0.00016842 | 0.00018539 | 0.000187 | 7.706e-05
5028 | 210 | 7 | 0.00011415 | 0.00011346 | 0.0001014 | 0.00016654 | 4.033e-05 | 0.00011368 | 0.00012661 | 0 | 0.00013141 | 0.00014581 | 0.00015678 | 0.00013812 | 0.00015673 | 0.00017502 | 0.00017868 | 0.00018845 | 0.0003855 | 7.706e-05
5029 | 210 | 7 | 0.00011416 | 0.00011529 | 0.00011231 | 0.00016596 | 3.866e-05 | 0.00011172 | 0.00012661 | 0 | 0.0001365 | 0.00015299 | 0.00016649 | 0.00013034 | 0.00014973 | 0.00016881 | 0.0001991 | 0.00018883 | 0.00055761 | 7.706e-05
5030 | 210 | 7 | 0.00011415 | 0.00011864 | 0.00012326 | 0.00016015 | 3.904e-05 | 0.00011072 | 0.00012575 | 0 | 0.00013173 | 0.00015321 | 0.00017109 | 0.00011108 | 0.00013547 | 0.00015953 | 0.00020453 | 0.00018912 | 0.00021483 | 7.706e-05
5031 | 210 | 7 | 0.00011416 | 0.00011313 | 0.00011284 | 0.00016151 | 3.842e-05 | 0.00010918 | 0.00012514 | 0 | 0.00011581 | 0.00014662 | 0.00017025 | 0.00012573 | 0.00013881 | 0.00015169 | 0.0002103 | 0.00018872 | 0.00031798 | 7.706e-05
5032 | 210 | 7 | 0.00011415 | 0.00011234 | 0.000101 | 0.00016157 | 3.839e-05 | 0.00010908 | 0.000125 | 0 | 0.00012401 | 0.00014195 | 0.00016609 | 0.000133 | 0.00012119 | 0.00010955 | 0.00021152 | 0.00018734 | 0.00020138 | 7.706e-05
5033 | 210 | 7 | 0.00011416 | 0.00011449 | 0.00011201 | 0.00015921 | 4.061e-05 | 0.00010995 | 0.00012497 | 0 | 0.00013076 | 0.00013343 | 0.00015228 | 0.0001397 | 0.00012347 | 0.00010745 | 0.00021202 | 0.00018656 | 0.00030583 | 7.706e-05
5034 | 210 | 7 | 0.00011415 | 0.00011411 | 0.0001191 | 0.00016412 | 4.006e-05 | 0.00010934 | 0.00012124 | 0 | 0.00013742 | 0.00012771 | 0.00013895 | 0.00014128 | 0.00013 | 0.00011885 | 0.00021146 | 0.00018556 | 0.00015793 | 7.706e-05
5035 | 210 | 7 | 0.00011416 | 0.00011695 | 0.00010266 | 0.0001101 | 2.792e-05 | 0.0001054 | 0.00011852 | 0 | 0.00014032 | 0.00012724 | 0.00013011 | 0.00013925 | 0.00012255 | 0.00010607 | 0.0002076 | 0.00018397 | 4.2371e-05 | 7.706e-05
5036 | 210 | 7 | 0.00011415 | 0.00011486 | 0.00012104 | 0.00010484 | 2.606e-05 | 0.00010331 | 0.00011603 | 0 | 0.00013945 | 0.00012569 | 0.00012083 | 0.00014165 | 0.00012116 | 0.00010095 | 0.00019694 | 0.00018252 | 2.7065e-06 | 7.706e-05
5037 | 210 | 7 | 0.00011416 | 0.00011582 | 0.00010118 | 5.553e-05 | 1.481e-05 | 0.00010255 | 0.00011404 | 0 | 0.00014123 | 0.00012366 | 0.00011298 | 8.461e-05 | 8.651e-05 | 8.851e-05 | 0.00018354 | 0.00018106 | 0 | 7.706e-05
5038 | 210 | 7 | 0.00011415 | 0.00012116 | 0.00011167 | 5.901e-05 | 1.506e-05 | 0.00010583 | 0.00011218 | 0 | 9.703e-05 | 0.00010973 | 0.00010545 | 8.676e-05 | 8.729e-05 | 8.794e-05 | 0.00017193 | 0.00017981 | 0 | 7.706e-05
5039 | 210 | 7 | 0.00011416 | 0.00011698 | 0.00010344 | 5.286e-05 | 1.515e-05 | 0.0001009 | 0.00010698 | 0 | 9.023e-05 | 9.793e-05 | 9.96e-05 | 8.421e-05 | 7.534e-05 | 6.674e-05 | 0.0001639 | 0.00017858 | 0 | 7.706e-05
5040 | 210 | 7 | 0.00011415 | 0.00011904 | 0.00012232 | 5.816e-05 | 1.511e-05 | 9.5e-05 | 9.999e-05 | 0 | 8.576e-05 | 8.703e-05 | 9.03e-05 | 7.829e-05 | 6.816e-05 | 5.834e-05 | 0.00015239 | 0.00017685 | 0 | 7.706e-05
5041 | 211 | 7 | 0.00011416 | 0.00011067 | 0.00012677 | 5.773e-05 | 6.828e-05 | 9.124e-05 | 9.49e-05 | 0 | 7.973e-05 | 7.776e-05 | 8.084e-05 | 5.497e-05 | 5.438e-05 | 5.395e-05 | 0.00015007 | 0.00017693 | 0 | 7.819e-05
5042 | 211 | 7 | 0.00011415 | 0.00011017 | 0.00011465 | 5.639e-05 | 7.414e-05 | 8.795e-05 | 9.251e-05 | 0 | 6.056e-05 | 6.717e-05 | 7.192e-05 | 1.933e-05 | 3.782e-05 | 5.628e-05 | 0.00014673 | 0.00017663 | 0 | 7.819e-05
5043 | 211 | 7 | 0.00011416 | 0.00011202 | 0.00012765 | 6.089e-05 | 6.712e-05 | 8.677e-05 | 9.177e-05 | 0 | 2.892e-05 | 5.402e-05 | 6.543e-05 | 1.397e-05 | 3.803e-05 | 6.198e-05 | 0.00014316 | 0.00017604 | 0 | 7.819e-05
5044 | 211 | 7 | 0.00011415 | 0.0001099 | 0.00011754 | 5.371e-05 | 6.517e-05 | 8.757e-05 | 9.188e-05 | 0 | 1.811e-05 | 4.509e-05 | 6.199e-05 | 1.4e-05 | 4.76e-05 | 8.096e-05 | 0.00013795 | 0.00017551 | 0 | 7.819e-05
5045 | 211 | 7 | 0.00011416 | 0.00011658 | 0.00012793 | 6.121e-05 | 6.918e-05 | 9.011e-05 | 9.408e-05 | 0 | 1.508e-05 | 4.402e-05 | 6.468e-05 | 1.935e-05 | 5.681e-05 | 9.394e-05 | 0.00013114 | 0.00017545 | 0 | 7.819e-05
5046 | 211 | 7 | 0.00011415 | 0.00011308 | 0.00010767 | 0.00011118 | 0.00012904 | 9.457e-05 | 9.858e-05 | 0 | 1.828e-05 | 4.872e-05 | 7.131e-05 | 4.645e-05 | 7.695e-05 | 0.00010715 | 0.00012073 | 0.00017457 | 3.2512e-05 | 7.819e-05
5047 | 211 | 7 | 0.00011416 | 0.00011181 | 0.00011186 | 0.00010761 | 0.00012698 | 0.00010075 | 0.00010852 | 0 | 4.011e-05 | 6.021e-05 | 8.101e-05 | 0.00012234 | 0.00011739 | 0.00011245 | 0.00010863 | 0.00017143 | 0.00013023 | 7.819e-05
5048 | 211 | 7 | 0.00011415 | 0.00011103 | 0.00011097 | 0.00016482 | 0.00019984 | 0.00010762 | 0.0001191 | 0 | 0.00010364 | 8.377e-05 | 9.106e-05 | 0.00021747 | 0.00017694 | 0.00013669 | 9.7693e-05 | 0.0001672 | 0.00030697 | 7.819e-05
5049 | 211 | 7 | 0.00011416 | 0.0001069 | 0.00011709 | 0.0001603 | 0.00019343 | 0.0001126 | 0.00012451 | 0 | 0.00019068 | 0.00012341 | 0.00010474 | 0.00021032 | 0.00019407 | 0.00017774 | 9.5847e-05 | 0.00016523 | 7.5095e-05 | 7.819e-05
5050 | 211 | 7 | 0.00011415 | 0.00011527 | 0.0001262 | 0.00016108 | 0.00019263 | 0.00011469 | 0.00012624 | 0 | 0.00020372 | 0.0001589 | 0.00012487 | 0.00016456 | 0.00017283 | 0.00018078 | 0.00010296 | 0.00016474 | 0.00013753 | 7.819e-05
5051 | 211 | 7 | 0.00011416 | 0.00011448 | 0.00012362 | 0.00016685 | 0.00019915 | 0.00011623 | 0.0001269 | 0 | 0.00017322 | 0.00017215 | 0.0001426 | 0.00016469 | 0.00017163 | 0.00017827 | 0.00010999 | 0.00016307 | 0.00012772 | 7.819e-05
5052 | 211 | 7 | 0.00011415 | 0.00010993 | 0.0001139 | 0.00016174 | 0.00019181 | 0.0001152 | 0.00012605 | 0 | 0.00016801 | 0.00017414 | 0.00015637 | 0.00016889 | 0.00017182 | 0.0001745 | 0.00012219 | 0.00016977 | 0.00027217 | 7.819e-05
5053 | 211 | 7 | 0.00011416 | 0.0001069 | 0.0001205 | 0.00016058 | 0.00018895 | 0.00011209 | 0.00012474 | 0 | 0.00016887 | 0.00017334 | 0.00016592 | 0.00015909 | 0.0001627 | 0.00016607 | 0.00011877 | 0.00016801 | 9.6127e-05 | 7.819e-05
5054 | 211 | 7 | 0.00011415 | 0.00010946 | 0.00011009 | 0.000157 | 0.00019871 | 0.00010854 | 0.0001232 | 0 | 0.00016095 | 0.0001693 | 0.00016995 | 0.00017752 | 0.00016957 | 0.00016151 | 0.0001086 | 0.00016563 | 8.9136e-05 | 7.819e-05
5055 | 211 | 7 | 0.00011416 | 0.00010828 | 0.00011384 | 0.00015865 | 0.00019725 | 0.0001078 | 0.0001216 | 0 | 0.00017407 | 0.00016824 | 0.00016967 | 0.00018141 | 0.00016678 | 0.00015212 | 0.00010484 | 0.00016408 | 0.00022961 | 7.819e-05
5056 | 211 | 7 | 0.00011415 | 0.00011469 | 0.00011168 | 0.00016442 | 0.00019342 | 0.00010748 | 0.00012033 | 0 | 0.00017946 | 0.00016753 | 0.0001658 | 0.00019725 | 0.0001538 | 0.00011073 | 0.00010631 | 0.00016051 | 0.00038502 | 7.819e-05
5057 | 211 | 7 | 0.00011416 | 0.00011715 | 0.00012364 | 0.00016675 | 0.00019924 | 0.00010943 | 0.00012131 | 0 | 0.00019312 | 0.00016251 | 0.0001524 | 0.00021372 | 0.00016065 | 0.00010806 | 0.00011179 | 0.00015764 | 0.00027997 | 7.819e-05
5058 | 211 | 7 | 0.00011415 | 0.00011628 | 0.00011701 | 0.0001617 | 0.00019414 | 0.00010866 | 0.00011797 | 0 | 0.00020891 | 0.00016044 | 0.00013932 | 0.00020435 | 0.00016109 | 0.00011819 | 0.00012508 | 0.00015711 | 0.00014954 | 7.819e-05
5059 | 211 | 7 | 0.00011416 | 0.00010785 | 0.00012401 | 0.00010997 | 0.00013352 | 0.0001045 | 0.00011459 | 0 | 0.00020494 | 0.00016028 | 0.00013043 | 0.00016426 | 0.00013596 | 0.00010792 | 0.00011099 | 0.00015514 | 3.6703e-05 | 7.819e-05
5060 | 211 | 7 | 0.00011415 | 0.00011493 | 0.00013016 | 0.00010934 | 0.00013423 | 0.00010123 | 0.00011149 | 0 | 0.00017341 | 0.00015163 | 0.00012148 | 0.00012785 | 0.00011476 | 0.00010181 | 9.8514e-05 | 0.00014682 | 1.3745e-06 | 7.819e-05
5061 | 211 | 7 | 0.00011416 | 0.00011637 | 0.00012664 | 6.053e-05 | 6.395e-05 | 9.938e-05 | 0.00010885 | 2.12e-06 | 0.00013885 | 0.00013592 | 0.00011373 | 8.479e-05 | 8.677e-05 | 8.878e-05 | 9.0957e-05 | 0.00013933 | 0 | 7.819e-05
5062 | 211 | 7 | 0.00011415 | 0.00011277 | 0.00010923 | 5.992e-05 | 7.255e-05 | 0.00010257 | 0.00010738 | 2.13e-06 | 9.761e-05 | 0.00011419 | 0.00010611 | 8.695e-05 | 8.756e-05 | 8.821e-05 | 8.021e-05 | 0.00013328 | 0 | 7.819e-05
5063 | 211 | 7 | 0.00011416 | 0.00011191 | 0.00012231 | 5.562e-05 | 7.349e-05 | 9.838e-05 | 0.00010353 | 4.24e-06 | 9.022e-05 | 9.928e-05 | 0.00010017 | 7.743e-05 | 7.202e-05 | 6.678e-05 | 7.1743e-05 | 0.00012494 | 0 | 7.819e-05
5064 | 211 | 7 | 0.00011415 | 0.00010728 | 0.00011395 | 6.138e-05 | 6.5e-05 | 9.175e-05 | 9.683e-05 | 0 | 8.023e-05 | 8.618e-05 | 9.076e-05 | 6.273e-05 | 6.075e-05 | 5.894e-05 | 6.7304e-05 | 0.0001144 | 0 | 7.819e-05
5065 | 212 | 7 | 0.00011416 | 0.00011574 | 9.852e-05 | 5.232e-05 | 6.375e-05 | 8.807e-05 | 9.176e-05 | 0 | 6.658e-05 | 7.402e-05 | 8.127e-05 | 5.422e-05 | 5.364e-05 | 5.322e-05 | 8.2455e-05 | 0.00011163 | 0 | 7.724e-05
5066 | 212 | 7 | 0.00011415 | 0.0001212 | 9.864e-05 | 5.853e-05 | 6.963e-05 | 8.471e-05 | 8.91e-05 | 0 | 5.731e-05 | 6.38e-05 | 7.207e-05 | 1.929e-05 | 3.775e-05 | 5.618e-05 | 8.1159e-05 | 0.00010853 | 0 | 7.724e-05
5067 | 212 | 7 | 0.00011416 | 0.00012021 | 0.00010435 | 5.983e-05 | 6.665e-05 | 8.352e-05 | 8.766e-05 | 6.36e-06 | 2.786e-05 | 5.209e-05 | 6.546e-05 | 1.384e-05 | 3.766e-05 | 6.138e-05 | 7.2074e-05 | 0.00010694 | 0 | 7.724e-05
5068 | 212 | 7 | 0.00011415 | 0.0001182 | 0.0001071 | 6.144e-05 | 6.709e-05 | 8.267e-05 | 8.705e-05 | 6.36e-06 | 1.765e-05 | 4.41e-05 | 6.183e-05 | 1.385e-05 | 4.712e-05 | 8.014e-05 | 6.7251e-05 | 0.00010545 | 0 | 7.724e-05
5069 | 212 | 7 | 0.00011416 | 0.00011447 | 0.00010504 | 6.215e-05 | 6.382e-05 | 8.291e-05 | 8.671e-05 | 4.24e-06 | 1.493e-05 | 4.34e-05 | 6.432e-05 | 1.939e-05 | 5.692e-05 | 9.413e-05 | 6.3468e-05 | 0.00010029 | 0 | 7.724e-05
5070 | 212 | 7 | 0.00011415 | 0.00012161 | 0.00011143 | 0.00011514 | 0.00013962 | 8.255e-05 | 8.714e-05 | 8.48e-06 | 1.828e-05 | 4.843e-05 | 7.1e-05 | 4.679e-05 | 7.752e-05 | 0.00010794 | 5.6409e-05 | 9.0758e-05 | 2.9466e-05 | 7.724e-05
5071 | 212 | 7 | 0.00011416 | 0.00012046 | 0.00010749 | 0.0001128 | 0.0001393 | 8.659e-05 | 9.146e-05 | 2.13e-06 | 4.037e-05 | 6.032e-05 | 8.093e-05 | 0.00012161 | 0.00011668 | 0.00011178 | 4.4791e-05 | 8.3931e-05 | 0.00012943 | 7.724e-05
5072 | 212 | 7 | 0.00011415 | 0.00011296 | 0.00010597 | 0.00015936 | 0.00019568 | 9.212e-05 | 9.781e-05 | 4.24e-06 | 0.00010312 | 8.368e-05 | 9.089e-05 | 0.00021816 | 0.00017751 | 0.00013713 | 3.0472e-05 | 7.501e-05 | 0.00031055 | 7.724e-05
5073 | 212 | 7 | 0.00011416 | 0.00011836 | 9.843e-05 | 0.00016573 | 0.00019172 | 9.766e-05 | 0.00010441 | 0 | 0.00019114 | 0.00012348 | 0.00010473 | 0.00020994 | 0.00019372 | 0.00017742 | 1.8942e-05 | 5.4873e-05 | 0.00047219 | 7.724e-05
5074 | 212 | 7 | 0.00011415 | 0.00011527 | 0.00010224 | 0.00016416 | 0.00019053 | 0.00010035 | 0.00010703 | 0 | 0.0002035 | 0.00015887 | 0.00012484 | 0.00016632 | 0.00017468 | 0.00018272 | 1.591e-05 | 3.7992e-05 | 0.00051454 | 7.724e-05
5075 | 212 | 7 | 0.00011416 | 0.00011254 | 0.00010005 | 0.00015642 | 0.00019846 | 0.00010209 | 0.00010713 | 0 | 0.00017456 | 0.00017277 | 0.00014301 | 0.00016513 | 0.00017209 | 0.00017874 | 1.1224e-05 | 2.8815e-05 | 0.00054734 | 7.724e-05
5076 | 212 | 7 | 0.00011415 | 0.00012296 | 0.00010096 | 0.00015853 | 0.00020297 | 0.00010398 | 0.00010623 | 0 | 0.00016861 | 0.00017488 | 0.00015686 | 0.00016816 | 0.00017109 | 0.00017375 | 7.6823e-06 | 2.8845e-05 | 0.00055451 | 7.724e-05
5077 | 212 | 7 | 0.00011416 | 0.00011497 | 0.00010381 | 0.00016564 | 0.00019232 | 0.00010305 | 0.00010465 | 0 | 0.00016845 | 0.00017356 | 0.0001662 | 0.00016088 | 0.00016453 | 0.00016794 | 5.7982e-06 | 3.3041e-05 | 0.00048556 | 7.724e-05
5078 | 212 | 7 | 0.00011415 | 0.00011387 | 0.00010475 | 0.00016052 | 0.00020029 | 0.00010203 | 0.00010353 | 2.12e-06 | 0.00016229 | 0.00016995 | 0.00017058 | 0.00017551 | 0.00016765 | 0.00015968 | 3.7157e-06 | 3.9755e-05 | 0.00050092 | 7.724e-05
5079 | 212 | 7 | 0.00011416 | 0.00011152 | 9.612e-05 | 0.00015899 | 0.00020008 | 9.901e-05 | 0.00010304 | 0 | 0.00017274 | 0.0001681 | 0.00016981 | 0.00018257 | 0.00016785 | 0.0001531 | 2.9087e-06 | 4.6998e-05 | 0.00045472 | 7.724e-05
5080 | 212 | 7 | 0.00011415 | 0.00012017 | 9.709e-05 | 0.00016583 | 0.00020213 | 9.875e-05 | 0.00010403 | 0 | 0.00018014 | 0.00016761 | 0.00016603 | 0.00019466 | 0.00015177 | 0.00010927 | 2.0001e-06 | 4.8064e-05 | 0.00038254 | 7.724e-05
5081 | 212 | 7 | 0.00011416 | 0.00011251 | 0.00010826 | 0.00015964 | 0.00019302 | 0.00010046 | 0.00010599 | 0 | 0.00019121 | 0.0001619 | 0.00015223 | 0.00020985 | 0.00015774 | 0.0001061 | 1.8006e-06 | 4.2392e-05 | 0.00025951 | 7.724e-05
5082 | 212 | 7 | 0.00011415 | 0.00012059 | 0.00010914 | 0.00016046 | 0.00019483 | 9.961e-05 | 0.00010553 | 0 | 0.00020552 | 0.00015882 | 0.00013869 | 0.00020455 | 0.00016125 | 0.00011831 | 2.4433e-06 | 3.7896e-05 | 0.00014066 | 7.724e-05
5083 | 212 | 7 | 0.00011416 | 0.00011777 | 0.00011483 | 0.00011507 | 0.00012995 | 9.762e-05 | 0.00010424 | 6.36e-06 | 0.00020441 | 0.00015904 | 0.0001298 | 0.00016408 | 0.00013581 | 0.0001078 | 5.6927e-06 | 3.4388e-05 | 3.1409e-05 | 7.724e-05
5084 | 212 | 7 | 0.00011415 | 0.00011925 | 9.737e-05 | 0.0001062 | 0.000131 | 9.615e-05 | 0.00010221 | 8.49e-06 | 0.00017305 | 0.00015093 | 0.00012093 | 0.00012897 | 0.00011577 | 0.0001027 | 1.4238e-05 | 3.2148e-05 | 0 | 7.724e-05
5085 | 212 | 7 | 0.00011416 | 0.00012025 | 0.00011316 | 5.885e-05 | 7.586e-05 | 9.554e-05 | 0.00010193 | 1.484e-05 | 0.00013963 | 0.00013598 | 0.00011345 | 8.499e-05 | 8.697e-05 | 8.899e-05 | 2.8847e-05 | 3.4094e-05 | 0 | 7.724e-05
5086 | 212 | 7 | 0.00011415 | 0.00011879 | 0.00010766 | 5.324e-05 | 6.365e-05 | 9.735e-05 | 0.00010143 | 3.392e-05 | 9.793e-05 | 0.00011447 | 0.00010603 | 8.659e-05 | 8.72e-05 | 8.785e-05 | 5.2898e-05 | 4.1649e-05 | 0 | 7.724e-05
5087 | 212 | 7 | 0.00011416 | 0.0001123 | 0.00011075 | 5.942e-05 | 6.63e-05 | 9.401e-05 | 9.615e-05 | 2.544e-05 | 9.002e-05 | 9.937e-05 | 0.00010015 | 7.797e-05 | 7.253e-05 | 6.725e-05 | 7.2437e-05 | 5.4123e-05 | 0 | 7.724e-05
5088 | 212 | 7 | 0.00011415 | 0.00012188 | 0.00011495 | 5.894e-05 | 7.094e-05 | 8.912e-05 | 9.126e-05 | 2.544e-05 | 8.064e-05 | 8.636e-05 | 9.089e-05 | 6.313e-05 | 6.115e-05 | 5.932e-05 | 9.1732e-05 | 8.4304e-05 | 0 | 7.724e-05
5089 | 213 | 8 | 0.00011416 | 0.00011253 | 8.402e-05 | 5.587e-05 | 6.288e-05 | 8.554e-05 | 8.773e-05 | 2.756e-05 | 6.697e-05 | 7.431e-05 | 8.15e-05 | 5.471e-05 | 5.413e-05 | 5.37e-05 | 9.7946e-05 | 9.5753e-05 | 0 | 7.611e-05
5090 | 213 | 8 | 0.00011415 | 0.00011812 | 9.608e-05 | 5.867e-05 | 6.769e-05 | 8.245e-05 | 8.546e-05 | 2.756e-05 | 5.778e-05 | 6.419e-05 | 7.236e-05 | 1.921e-05 | 3.809e-05 | 5.668e-05 | 9.8434e-05 | 0.00010048 | 0 | 7.611e-05
5091 | 213 | 8 | 0.00011416 | 0.00010948 | 8.923e-05 | 6.171e-05 | 6.879e-05 | 8.147e-05 | 8.422e-05 | 2.332e-05 | 2.791e-05 | 5.248e-05 | 6.582e-05 | 1.37e-05 | 3.806e-05 | 6.203e-05 | 9.2198e-05 | 0.00010547 | 0 | 7.611e-05
5092 | 213 | 8 | 0.00011415 | 0.00011028 | 8.817e-05 | 6.092e-05 | 7.107e-05 | 8.113e-05 | 8.384e-05 | 2.544e-05 | 1.756e-05 | 4.449e-05 | 6.228e-05 | 1.371e-05 | 4.762e-05 | 8.098e-05 | 7.6437e-05 | 0.000109 | 0 | 7.611e-05
5093 | 213 | 8 | 0.00011416 | 0.00011475 | 8.709e-05 | 6.24e-05 | 7.582e-05 | 8.045e-05 | 8.327e-05 | 3.18e-05 | 1.48e-05 | 4.383e-05 | 6.488e-05 | 1.899e-05 | 5.646e-05 | 9.336e-05 | 6.1111e-05 | 0.00010913 | 0 | 7.611e-05
5094 | 213 | 8 | 0.00011415 | 0.00011718 | 8.676e-05 | 0.00011393 | 0.00012914 | 8.004e-05 | 8.171e-05 | 8.48e-06 | 1.794e-05 | 4.855e-05 | 7.13e-05 | 4.633e-05 | 7.685e-05 | 0.00010702 | 5.1292e-05 | 0.00010525 | 3.1273e-05 | 7.611e-05
5095 | 213 | 8 | 0.00011416 | 0.00011267 | 0.00010385 | 0.00010768 | 0.00013606 | 8.283e-05 | 8.36e-05 | 0 | 3.995e-05 | 6.007e-05 | 8.094e-05 | 0.0001219 | 0.00011651 | 0.00011161 | 4.2072e-05 | 0.00010412 | 0.00012463 | 7.611e-05
5096 | 213 | 8 | 0.00011415 | 0.00011022 | 8.427e-05 | 0.00015762 | 0.00019581 | 8.775e-05 | 8.762e-05 | 0 | 0.00010325 | 8.336e-05 | 9.077e-05 | 0.00021764 | 0.00017616 | 0.00013608 | 2.5439e-05 | 0.00010549 | 0.00029688 | 7.611e-05
5097 | 213 | 8 | 0.00011416 | 0.00010886 | 8.493e-05 | 0.00016588 | 0.00020088 | 9.252e-05 | 9.199e-05 | 0 | 0.00019074 | 0.00012279 | 0.00010432 | 0.00020975 | 0.00019255 | 0.00017634 | 5.8997e-06 | 0.00010415 | 0.00045416 | 7.611e-05
5098 | 213 | 8 | 0.00011415 | 0.00011174 | 8.187e-05 | 0.00016668 | 0.00020169 | 9.674e-05 | 9.53e-05 | 0 | 0.00020328 | 0.0001579 | 0.00012419 | 0.00016627 | 0.00017382 | 0.00018181 | 1.8853e-06 | 0.00010274 | 0.00055615 | 7.611e-05
5099 | 213 | 8 | 0.00011416 | 0.00010821 | 9.565e-05 | 0.00016169 | 0.0001891 | 9.903e-05 | 9.737e-05 | 0 | 0.00017448 | 0.00017177 | 0.00014224 | 0.00016745 | 0.00017369 | 0.0001804 | 7.0705e-07 | 9.8409e-05 | 0.000618 | 7.611e-05
5100 | 213 | 8 | 0.00011415 | 0.00011592 | 9.719e-05 | 0.00015919 | 0.00019201 | 0.00010015 | 9.865e-05 | 0 | 0.00017039 | 0.00017483 | 0.00015657 | 0.00016822 | 0.00017033 | 0.00017298 | 2.7631e-07 | 9.439e-05 | 0.00062262 | 7.611e-05
5101 | 213 | 8 | 0.00011416 | 0.00011044 | 0.00010444 | 0.00015913 | 0.00019131 | 9.735e-05 | 9.8e-05 | 0 | 0.00016884 | 0.00017351 | 0.00016587 | 0.00015989 | 0.00016277 | 0.00016614 | 2.1634e-07 | 8.8778e-05 | 0.00065515 | 7.611e-05
5102 | 213 | 8 | 0.00011415 | 0.00011477 | 9.493e-05 | 0.00016577 | 0.00018951 | 9.454e-05 | 9.634e-05 | 0 | 0.00016165 | 0.00016925 | 0.00016999 | 0.00017673 | 0.000168 | 0.00016001 | 9.3728e-08 | 8.2069e-05 | 0.00058581 | 7.611e-05
5103 | 213 | 8 | 0.00011416 | 0.0001141 | 8.759e-05 | 0.0001569 | 0.00019465 | 9.211e-05 | 9.469e-05 | 0 | 0.00017359 | 0.00016759 | 0.00016942 | 0.00018418 | 0.00016849 | 0.00015369 | 2.6542e-07 | 7.0346e-05 | 0.00045244 | 7.611e-05
5104 | 213 | 8 | 0.00011415 | 0.00011789 | 9.032e-05 | 0.00015996 | 0.00019689 | 9.106e-05 | 9.48e-05 | 0 | 0.00018153 | 0.0001676 | 0.00016586 | 0.00019668 | 0.00015258 | 0.00010985 | 1.183e-06 | 5.8939e-05 | 0.00043216 | 7.611e-05
5105 | 213 | 8 | 0.00011416 | 0.00011125 | 0.00010021 | 0.00015616 | 0.00019422 | 9.177e-05 | 9.781e-05 | 0 | 0.00019308 | 0.00016232 | 0.00015223 | 0.00021432 | 0.00016026 | 0.00010779 | 2.8429e-06 | 5.18e-05 | 0.00031326 | 7.611e-05
5106 | 213 | 8 | 0.00011415 | 0.00011224 | 9.065e-05 | 0.00016082 | 0.00019944 | 9.351e-05 | 9.967e-05 | 0 | 0.00020941 | 0.00016008 | 0.00013913 | 0.00020569 | 0.00016131 | 0.00011835 | 6.0082e-06 | 4.9451e-05 | 0.00014201 | 7.611e-05
5107 | 213 | 8 | 0.00011416 | 0.00011465 | 8.513e-05 | 0.00010476 | 0.00012995 | 9.429e-05 | 9.967e-05 | 0 | 0.0002061 | 0.0001601 | 0.0001303 | 0.00016535 | 0.00013623 | 0.00010813 | 1.1504e-05 | 4.685e-05 | 3.812e-05 | 7.611e-05
5108 | 213 | 8 | 0.00011415 | 0.00011521 | 8.8e-05 | 0.00010701 | 0.00013584 | 9.333e-05 | 9.983e-05 | 2.756e-05 | 0.00017448 | 0.00015167 | 0.00012146 | 0.00012881 | 0.00011517 | 0.00010216 | 2.206e-05 | 5.0392e-05 | 0 | 7.611e-05
5109 | 213 | 8 | 0.00011416 | 0.00011615 | 0.00010151 | 5.233e-05 | 7.353e-05 | 9.442e-05 | 9.992e-05 | 6.147e-05 | 0.00013985 | 0.00013615 | 0.00011378 | 8.486e-05 | 8.663e-05 | 8.863e-05 | 3.0667e-05 | 5.6683e-05 | 0 | 7.611e-05
5110 | 213 | 8 | 0.00011415 | 0.00011445 | 8.657e-05 | 5.306e-05 | 7.136e-05 | 9.727e-05 | 0.00010053 | 5.299e-05 | 9.789e-05 | 0.00011431 | 0.00010617 | 8.77e-05 | 8.808e-05 | 8.873e-05 | 2.5104e-05 | 6.6037e-05 | 0 | 7.611e-05
5111 | 213 | 8 | 0.00011416 | 0.00011612 | 8.995e-05 | 6.203e-05 | 6.461e-05 | 9.274e-05 | 9.57e-05 | 7.206e-05 | 9.088e-05 | 9.952e-05 | 0.00010035 | 7.821e-05 | 7.26e-05 | 6.732e-05 | 1.5671e-05 | 8.2502e-05 | 0 | 7.611e-05
5112 | 213 | 8 | 0.00011415 | 0.00011913 | 9.309e-05 | 5.453e-05 | 6.362e-05 | 8.707e-05 | 9.042e-05 | 8.266e-05 | 8.098e-05 | 8.658e-05 | 9.104e-05 | 6.335e-05 | 6.13e-05 | 5.947e-05 | 3.1535e-06 | 8.3354e-05 | 0 | 7.611e-05
5113 | 214 | 8 | 0.00011416 | 0.00011902 | 0.00012016 | 5.262e-05 | 6.606e-05 | 8.391e-05 | 8.673e-05 | 9.325e-05 | 6.723e-05 | 7.451e-05 | 8.164e-05 | 5.504e-05 | 5.446e-05 | 5.403e-05 | 3.5758e-06 | 8.884e-05 | 0 | 7.507e-05
5114 | 214 | 8 | 0.00011415 | 0.00011997 | 0.00012768 | 5.92e-05 | 6.694e-05 | 8.132e-05 | 8.527e-05 | 0.0001208 | 5.81e-05 | 6.442e-05 | 7.256e-05 | 1.91e-05 | 3.786e-05 | 5.635e-05 | 6.7044e-06 | 9.1091e-05 | 0 | 7.507e-05
5115 | 214 | 8 | 0.00011416 | 0.00011829 | 0.00011797 | 5.495e-05 | 6.941e-05 | 8.054e-05 | 8.486e-05 | 0.00012928 | 2.789e-05 | 5.256e-05 | 6.592e-05 | 1.373e-05 | 3.813e-05 | 6.216e-05 | 1.1184e-05 | 8.1951e-05 | 0 | 7.507e-05
5116 | 214 | 8 | 0.00011415 | 0.00011393 | 0.00011219 | 6.129e-05 | 6.237e-05 | 8.128e-05 | 8.534e-05 | 0.00013352 | 1.759e-05 | 4.453e-05 | 6.237e-05 | 1.347e-05 | 4.678e-05 | 7.957e-05 | 1.4011e-05 | 7.1831e-05 | 0 | 7.507e-05
5117 | 214 | 8 | 0.00011416 | 0.00011601 | 0.00013179 | 6.081e-05 | 7.198e-05 | 8.505e-05 | 8.782e-05 | 0.00010597 | 1.462e-05 | 4.354e-05 | 6.463e-05 | 1.895e-05 | 5.634e-05 | 9.316e-05 | 1.8882e-05 | 5.8003e-05 | 0 | 7.507e-05
5118 | 214 | 8 | 0.00011415 | 0.00011564 | 0.00012313 | 0.00011305 | 0.00013507 | 9.038e-05 | 9.399e-05 | 8.48e-06 | 1.787e-05 | 4.824e-05 | 7.099e-05 | 4.66e-05 | 7.731e-05 | 0.00010765 | 2.0959e-05 | 4.0146e-05 | 3.1324e-05 | 7.507e-05
5119 | 214 | 8 | 0.00011416 | 0.00012307 | 0.00012474 | 0.00010704 | 0.0001331 | 9.658e-05 | 0.00010423 | 0 | 4.014e-05 | 6.004e-05 | 8.077e-05 | 0.00012335 | 0.0001179 | 0.00011294 | 1.981e-05 | 2.3648e-05 | 0.00012315 | 7.507e-05
5120 | 214 | 8 | 0.00011415 | 0.00012175 | 0.00011918 | 0.00016349 | 0.00019088 | 9.919e-05 | 0.00011398 | 0 | 0.00010442 | 8.392e-05 | 9.094e-05 | 0.00021661 | 0.00017532 | 0.00013544 | 1.8129e-05 | 1.3596e-05 | 0.00029756 | 7.507e-05
5121 | 214 | 8 | 0.00011416 | 0.00012088 | 0.0001267 | 0.00016101 | 0.00019595 | 9.883e-05 | 0.00011813 | 0 | 0.00019017 | 0.000123 | 0.00010438 | 0.0002113 | 0.00019396 | 0.00017764 | 1.2396e-05 | 7.0278e-06 | 0.00046004 | 7.507e-05
5122 | 214 | 8 | 0.00011415 | 0.00012304 | 0.00012188 | 0.00016455 | 0.00020014 | 9.747e-05 | 0.0001188 | 0 | 0.00020441 | 0.00015843 | 0.00012458 | 0.000168 | 0.00017563 | 0.0001837 | 4.3134e-06 | 4.2871e-06 | 0.00057977 | 7.507e-05
5123 | 214 | 8 | 0.00011416 | 0.00011988 | 0.00011283 | 0.00015791 | 0.00019464 | 9.92e-05 | 0.00011925 | 0 | 0.00017604 | 0.00017286 | 0.00014304 | 0.00016631 | 0.00017251 | 0.00017918 | 3.5007e-06 | 2.724e-06 | 0.00065606 | 7.507e-05
5124 | 214 | 8 | 0.00011415 | 0.00012314 | 0.0001234 | 0.00016309 | 0.00019875 | 9.834e-05 | 0.0001192 | 0 | 0.00016982 | 0.00017525 | 0.00015702 | 0.00017019 | 0.00017233 | 0.00017501 | 2.4337e-06 | 1.4402e-06 | 0.00068928 | 7.507e-05
5125 | 214 | 8 | 0.00011416 | 0.00012021 | 0.00012404 | 0.0001578 | 0.00019199 | 9.83e-05 | 0.0001198 | 0 | 0.00017032 | 0.00017429 | 0.00016664 | 0.0001609 | 0.00016379 | 0.00016718 | 1.7445e-06 | 7.558e-07 | 0.00067747 | 7.507e-05
5126 | 214 | 8 | 0.00011415 | 0.00012139 | 0.00011333 | 0.00015966 | 0.00018755 | 9.783e-05 | 0.00011825 | 0 | 0.0001627 | 0.00017023 | 0.00017088 | 0.00017689 | 0.00016815 | 0.00016016 | 8.4552e-07 | 1.381e-06 | 0.00058959 | 7.507e-05
5127 | 214 | 8 | 0.00011416 | 0.00011547 | 0.00011898 | 0.00015867 | 0.00018837 | 9.831e-05 | 0.00011692 | 0 | 0.00017395 | 0.00016834 | 0.00017016 | 0.00018336 | 0.00016774 | 0.000153 | 5.3349e-07 | 1.8606e-06 | 0.00052808 | 7.507e-05
5128 | 214 | 8 | 0.00011415 | 0.00011235 | 0.00012341 | 0.00015783 | 0.00019785 | 0.00010015 | 0.00011695 | 0 | 0.000181 | 0.00016771 | 0.00016627 | 0.00019793 | 0.00015355 | 0.00011055 | 1.0899e-06 | 2.1862e-06 | 0.00045726 | 7.507e-05
5129 | 214 | 8 | 0.00011416 | 0.00011206 | 0.00011133 | 0.00016213 | 0.00018804 | 0.00010388 | 0.00011794 | 0 | 0.00019395 | 0.00016258 | 0.00015267 | 0.00021208 | 0.00015858 | 0.00010667 | 1.9461e-06 | 2.585e-06 | 0.0003028 | 7.507e-05
5130 | 214 | 8 | 0.00011415 | 0.00012097 | 0.00011448 | 0.00016333 | 0.00019247 | 0.00010547 | 0.00011445 | 0 | 0.00020781 | 0.00015972 | 0.00013915 | 0.00020552 | 0.00016118 | 0.00011825 | 5.6059e-06 | 3.6935e-06 | 0.00013319 | 7.507e-05
5131 | 214 | 8 | 0.00011416 | 0.00011312 | 0.0001234 | 0.00011276 | 0.00012863 | 0.00010439 | 0.00011194 | 0 | 0.00020568 | 0.00015963 | 0.00013019 | 0.00016262 | 0.00013398 | 0.00010634 | 1.2541e-05 | 7.1485e-06 | 3.3988e-05 | 7.507e-05
5132 | 214 | 8 | 0.00011415 | 0.00012081 | 0.00012473 | 0.00011021 | 0.00012822 | 0.00010301 | 0.00010918 | 1.272e-05 | 0.00017223 | 0.00015055 | 0.00012092 | 0.00012948 | 0.00011576 | 0.00010269 | 3.1843e-05 | 1.9343e-05 | 0 | 7.507e-05
5133 | 214 | 8 | 0.00011416 | 0.00012256 | 0.00011867 | 5.423e-05 | 6.818e-05 | 0.00010272 | 0.00010839 | 6.147e-05 | 0.0001399 | 0.00013548 | 0.00011338 | 8.471e-05 | 8.647e-05 | 8.848e-05 | 6.5665e-05 | 4.3117e-05 | 0 | 7.507e-05
5134 | 214 | 8 | 0.00011415 | 0.00012056 | 0.00011694 | 5.505e-05 | 6.55e-05 | 0.00010356 | 0.00010719 | 7.206e-05 | 9.773e-05 | 0.00011398 | 0.00010578 | 8.787e-05 | 8.825e-05 | 8.89e-05 | 0.00010793 | 7.794e-05 | 0 | 7.507e-05
5135 | 214 | 8 | 0.00011416 | 0.0001232 | 0.00013134 | 6.287e-05 | 7.17e-05 | 9.783e-05 | 0.00010201 | 9.114e-05 | 9.097e-05 | 9.944e-05 | 0.0001001 | 7.699e-05 | 7.147e-05 | 6.627e-05 | 0.00014804 | 0.00010923 | 0 | 7.507e-05
5136 | 214 | 8 | 0.00011415 | 0.00012005 | 0.00011784 | 5.93e-05 | 6.669e-05 | 9.215e-05 | 9.539e-05 | 0.00010597 | 8.006e-05 | 8.617e-05 | 9.065e-05 | 6.289e-05 | 6.085e-05 | 5.903e-05 | 0.00018896 | 0.00015198 | 0 | 7.507e-05
5137 | 215 | 8 | 0.00011416 | 0.00011233 | 0.00012554 | 5.421e-05 | 6.544e-05 | 8.85e-05 | 9.059e-05 | 0.00011445 | 6.669e-05 | 7.399e-05 | 8.127e-05 | 5.434e-05 | 5.375e-05 | 5.333e-05 | 0.00017453 | 0.0001676 | 0 | 7.55e-05
5138 | 215 | 8 | 0.00011415 | 0.00011227 | 0.00012923 | 5.484e-05 | 6.789e-05 | 8.547e-05 | 8.869e-05 | 0.00011657 | 5.742e-05 | 6.382e-05 | 7.21e-05 | 1.906e-05 | 3.778e-05 | 5.622e-05 | 0.0001705 | 0.00017452 | 0 | 7.55e-05
5139 | 215 | 8 | 0.00011416 | 0.00011089 | 0.00012073 | 5.849e-05 | 6.88e-05 | 8.458e-05 | 8.755e-05 | 0.00011868 | 2.77e-05 | 5.213e-05 | 6.551e-05 | 1.355e-05 | 3.764e-05 | 6.135e-05 | 0.00015683 | 0.00017481 | 0 | 7.55e-05
5140 | 215 | 8 | 0.00011415 | 0.00011068 | 0.00011603 | 6.3e-05 | 7.026e-05 | 8.569e-05 | 8.742e-05 | 0.0001208 | 1.74e-05 | 4.412e-05 | 6.185e-05 | 1.362e-05 | 4.729e-05 | 8.042e-05 | 0.00014417 | 0.00017822 | 0 | 7.55e-05
5141 | 215 | 8 | 0.00011416 | 0.00011246 | 0.00011135 | 5.482e-05 | 7.574e-05 | 8.884e-05 | 8.954e-05 | 7.418e-05 | 1.469e-05 | 4.346e-05 | 6.44e-05 | 1.916e-05 | 5.697e-05 | 9.42e-05 | 0.00014412 | 0.0001813 | 0 | 7.55e-05
5142 | 215 | 8 | 0.00011415 | 0.00010964 | 0.00012178 | 0.00011501 | 0.00013168 | 9.427e-05 | 9.517e-05 | 3.392e-05 | 1.804e-05 | 4.851e-05 | 7.108e-05 | 4.606e-05 | 7.64e-05 | 0.00010638 | 0.00014599 | 0.00018446 | 2.8414e-05 | 7.55e-05
5143 | 215 | 8 | 0.00011416 | 0.00011326 | 0.0001159 | 0.00010593 | 0.00013406 | 0.00010143 | 0.00010534 | 0 | 3.975e-05 | 5.997e-05 | 8.066e-05 | 0.00012212 | 0.00011672 | 0.00011181 | 0.00015199 | 0.00018727 | 0.00012099 | 7.55e-05
5144 | 215 | 8 | 0.00011415 | 0.00011183 | 0.00011034 | 0.00016039 | 0.00019167 | 0.00010748 | 0.00011479 | 0 | 0.00010339 | 8.334e-05 | 9.063e-05 | 0.00021662 | 0.00017533 | 0.00013544 | 0.00015107 | 0.00018762 | 0.00030157 | 7.55e-05
5145 | 215 | 8 | 0.00011416 | 0.00011761 | 0.00012876 | 0.00015993 | 0.0002022 | 0.00011136 | 0.00012046 | 0 | 0.00018997 | 0.0001225 | 0.00010411 | 0.00021161 | 0.00019425 | 0.0001779 | 0.00014438 | 0.00018657 | 0.00046244 | 7.55e-05
5146 | 215 | 8 | 0.00011415 | 0.0001152 | 0.00013205 | 0.00015899 | 0.0001947 | 0.00011322 | 0.00012209 | 0 | 0.00020458 | 0.00015826 | 0.00012438 | 0.00016799 | 0.00017561 | 0.00018369 | 0.0001063 | 0.00018521 | 0.00058417 | 7.55e-05
5147 | 215 | 8 | 0.00011416 | 0.00011394 | 0.00012732 | 0.00016601 | 0.00019953 | 0.00011465 | 0.00012327 | 0 | 0.00017605 | 0.00017284 | 0.00014284 | 0.0001672 | 0.00017343 | 0.00018013 | 8.8967e-05 | 0.00018406 | 0.00066814 | 7.55e-05
5148 | 215 | 8 | 0.00011415 | 0.00011542 | 0.00011269 | 0.00016203 | 0.00020297 | 0.00011273 | 0.00012267 | 0 | 0.00017053 | 0.00017559 | 0.00015711 | 0.00016827 | 0.00017039 | 0.00017304 | 4.6002e-05 | 0.00017064 | 0.0007099 | 7.55e-05
5149 | 215 | 8 | 0.00011416 | 0.00010842 | 0.00011217 | 0.00015864 | 0.00019031 | 0.00011119 | 0.00012323 | 0 | 0.00016897 | 0.0001739 | 0.00016636 | 0.00016101 | 0.0001639 | 0.0001673 | 4.5809e-05 | 0.00016166 | 0.00071951 | 7.55e-05
5150 | 215 | 8 | 0.00011415 | 0.00011035 | 0.00012473 | 0.00016446 | 0.00019965 | 0.00011005 | 0.0001228 | 0 | 0.00016255 | 0.00016981 | 0.00017065 | 0.00017915 | 0.0001703 | 0.0001622 | 4.4771e-05 | 0.00015196 | 0.00067343 | 7.55e-05
5151 | 215 | 8 | 0.00011416 | 0.00011081 | 0.00011985 | 0.00016431 | 0.00019081 | 0.00010961 | 0.00012231 | 0 | 0.00017565 | 0.00016885 | 0.00017041 | 0.00018217 | 0.00016665 | 0.00015201 | 4.2372e-05 | 0.00015538 | 0.00059036 | 7.55e-05
5152 | 215 | 8 | 0.00011415 | 0.00010664 | 0.00011943 | 0.00015933 | 0.00019747 | 0.00010915 | 0.00012248 | 0 | 0.00018038 | 0.00016793 | 0.00016631 | 0.00019838 | 0.0001539 | 0.0001108 | 4.1102e-05 | 0.00016043 | 0.00044409 | 7.55e-05
5153 | 215 | 8 | 0.00011416 | 0.00010951 | 0.00013086 | 0.000161 | 0.00019886 | 0.00011113 | 0.00012328 | 0 | 0.00019424 | 0.00016271 | 0.00015275 | 0.00021166 | 0.00015827 | 0.00010646 | 3.7111e-05 | 0.00015581 | 0.00027728 | 7.55e-05
5154 | 215 | 8 | 0.00011415 | 0.00011004 | 0.00011475 | 0.00016176 | 0.00019532 | 0.00011122 | 0.00011865 | 0 | 0.00020755 | 0.00015967 | 0.00013922 | 0.00020606 | 0.0001616 | 0.00011857 | 3.8771e-05 | 0.00013859 | 0.00012337 | 7.55e-05
5155 | 215 | 8 | 0.00011416 | 0.00010656 | 0.00011929 | 0.00010423 | 0.00013821 | 0.0001085 | 0.00011588 | 0 | 0.00020603 | 0.00015973 | 0.00013031 | 0.00016213 | 0.00013358 | 0.00010602 | 4.0465e-05 | 0.00012861 | 3.174e-05 | 7.55e-05
5156 | 215 | 8 | 0.00011415 | 0.00010655 | 0.00013195 | 0.00010532 | 0.00012911 | 0.00010603 | 0.00011301 | 0 | 0.00017192 | 0.0001505 | 0.0001209 | 0.00012828 | 0.00011469 | 0.00010174 | 4.0346e-05 | 0.00012466 | 0 | 7.55e-05
5157 | 215 | 8 | 0.00011416 | 0.00011661 | 0.00011332 | 6.007e-05 | 6.972e-05 | 0.00010459 | 0.00011237 | 3.815e-05 | 0.00013891 | 0.00013502 | 0.00011316 | 8.39e-05 | 8.565e-05 | 8.763e-05 | 4.0019e-05 | 0.00012046 | 0 | 7.55e-05
5158 | 215 | 8 | 0.00011415 | 0.00011598 | 0.00011897 | 5.62e-05 | 6.985e-05 | 0.00010486 | 0.0001084 | 5.087e-05 | 9.691e-05 | 0.00011328 | 0.00010537 | 8.693e-05 | 8.731e-05 | 8.796e-05 | 3.9774e-05 | 0.0001191 | 0 | 7.55e-05
5159 | 215 | 8 | 0.00011416 | 0.00011635 | 0.00011814 | 5.573e-05 | 6.483e-05 | 9.996e-05 | 0.00010277 | 3.604e-05 | 9.005e-05 | 9.861e-05 | 9.951e-05 | 7.702e-05 | 7.15e-05 | 6.629e-05 | 3.1958e-05 | 0.00011075 | 0 | 7.55e-05
5160 | 215 | 8 | 0.00011415 | 0.00010979 | 0.00011611 | 5.735e-05 | 6.331e-05 | 9.344e-05 | 9.627e-05 | 4.027e-05 | 7.988e-05 | 8.562e-05 | 9.012e-05 | 6.224e-05 | 6.023e-05 | 5.843e-05 | 2.7726e-05 | 0.00011818 | 0 | 7.55e-05
5161 | 216 | 8 | 0.00011416 | 0.00011349 | 0.00013507 | 5.537e-05 | 3.86e-05 | 8.965e-05 | 9.172e-05 | 2.543e-05 | 6.613e-05 | 7.35e-05 | 8.07e-05 | 6.778e-05 | 6.035e-05 | 5.323e-05 | 2.811e-05 | 0.00010548 | 0 | 7.446e-05
5162 | 216 | 8 | 0.00011415 | 0.0001172 | 0.00012688 | 5.909e-05 | 4.081e-05 | 8.696e-05 | 8.967e-05 | 6.36e-06 | 6.78e-05 | 6.589e-05 | 7.164e-05 | 3.566e-05 | 4.618e-05 | 5.66e-05 | 2.9226e-05 | 9.7482e-05 | 0 | 7.446e-05
5163 | 216 | 8 | 0.00011416 | 0.00011261 | 0.00013626 | 5.893e-05 | 4.083e-05 | 8.552e-05 | 8.873e-05 | 1.272e-05 | 4.264e-05 | 5.718e-05 | 6.526e-05 | 2.214e-05 | 4.176e-05 | 6.108e-05 | 2.8395e-05 | 8.4421e-05 | 0 | 7.446e-05
5164 | 216 | 8 | 0.00011415 | 0.00011364 | 0.00012744 | 5.752e-05 | 3.947e-05 | 8.605e-05 | 8.891e-05 | 1.272e-05 | 2.725e-05 | 4.957e-05 | 6.166e-05 | 2.198e-05 | 5.176e-05 | 8.108e-05 | 2.2573e-05 | 7.3655e-05 | 0 | 7.446e-05
5165 | 216 | 8 | 0.00011416 | 0.00011358 | 0.00012744 | 6.041e-05 | 3.929e-05 | 8.948e-05 | 9.111e-05 | 8.48e-06 | 2.361e-05 | 4.854e-05 | 6.444e-05 | 2.354e-05 | 5.86e-05 | 9.313e-05 | 1.9855e-05 | 6.9874e-05 | 0 | 7.446e-05
5166 | 216 | 8 | 0.00011415 | 0.00012182 | 0.00011865 | 0.00010832 | 7.54e-05 | 9.546e-05 | 9.695e-05 | 0 | 2.348e-05 | 5.222e-05 | 7.094e-05 | 2.997e-05 | 6.883e-05 | 0.00010712 | 2.4159e-05 | 7.0248e-05 | 3.5973e-06 | 7.446e-05
5167 | 216 | 8 | 0.00011416 | 0.00011221 | 0.00013421 | 0.00010534 | 7.861e-05 | 0.0001027 | 0.00010814 | 0 | 2.845e-05 | 5.928e-05 | 8.07e-05 | 4.616e-05 | 7.928e-05 | 0.00011198 | 2.6955e-05 | 6.8144e-05 | 7.848e-06 | 7.446e-05
5168 | 216 | 8 | 0.00011415 | 0.00011932 | 0.00012785 | 0.00016217 | 0.00011583 | 0.00010832 | 0.00011817 | 0 | 4.211e-05 | 6.824e-05 | 9.07e-05 | 6.769e-05 | 0.00010179 | 0.00013554 | 3.4941e-05 | 5.7851e-05 | 2.9084e-05 | 7.446e-05
5169 | 216 | 8 | 0.00011416 | 0.00011709 | 0.00012634 | 0.00016144 | 0.00011699 | 0.00011268 | 0.00012395 | 0 | 6.169e-05 | 8.254e-05 | 0.00010421 | 9.972e-05 | 0.00013848 | 0.00017694 | 4.5727e-05 | 5.0105e-05 | 6.0111e-05 | 7.446e-05
5170 | 216 | 8 | 0.00011415 | 0.00011433 | 0.0001185 | 0.00016395 | 0.00011454 | 0.00011535 | 0.000127 | 0 | 9.085e-05 | 0.00010629 | 0.00012424 | 0.00012812 | 0.00015499 | 0.00018185 | 5.5186e-05 | 4.3914e-05 | 5.5767e-05 | 7.446e-05
5171 | 216 | 8 | 0.00011416 | 0.00011732 | 0.00013643 | 0.0001675 | 0.00011757 | 0.00011865 | 0.00012848 | 0 | 0.0001192 | 0.00012983 | 0.00014232 | 0.00013705 | 0.00015856 | 0.00018017 | 6.2777e-05 | 3.832e-05 | 7.8879e-05 | 7.446e-05
5172 | 216 | 8 | 0.00011415 | 0.00011452 | 0.00013508 | 0.00015882 | 0.00011689 | 0.00011721 | 0.00012754 | 0 | 0.00013246 | 0.00014575 | 0.0001566 | 0.00013811 | 0.00015617 | 0.0001744 | 6.0516e-05 | 3.371e-05 | 0.00010498 | 7.446e-05
5173 | 216 | 8 | 0.00011416 | 0.0001208 | 0.00012216 | 0.00016056 | 0.00011599 | 0.00011467 | 0.00012574 | 0 | 0.00013669 | 0.00015292 | 0.00016619 | 0.00012854 | 0.00014717 | 0.00016592 | 6.1238e-05 | 3.5656e-05 | 0.00011612 | 7.446e-05
5174 | 216 | 8 | 0.00011415 | 0.00011063 | 0.00011647 | 0.00015949 | 0.00011586 | 0.00011308 | 0.00012496 | 0 | 0.00013039 | 0.00015222 | 0.00017025 | 0.00011304 | 0.00013749 | 0.00016191 | 5.9077e-05 | 4.1911e-05 | 0.00021022 | 7.446e-05
5175 | 216 | 8 | 0.00011416 | 0.0001169 | 0.0001274 | 0.00016601 | 0.00011274 | 0.0001126 | 0.00012374 | 0 | 0.0001171 | 0.00014645 | 0.00017005 | 0.00012623 | 0.00013892 | 0.00015181 | 6.4718e-05 | 5.4385e-05 | 0.00058523 | 7.446e-05
5176 | 216 | 8 | 0.00011415 | 0.00011887 | 0.00012261 | 0.00016357 | 0.000118 | 0.00011138 | 0.00012338 | 0 | 0.00012461 | 0.00014214 | 0.00016602 | 0.00013354 | 0.00012126 | 0.00010962 | 7.0486e-05 | 7.1517e-05 | 0.00047199 | 7.446e-05
5177 | 216 | 8 | 0.00011416 | 0.00011818 | 0.00013156 | 0.00015949 | 0.00011408 | 0.00011241 | 0.00012311 | 0 | 0.00013132 | 0.00013367 | 0.00015227 | 0.00014025 | 0.00012351 | 0.00010749 | 8.4374e-05 | 0.0001039 | 0.00032135 | 7.446e-05
5178 | 216 | 8 | 0.00011415 | 0.00011248 | 0.00012716 | 0.0001587 | 0.00011478 | 0.00011104 | 0.000118 | 0 | 0.000138 | 0.00012785 | 0.00013901 | 0.00014008 | 0.00012843 | 0.00011741 | 8.4281e-05 | 0.00012354 | 0.00014598 | 7.446e-05
5179 | 216 | 8 | 0.00011416 | 0.00011201 | 0.0001269 | 0.00010973 | 8.13e-05 | 0.00010797 | 0.00011439 | 0 | 0.0001395 | 0.00012674 | 0.00012994 | 0.00013996 | 0.00012273 | 0.00010623 | 7.96e-05 | 0.00013221 | 2.5063e-05 | 7.446e-05
5180 | 216 | 8 | 0.00011415 | 0.00011863 | 0.00012639 | 0.00011371 | 8.106e-05 | 0.00010511 | 0.00011131 | 1.696e-05 | 0.00013986 | 0.00012527 | 0.00012064 | 0.00014431 | 0.00012298 | 0.00010247 | 7.6779e-05 | 0.00015195 | 0 | 7.446e-05
5181 | 216 | 8 | 0.00011416 | 0.00011907 | 0.00013163 | 5.416e-05 | 4.321e-05 | 0.0001038 | 0.00011001 | 3.391e-05 | 0.00014336 | 0.00012408 | 0.00011314 | 8.413e-05 | 8.59e-05 | 8.789e-05 | 8.0287e-05 | 0.00016573 | 0 | 7.446e-05
5182 | 216 | 8 | 0.00011415 | 0.00011488 | 0.00012671 | 5.619e-05 | 3.828e-05 | 0.00010553 | 0.00010855 | 5.511e-05 | 9.707e-05 | 0.00011002 | 0.00010547 | 8.708e-05 | 8.747e-05 | 8.812e-05 | 8.4973e-05 | 0.00017269 | 0 | 7.446e-05
5183 | 216 | 8 | 0.00011416 | 0.00011764 | 0.00011858 | 5.572e-05 | 3.832e-05 | 0.0001007 | 0.00010328 | 6.146e-05 | 9.056e-05 | 9.811e-05 | 9.965e-05 | 8.47e-05 | 7.567e-05 | 6.703e-05 | 9.1064e-05 | 0.00017192 | 0 | 7.446e-05
5184 | 216 | 8 | 0.00011415 | 0.00011058 | 0.00012064 | 5.845e-05 | 4.082e-05 | 9.366e-05 | 9.633e-05 | 2.544e-05 | 8.622e-05 | 8.723e-05 | 9.046e-05 | 7.852e-05 | 6.829e-05 | 5.846e-05 | 0.00012679 | 0.00017001 | 0 | 7.446e-05
5185 | 217 | 8 | 0.00011416 | 0.00011475 | 0.00010153 | 5.772e-05 | 1.509e-05 | 8.929e-05 | 9.114e-05 | 1.06e-05 | 7.998e-05 | 7.797e-05 | 8.101e-05 | 6.79e-05 | 6.045e-05 | 5.331e-05 | 0.00013169 | 0.0001581 | 0 | 7.402e-05
5186 | 217 | 8 | 0.00011415 | 0.00011399 | 0.00011149 | 6.194e-05 | 1.352e-05 | 8.633e-05 | 8.877e-05 | 0 | 7.071e-05 | 6.948e-05 | 7.19e-05 | 3.573e-05 | 4.627e-05 | 5.671e-05 | 0.00011393 | 0.00012781 | 0 | 7.402e-05
5187 | 217 | 8 | 0.00011416 | 0.00011429 | 0.00011088 | 5.49e-05 | 1.477e-05 | 8.537e-05 | 8.829e-05 | 2.331e-05 | 4.368e-05 | 5.912e-05 | 6.549e-05 | 2.236e-05 | 4.217e-05 | 6.168e-05 | 0.00011476 | 0.00010335 | 0 | 7.402e-05
5188 | 217 | 8 | 0.00011415 | 0.00010868 | 0.00010787 | 5.321e-05 | 1.446e-05 | 8.563e-05 | 8.825e-05 | 2.756e-05 | 2.777e-05 | 5.054e-05 | 6.195e-05 | 2.168e-05 | 5.105e-05 | 7.997e-05 | 9.6642e-05 | 8.9382e-05 | 0 | 7.402e-05
5189 | 217 | 8 | 0.00011416 | 0.00011632 | 0.00010936 | 6.154e-05 | 1.567e-05 | 8.846e-05 | 9.049e-05 | 2.331e-05 | 2.341e-05 | 4.873e-05 | 6.441e-05 | 2.361e-05 | 5.877e-05 | 9.34e-05 | 7.86e-05 | 7.1983e-05 | 0 | 7.402e-05
5190 | 217 | 8 | 0.00011415 | 0.00011321 | 9.34e-05 | 0.00011421 | 2.726e-05 | 9.328e-05 | 9.532e-05 | 4.25e-06 | 2.35e-05 | 5.221e-05 | 7.093e-05 | 2.987e-05 | 6.86e-05 | 0.00010676 | 8.1756e-05 | 6.9196e-05 | 0 | 7.402e-05
5191 | 217 | 8 | 0.00011416 | 0.00011442 | 0.00010236 | 0.00010721 | 2.838e-05 | 9.954e-05 | 0.00010529 | 0 | 2.837e-05 | 5.916e-05 | 8.059e-05 | 4.619e-05 | 7.933e-05 | 0.00011206 | 8.3922e-05 | 5.3251e-05 | 0.00011861 | 7.402e-05
5192 | 217 | 8 | 0.00011415 | 0.00011095 | 0.00010334 | 0.00015895 | 4.186e-05 | 0.00010303 | 0.00011429 | 0 | 4.212e-05 | 6.818e-05 | 9.06e-05 | 6.771e-05 | 0.00010181 | 0.00013557 | 7.2492e-05 | 5.0715e-05 | 0.00030319 | 7.402e-05
5193 | 217 | 8 | 0.00011416 | 0.00011115 | 9.462e-05 | 0.00016401 | 4.303e-05 | 0.00010556 | 0.00011941 | 0 | 6.17e-05 | 8.252e-05 | 0.00010412 | 9.922e-05 | 0.00013779 | 0.00017605 | 3.9433e-05 | 5.4391e-05 | 0.00046662 | 7.402e-05
5194 | 217 | 8 | 0.00011415 | 0.00010769 | 9.221e-05 | 0.00015843 | 4.111e-05 | 0.00010686 | 0.00012156 | 0 | 9.046e-05 | 0.00010604 | 0.000124 | 0.00012795 | 0.00015478 | 0.00018161 | 2.8342e-05 | 6.5025e-05 | 0.00045005 | 7.402e-05
5195 | 217 | 8 | 0.00011416 | 0.00010864 | 9.206e-05 | 0.00015881 | 4.294e-05 | 0.00010937 | 0.0001227 | 0 | 0.00011899 | 0.00012953 | 0.00014204 | 0.00013647 | 0.00015788 | 0.0001794 | 2.5441e-05 | 7.0686e-05 | 0.00064429 | 7.402e-05
5196 | 217 | 8 | 0.00011415 | 0.00010757 | 0.00011207 | 0.00015631 | 4.24e-05 | 0.00010704 | 0.0001215 | 0 | 0.00013195 | 0.00014531 | 0.0001562 | 0.00013668 | 0.00015455 | 0.00017259 | 2.1837e-05 | 5.82e-05 | 0.00071818 | 7.402e-05
5197 | 217 | 8 | 0.00011416 | 0.00011086 | 0.00010325 | 0.00016471 | 4.313e-05 | 0.00010468 | 0.00012075 | 2.12e-06 | 0.00013546 | 0.00015202 | 0.00016545 | 0.00012912 | 0.00014784 | 0.00016668 | 2.2287e-05 | 5.8191e-05 | 0.00060219 | 7.402e-05
5198 | 217 | 8 | 0.00011415 | 0.00011245 | 9.805e-05 | 0.00015906 | 4.093e-05 | 0.00010088 | 0.00011964 | 0 | 0.0001306 | 0.00015176 | 0.00016975 | 0.00011195 | 0.00013616 | 0.00016035 | 2.3358e-05 | 5.1535e-05 | 0.00055152 | 7.402e-05
5199 | 217 | 8 | 0.00011416 | 0.00011529 | 0.00011104 | 0.00016151 | 4.265e-05 | 9.944e-05 | 0.00011886 | 0 | 0.00011625 | 0.00014582 | 0.00016932 | 0.00012639 | 0.00013909 | 0.000152 | 2.28e-05 | 4.6676e-05 | 0.00047988 | 7.402e-05
5200 | 217 | 8 | 0.00011415 | 0.00011619 | 0.00011049 | 0.00016094 | 4.165e-05 | 9.959e-05 | 0.00011872 | 0 | 0.00012457 | 0.00014174 | 0.00016546 | 0.00013267 | 0.00012048 | 0.00010891 | 2.5976e-05 | 4.1954e-05 | 0.00041957 | 7.402e-05
5201 | 217 | 8 | 0.00011416 | 0.00011441 | 9.525e-05 | 0.00016068 | 4.153e-05 | 0.00010141 | 0.00011959 | 0 | 0.00013062 | 0.00013319 | 0.0001517 | 0.00013884 | 0.00012227 | 0.00010641 | 2.8346e-05 | 3.5018e-05 | 0.00023972 | 7.402e-05
5202 | 217 | 8 | 0.00011415 | 0.00011073 | 9.582e-05 | 0.00016349 | 4.208e-05 | 0.00010238 | 0.00011629 | 0 | 0.00013676 | 0.00012708 | 0.00013837 | 0.00014058 | 0.00012888 | 0.00011783 | 3.5287e-05 | 4.0968e-05 | 0.00010589 | 7.402e-05
5203 | 217 | 8 | 0.00011416 | 0.00011338 | 0.00010468 | 0.00010447 | 2.72e-05 | 0.00010178 | 0.00011363 | 2.12e-06 | 0.00013964 | 0.00012633 | 0.00012949 | 0.00014088 | 0.00012354 | 0.00010693 | 3.612e-05 | 5.7038e-05 | 1.769e-05 | 7.402e-05
5204 | 217 | 8 | 0.00011415 | 0.00010984 | 0.00010604 | 0.00011525 | 2.743e-05 | 0.00010196 | 0.0001108 | 2.332e-05 | 0.00014057 | 0.00012541 | 0.0001205 | 0.00014333 | 0.00012215 | 0.00010177 | 5.4135e-05 | 7.927e-05 | 0 | 7.402e-05
5205 | 217 | 8 | 0.00011416 | 0.00010802 | 0.00010669 | 5.326e-05 | 1.433e-05 | 0.00010252 | 0.00010987 | 4.875e-05 | 0.00014274 | 0.00012402 | 0.00011292 | 8.431e-05 | 8.608e-05 | 8.807e-05 | 9.2763e-05 | 0.00010335 | 0 | 7.402e-05
5206 | 217 | 8 | 0.00011415 | 0.00011734 | 0.00011137 | 6.006e-05 | 1.584e-05 | 0.00010479 | 0.00010804 | 5.087e-05 | 9.711e-05 | 0.00010995 | 0.00010538 | 8.766e-05 | 8.806e-05 | 8.871e-05 | 0.00013898 | 0.00011959 | 0 | 7.402e-05
5207 | 217 | 8 | 0.00011416 | 0.00011462 | 0.00010527 | 5.913e-05 | 1.482e-05 | 9.954e-05 | 0.00010255 | 7.206e-05 | 9.1e-05 | 9.829e-05 | 9.977e-05 | 8.472e-05 | 7.568e-05 | 6.704e-05 | 0.00015577 | 0.0001334 | 0 | 7.402e-05
5208 | 217 | 8 | 0.00011415 | 0.00011214 | 0.00010889 | 5.317e-05 | 1.516e-05 | 9.301e-05 | 9.578e-05 | 8.265e-05 | 8.631e-05 | 8.743e-05 | 9.058e-05 | 7.906e-05 | 6.876e-05 | 5.886e-05 | 0.00017278 | 0.00015029 | 0 | 7.402e-05
5209 | 218 | 8 | 0.00011416 | 0.00012025 | 0.0001091 | 6.198e-05 | 6.949e-05 | 8.906e-05 | 9.105e-05 | 8.689e-05 | 8.044e-05 | 7.825e-05 | 8.12e-05 | 5.501e-05 | 5.442e-05 | 5.399e-05 | 0.00015866 | 0.00015675 | 0 | 7.333e-05
5210 | 218 | 8 | 0.00011415 | 0.00012104 | 0.00010409 | 5.407e-05 | 7.079e-05 | 8.607e-05 | 8.853e-05 | 9.961e-05 | 6.075e-05 | 6.751e-05 | 7.223e-05 | 1.918e-05 | 3.802e-05 | 5.659e-05 | 0.00014043 | 0.00016533 | 0 | 7.333e-05
5211 | 218 | 8 | 0.00011416 | 0.0001157 | 0.00011032 | 5.554e-05 | 7.674e-05 | 8.541e-05 | 8.758e-05 | 8.478e-05 | 2.886e-05 | 5.427e-05 | 6.575e-05 | 1.368e-05 | 3.799e-05 | 6.193e-05 | 0.0001174 | 0.00016791 | 0 | 7.333e-05
5212 | 218 | 8 | 0.00011415 | 0.00012046 | 0.0001009 | 5.249e-05 | 6.506e-05 | 8.632e-05 | 8.774e-05 | 0.00010385 | 1.788e-05 | 4.522e-05 | 6.221e-05 | 1.373e-05 | 4.767e-05 | 8.108e-05 | 9.948e-05 | 0.00015243 | 0 | 7.333e-05
5213 | 218 | 8 | 0.00011416 | 0.00011849 | 9.3e-05 | 6.237e-05 | 7.114e-05 | 8.942e-05 | 8.967e-05 | 8.054e-05 | 1.482e-05 | 4.41e-05 | 6.486e-05 | 1.887e-05 | 5.61e-05 | 9.276e-05 | 8.4841e-05 | 0.00013196 | 0 | 7.333e-05
5214 | 218 | 8 | 0.00011415 | 0.00011726 | 0.00010279 | 0.00010443 | 0.0001359 | 9.436e-05 | 9.416e-05 | 2.119e-05 | 1.784e-05 | 4.851e-05 | 7.116e-05 | 4.604e-05 | 7.636e-05 | 0.00010634 | 6.5577e-05 | 0.00011454 | 2.5673e-05 | 7.333e-05
5215 | 218 | 8 | 0.00011416 | 0.00011458 | 9.589e-05 | 0.00011508 | 0.00013536 | 0.00010081 | 0.00010372 | 0 | 3.97e-05 | 5.979e-05 | 8.065e-05 | 0.00012308 | 0.00011764 | 0.00011269 | 4.5475e-05 | 9.5372e-05 | 9.8418e-05 | 7.333e-05
5216 | 218 | 8 | 0.00011415 | 0.0001191 | 0.00010066 | 0.00015897 | 0.00019411 | 0.0001047 | 0.00011288 | 0 | 0.00010412 | 8.354e-05 | 9.075e-05 | 0.00021838 | 0.00017675 | 0.00013654 | 2.9266e-05 | 7.8119e-05 | 0.00019706 | 7.333e-05
5217 | 218 | 8 | 0.00011416 | 0.00011801 | 9.655e-05 | 0.00016576 | 0.00019381 | 0.00010575 | 0.00011776 | 0 | 0.00019147 | 0.00012326 | 0.00010443 | 0.00020934 | 0.00019216 | 0.00017599 | 1.4873e-05 | 6.2706e-05 | 0.0004157 | 7.333e-05
5218 | 218 | 8 | 0.00011415 | 0.0001169 | 0.00010582 | 0.00015746 | 0.00020095 | 0.00010579 | 0.00011933 | 0 | 0.00020311 | 0.00015812 | 0.00012423 | 0.00016492 | 0.0001724 | 0.00018032 | 8.2113e-06 | 4.6125e-05 | 0.0005657 | 7.333e-05
5219 | 218 | 8 | 0.00011416 | 0.00011241 | 0.00010262 | 0.00016081 | 0.00019263 | 0.000105 | 0.00012017 | 0 | 0.00017341 | 0.00017132 | 0.00014198 | 0.00016607 | 0.00017226 | 0.00017892 | 6.8204e-06 | 3.3575e-05 | 0.00060154 | 7.333e-05
5220 | 218 | 8 | 0.00011415 | 0.00012318 | 0.00010206 | 0.00016099 | 0.00020102 | 0.00010369 | 0.00011906 | 0 | 0.00016911 | 0.00017385 | 0.00015601 | 0.00016926 | 0.00017139 | 0.00017405 | 8.4252e-06 | 3.3857e-05 | 0.00066312 | 7.333e-05
5221 | 218 | 8 | 0.00011416 | 0.00012333 | 9.356e-05 | 0.00016728 | 0.00019107 | 0.00010154 | 0.0001181 | 0 | 0.00016937 | 0.00017315 | 0.00016555 | 0.00016014 | 0.00016302 | 0.00016639 | 1.3625e-05 | 3.321e-05 | 0.00066133 | 7.333e-05
5222 | 218 | 8 | 0.00011415 | 0.00011942 | 8.843e-05 | 0.00015825 | 0.0001925 | 9.971e-05 | 0.0001159 | 0 | 0.0001619 | 0.0001693 | 0.00016976 | 0.00017784 | 0.00016905 | 0.00016102 | 2.3475e-05 | 3.1408e-05 | 0.00067019 | 7.333e-05
5223 | 218 | 8 | 0.00011416 | 0.00012304 | 0.00010064 | 0.00015705 | 0.00019121 | 9.962e-05 | 0.00011476 | 0 | 0.00017452 | 0.00016809 | 0.00016948 | 0.00018363 | 0.00016799 | 0.00015323 | 3.1773e-05 | 3.4486e-05 | 0.00059712 | 7.333e-05
5224 | 218 | 8 | 0.00011415 | 0.00012056 | 0.00010199 | 0.00016456 | 0.00020124 | 9.993e-05 | 0.00011497 | 3.179e-05 | 0.0001813 | 0.00016784 | 0.00016592 | 0.00019722 | 0.000153 | 0.00011015 | 3.9666e-05 | 4.6245e-05 | 0.00048302 | 7.333e-05
5225 | 218 | 8 | 0.00011416 | 0.00012003 | 0.00010985 | 0.00015801 | 0.00019828 | 0.00010082 | 0.0001163 | 0 | 0.00019347 | 0.00016254 | 0.00015242 | 0.00021267 | 0.00015902 | 0.00010696 | 4.9239e-05 | 6.7648e-05 | 0.00031948 | 7.333e-05
5226 | 218 | 8 | 0.00011415 | 0.00011916 | 9.611e-05 | 0.00016007 | 0.00019328 | 0.00010198 | 0.00011399 | 0 | 0.0002082 | 0.00015978 | 0.00013912 | 0.00020398 | 0.00015998 | 0.00011737 | 6.1064e-05 | 8.9414e-05 | 0.000136 | 7.333e-05
5227 | 218 | 8 | 0.00011416 | 0.00012314 | 9.326e-05 | 0.00010676 | 0.00012731 | 0.00010179 | 0.00011173 | 1.908e-05 | 0.00020454 | 0.00015928 | 0.00013005 | 0.00016499 | 0.00013593 | 0.00010789 | 6.5812e-05 | 9.1857e-05 | 2.3688e-05 | 7.333e-05
5228 | 218 | 8 | 0.00011415 | 0.00011768 | 9.399e-05 | 0.00011465 | 0.00012999 | 0.00010172 | 0.00010902 | 5.511e-05 | 0.00017387 | 0.00015091 | 0.00012111 | 0.00012813 | 0.00011456 | 0.00010162 | 6.2992e-05 | 8.1433e-05 | 0 | 7.333e-05
5229 | 218 | 8 | 0.00011416 | 0.00012199 | 0.00010757 | 5.577e-05 | 7.558e-05 | 0.00010154 | 0.00010748 | 8.901e-05 | 0.00013914 | 0.00013548 | 0.00011334 | 8.485e-05 | 8.662e-05 | 8.862e-05 | 5.7047e-05 | 7.0308e-05 | 0 | 7.333e-05
5230 | 218 | 8 | 0.00011415 | 0.0001154 | 8.913e-05 | 5.461e-05 | 6.456e-05 | 0.00010389 | 0.00010528 | 0.00011021 | 9.773e-05 | 0.00011391 | 0.00010577 | 8.666e-05 | 8.703e-05 | 8.768e-05 | 4.9389e-05 | 6.2548e-05 | 0 | 7.333e-05
5231 | 218 | 8 | 0.00011416 | 0.00011675 | 0.00010974 | 5.216e-05 | 6.304e-05 | 9.928e-05 | 0.00010091 | 0.00013775 | 9.002e-05 | 9.895e-05 | 9.981e-05 | 7.723e-05 | 7.169e-05 | 6.647e-05 | 4.1808e-05 | 6.0304e-05 | 0 | 7.333e-05
5232 | 218 | 8 | 0.00011415 | 0.00011996 | 9.197e-05 | 6.058e-05 | 6.54e-05 | 9.342e-05 | 9.48e-05 | 0.00013776 | 8.004e-05 | 8.583e-05 | 9.043e-05 | 6.297e-05 | 6.093e-05 | 5.911e-05 | 3.4126e-05 | 6.1353e-05 | 0 | 7.333e-05
5233 | 219 | 8 | 0.00011416 | 0.00010314 | 0.00014002 | 5.646e-05 | 6.511e-05 | 8.909e-05 | 9.008e-05 | 9.961e-05 | 6.673e-05 | 7.385e-05 | 8.106e-05 | 5.498e-05 | 5.44e-05 | 5.397e-05 | 2.5109e-05 | 5.7338e-05 | 0 | 7.402e-05
5234 | 219 | 8 | 0.00011415 | 0.00010416 | 0.00012652 | 5.502e-05 | 7.125e-05 | 8.54e-05 | 8.707e-05 | 9.325e-05 | 5.793e-05 | 6.402e-05 | 7.209e-05 | 1.898e-05 | 3.763e-05 | 5.6e-05 | 1.7796e-05 | 4.3638e-05 | 0 | 7.402e-05
5235 | 219 | 8 | 0.00011416 | 0.0001077 | 0.00013112 | 5.886e-05 | 6.545e-05 | 8.368e-05 | 8.554e-05 | 0.00010173 | 2.775e-05 | 5.229e-05 | 6.549e-05 | 1.353e-05 | 3.76e-05 | 6.129e-05 | 1.0375e-05 | 2.5128e-05 | 0 | 7.402e-05
5236 | 219 | 8 | 0.00011415 | 0.00011387 | 0.00012659 | 5.212e-05 | 7.229e-05 | 8.28e-05 | 8.488e-05 | 0.00010809 | 1.741e-05 | 4.418e-05 | 6.187e-05 | 1.348e-05 | 4.681e-05 | 7.962e-05 | 5.2585e-06 | 1.0274e-05 | 0 | 7.402e-05
5237 | 219 | 8 | 0.00011416 | 0.00010653 | 0.00014008 | 5.723e-05 | 6.282e-05 | 8.325e-05 | 8.509e-05 | 0.0001208 | 1.459e-05 | 4.331e-05 | 6.426e-05 | 1.901e-05 | 5.653e-05 | 9.348e-05 | 1.9377e-06 | 2.8725e-06 | 0 | 7.402e-05
5238 | 219 | 8 | 0.00011415 | 0.00011325 | 0.0001222 | 0.00011555 | 0.00012938 | 8.3e-05 | 8.58e-05 | 5.723e-05 | 1.791e-05 | 4.819e-05 | 7.078e-05 | 4.651e-05 | 7.715e-05 | 0.00010743 | 2.8369e-06 | 2.5279e-06 | 2.2984e-05 | 7.402e-05
5239 | 219 | 8 | 0.00011416 | 0.00010589 | 0.0001309 | 0.00010997 | 0.00013321 | 8.614e-05 | 8.87e-05 | 3.815e-05 | 4.007e-05 | 6e-05 | 8.059e-05 | 0.00012192 | 0.00011654 | 0.00011163 | 7.25e-06 | 2.6107e-06 | 0.00011585 | 7.402e-05
5240 | 219 | 8 | 0.00011415 | 0.00011347 | 0.00014057 | 0.00015713 | 0.00019522 | 8.95e-05 | 9.499e-05 | 2.968e-05 | 0.0001033 | 8.34e-05 | 9.054e-05 | 0.00021737 | 0.00017594 | 0.00013591 | 1.1604e-05 | 3.1308e-06 | 0.00029189 | 7.402e-05
5241 | 219 | 8 | 0.00011416 | 0.00011238 | 0.0001196 | 0.00016023 | 0.00019561 | 9.199e-05 | 0.00010114 | 1.908e-05 | 0.00019055 | 0.00012276 | 0.00010416 | 0.00021129 | 0.00019395 | 0.00017763 | 1.1221e-05 | 3.4205e-06 | 0.00044943 | 7.402e-05
5242 | 219 | 8 | 0.00011415 | 0.00010318 | 0.00012641 | 0.00016084 | 0.00019399 | 9.175e-05 | 0.00010435 | 0 | 0.00020444 | 0.00015836 | 0.00012441 | 0.00016605 | 0.00017358 | 0.00018156 | 5.5269e-06 | 2.7887e-06 | 0.00057163 | 7.402e-05
5243 | 219 | 8 | 0.00011416 | 0.00010485 | 0.0001236 | 0.0001577 | 0.00018734 | 9.062e-05 | 0.00010437 | 0 | 0.00017452 | 0.00017213 | 0.00014243 | 0.00016707 | 0.0001733 | 0.00018 | 1.8116e-06 | 1.7844e-06 | 0.00064043 | 7.402e-05
5244 | 219 | 8 | 0.00011415 | 0.00010903 | 0.00013027 | 0.00016128 | 0.00019954 | 8.774e-05 | 0.00010359 | 0 | 0.00017014 | 0.00017486 | 0.00015667 | 0.00016959 | 0.00017172 | 0.00017439 | 5.7053e-07 | 2.7684e-06 | 0.00065975 | 7.402e-05
5245 | 219 | 8 | 0.00011416 | 0.00010543 | 0.00013047 | 0.00015708 | 0.00019799 | 8.466e-05 | 0.00010164 | 0 | 0.00016987 | 0.00017395 | 0.00016625 | 0.00016096 | 0.00016385 | 0.00016724 | 1.7682e-06 | 3.6728e-06 | 0.00066002 | 7.402e-05
5246 | 219 | 8 | 0.00011415 | 0.00010992 | 0.00012378 | 0.00015824 | 0.00019588 | 8.256e-05 | 9.962e-05 | 0 | 0.00016266 | 0.00017004 | 0.00017056 | 0.00017676 | 0.00016803 | 0.00016004 | 1.2234e-06 | 4.9498e-06 | 0.00063677 | 7.402e-05
5247 | 219 | 8 | 0.00011416 | 0.00011137 | 0.0001207 | 0.00015867 | 0.00019696 | 8.211e-05 | 9.892e-05 | 0 | 0.00017384 | 0.0001682 | 0.0001699 | 0.00018427 | 0.00016858 | 0.00015377 | 2.9938e-06 | 7.3375e-06 | 0.00054953 | 7.402e-05
5248 | 219 | 8 | 0.00011415 | 0.00010828 | 0.00013221 | 0.00015917 | 0.00019054 | 8.341e-05 | 9.909e-05 | 0 | 0.00018169 | 0.00016794 | 0.0001663 | 0.00019832 | 0.00015385 | 0.00011077 | 4.6374e-06 | 1.1909e-05 | 0.0004531 | 7.402e-05
5249 | 219 | 8 | 0.00011416 | 0.00010592 | 0.00013832 | 0.00016465 | 0.00019431 | 8.703e-05 | 0.00010087 | 0 | 0.00019439 | 0.00016294 | 0.00015278 | 0.00021253 | 0.00015892 | 0.00010689 | 1.0906e-05 | 1.8661e-05 | 0.00025179 | 7.402e-05
5250 | 219 | 8 | 0.00011415 | 0.00011128 | 0.0001347 | 0.00016311 | 0.0001883 | 9.064e-05 | 0.00010161 | 4.239e-05 | 0.00020827 | 0.00016009 | 0.00013935 | 0.0002039 | 0.00015991 | 0.00011732 | 2.1302e-05 | 2.6269e-05 | 0.00012875 | 7.402e-05
5251 | 219 | 8 | 0.00011416 | 0.00010962 | 0.00012144 | 0.00010708 | 0.00013575 | 9.311e-05 | 0.00010139 | 3.604e-05 | 0.00020452 | 0.00015941 | 0.00013018 | 0.00016477 | 0.00013575 | 0.00010775 | 2.8667e-05 | 3.2961e-05 | 1.8665e-06 | 7.402e-05
5252 | 219 | 8 | 0.00011415 | 0.00010988 | 0.00013562 | 0.00010981 | 0.00012606 | 9.394e-05 | 0.00010026 | 5.087e-05 | 0.0001737 | 0.00015088 | 0.00012119 | 0.0001272 | 0.00011373 | 0.00010089 | 5.0204e-05 | 3.4534e-05 | 0 | 7.402e-05
5253 | 219 | 8 | 0.00011416 | 0.00011165 | 0.00012659 | 5.378e-05 | 7.245e-05 | 9.548e-05 | 0.00010049 | 5.299e-05 | 0.00013838 | 0.00013514 | 0.00011321 | 8.479e-05 | 8.656e-05 | 8.856e-05 | 8.1854e-05 | 3.5807e-05 | 0 | 7.402e-05
5254 | 219 | 8 | 0.00011415 | 0.00011162 | 0.00012279 | 5.489e-05 | 7.001e-05 | 9.716e-05 | 0.00010064 | 6.146e-05 | 9.753e-05 | 0.00011358 | 0.0001056 | 8.673e-05 | 8.711e-05 | 8.776e-05 | 9.7682e-05 | 4.122e-05 | 0 | 7.402e-05
5255 | 219 | 8 | 0.00011416 | 0.0001116 | 0.00012426 | 6.264e-05 | 7.012e-05 | 9.372e-05 | 9.624e-05 | 6.146e-05 | 9.002e-05 | 9.878e-05 | 9.967e-05 | 7.752e-05 | 7.196e-05 | 6.673e-05 | 9.6765e-05 | 4.3037e-05 | 0 | 7.402e-05
5256 | 219 | 8 | 0.00011415 | 0.00010532 | 0.0001213 | 6.228e-05 | 7.175e-05 | 8.83e-05 | 9.111e-05 | 7.206e-05 | 8.026e-05 | 8.587e-05 | 9.036e-05 | 6.328e-05 | 6.123e-05 | 5.94e-05 | 8.2243e-05 | 3.4314e-05 | 0 | 7.402e-05
5257 | 220 | 8 | 0.00011416 | 0.00011116 | 0.00012152 | 5.658e-05 | 6.758e-05 | 8.473e-05 | 8.674e-05 | 5.299e-05 | 6.702e-05 | 7.404e-05 | 8.108e-05 | 5.45e-05 | 5.392e-05 | 5.349e-05 | 0.00010075 | 3.4893e-05 | 0 | 7.333e-05
5258 | 220 | 8 | 0.00011415 | 0.0001073 | 0.00012248 | 5.773e-05 | 7.339e-05 | 8.182e-05 | 8.394e-05 | 5.298e-05 | 5.761e-05 | 6.399e-05 | 7.205e-05 | 1.913e-05 | 3.793e-05 | 5.645e-05 | 9.4889e-05 | 4.4051e-05 | 0 | 7.333e-05
5259 | 220 | 8 | 0.00011416 | 0.00011423 | 0.00012501 | 5.715e-05 | 7.034e-05 | 7.993e-05 | 8.258e-05 | 4.662e-05 | 2.781e-05 | 5.232e-05 | 6.556e-05 | 1.354e-05 | 3.762e-05 | 6.132e-05 | 9.0578e-05 | 4.1581e-05 | 0 | 7.333e-05
5260 | 220 | 8 | 0.00011415 | 0.00011629 | 0.00013167 | 6.224e-05 | 6.982e-05 | 7.916e-05 | 8.203e-05 | 4.239e-05 | 1.742e-05 | 4.423e-05 | 6.195e-05 | 1.347e-05 | 4.678e-05 | 7.956e-05 | 7.0496e-05 | 3.7725e-05 | 0 | 7.333e-05
5261 | 220 | 8 | 0.00011416 | 0.00011425 | 0.00013047 | 6.352e-05 | 6.721e-05 | 7.934e-05 | 8.186e-05 | 4.239e-05 | 1.458e-05 | 4.333e-05 | 6.431e-05 | 1.906e-05 | 5.669e-05 | 9.374e-05 | 6.9822e-05 | 3.4819e-05 | 0 | 7.333e-05
5262 | 220 | 8 | 0.00011415 | 0.00010873 | 0.00012337 | 0.00011009 | 0.00013579 | 7.887e-05 | 8.058e-05 | 3.179e-05 | 1.795e-05 | 4.826e-05 | 7.088e-05 | 4.656e-05 | 7.724e-05 | 0.00010755 | 8.459e-05 | 3.0487e-05 | 6.236e-06 | 7.333e-05
5263 | 220 | 8 | 0.00011416 | 0.00011323 | 0.00012369 | 0.0001138 | 0.00013156 | 8.012e-05 | 8.23e-05 | 0 | 4.012e-05 | 6.009e-05 | 8.071e-05 | 0.00012252 | 0.0001171 | 0.00011218 | 0.00010775 | 2.7865e-05 | 9.4244e-05 | 7.333e-05
5264 | 220 | 8 | 0.00011415 | 0.00011344 | 0.00012312 | 0.00016107 | 0.00019612 | 8.104e-05 | 8.562e-05 | 0 | 0.00010377 | 8.367e-05 | 9.075e-05 | 0.00021726 | 0.00017585 | 0.00013584 | 9.7217e-05 | 2.5702e-05 | 0.00019924 | 7.333e-05
5265 | 220 | 8 | 0.00011416 | 0.00010926 | 0.00011026 | 0.00016674 | 0.00019395 | 8.131e-05 | 9.012e-05 | 0 | 0.00019055 | 0.00012294 | 0.00010433 | 0.00021154 | 0.00019419 | 0.00017784 | 7.2569e-05 | 2.1772e-05 | 0.00027059 | 7.333e-05
5266 | 220 | 8 | 0.00011415 | 0.00011097 | 0.00012371 | 0.00016442 | 0.00019782 | 8.215e-05 | 9.315e-05 | 0 | 0.00020465 | 0.00015853 | 0.0001246 | 0.000165 | 0.00017248 | 0.00018041 | 5.1454e-05 | 1.5178e-05 | 0.00045489 | 7.333e-05
5267 | 220 | 8 | 0.00011416 | 0.00011245 | 0.00011401 | 0.00016129 | 0.0002023 | 8.33e-05 | 9.52e-05 | 0 | 0.00017374 | 0.00017184 | 0.00014233 | 0.00016544 | 0.0001716 | 0.00017824 | 4.1499e-05 | 9.9725e-06 | 0.0006515 | 7.333e-05
5268 | 220 | 8 | 0.00011415 | 0.00010654 | 0.0001209 | 0.00016407 | 0.00020296 | 8.325e-05 | 9.847e-05 | 0 | 0.00016871 | 0.00017395 | 0.00015614 | 0.0001683 | 0.00017041 | 0.00017307 | 1.5909e-05 | 4.9208e-06 | 0.00063608 | 7.333e-05
5269 | 220 | 8 | 0.00011416 | 0.00010844 | 0.00012224 | 0.00016307 | 0.00019171 | 8.125e-05 | 9.935e-05 | 0 | 0.00016857 | 0.00017273 | 0.00016543 | 0.00016059 | 0.00016347 | 0.00016686 | 1.2945e-05 | 3.1137e-06 | 0.00068115 | 7.333e-05
5270 | 220 | 8 | 0.00011415 | 0.00011158 | 0.00011976 | 0.00016756 | 0.00020238 | 7.909e-05 | 9.889e-05 | 0 | 0.00016207 | 0.00016907 | 0.00016972 | 0.00017634 | 0.00016763 | 0.00015966 | 1.2563e-05 | 2.8387e-06 | 0.00051285 | 7.333e-05
5271 | 220 | 8 | 0.00011416 | 0.00011105 | 0.00011193 | 0.00015847 | 0.00019234 | 7.819e-05 | 9.782e-05 | 0 | 0.00017336 | 0.00016752 | 0.00016908 | 0.00018202 | 0.00016652 | 0.00015189 | 1.3279e-05 | 3.4144e-06 | 0.00059804 | 7.333e-05
5272 | 220 | 8 | 0.00011415 | 0.00011248 | 0.00011077 | 0.00016338 | 0.0001951 | 8.062e-05 | 9.755e-05 | 0 | 0.00017982 | 0.00016683 | 0.00016524 | 0.00019671 | 0.0001526 | 0.00010987 | 1.7431e-05 | 3.35e-06 | 0.00048336 | 7.333e-05
5273 | 220 | 8 | 0.00011416 | 0.00011676 | 0.00010959 | 0.00016627 | 0.00020287 | 8.491e-05 | 0.00010117 | 0 | 0.00019276 | 0.00016164 | 0.00015175 | 0.00021397 | 0.00016 | 0.00010762 | 2.9612e-05 | 2.6637e-06 | 0.00032245 | 7.333e-05
5274 | 220 | 8 | 0.00011415 | 0.0001166 | 0.00012005 | 0.00016429 | 0.0001981 | 9.027e-05 | 0.00010258 | 0 | 0.00020903 | 0.00015961 | 0.00013871 | 0.00020673 | 0.00016213 | 0.00011895 | 3.4395e-05 | 2.6952e-06 | 0.00011547 | 7.333e-05
5275 | 220 | 8 | 0.00011416 | 0.00011323 | 0.00010955 | 0.00010933 | 0.00013394 | 9.337e-05 | 0.00010227 | 0 | 0.00020682 | 0.00016015 | 0.00013009 | 0.00016425 | 0.00013532 | 0.00010741 | 3.4785e-05 | 4.9149e-06 | 2.6344e-05 | 7.333e-05
5276 | 220 | 8 | 0.00011415 | 0.00011291 | 0.00012763 | 0.00011427 | 0.00012916 | 9.448e-05 | 0.00010192 | 0 | 0.00017376 | 0.0001515 | 0.00012118 | 0.00012823 | 0.00011465 | 0.0001017 | 3.9451e-05 | 9.4718e-06 | 0 | 7.333e-05
5277 | 220 | 8 | 0.00011416 | 0.00011372 | 0.00013083 | 6.326e-05 | 6.432e-05 | 9.754e-05 | 0.00010305 | 0 | 0.00013928 | 0.00013578 | 0.00011351 | 8.408e-05 | 8.583e-05 | 8.782e-05 | 6.0027e-05 | 1.7082e-05 | 0 | 7.333e-05
5278 | 220 | 8 | 0.00011415 | 0.00011668 | 0.00012352 | 5.326e-05 | 7.675e-05 | 9.841e-05 | 0.00010262 | 8.49e-06 | 9.716e-05 | 0.00011374 | 0.00010578 | 8.702e-05 | 8.741e-05 | 8.805e-05 | 7.974e-05 | 2.649e-05 | 0 | 7.333e-05
5279 | 220 | 8 | 0.00011416 | 0.00010747 | 0.00012608 | 6.322e-05 | 6.348e-05 | 9.369e-05 | 9.712e-05 | 1.272e-05 | 9.019e-05 | 9.886e-05 | 9.987e-05 | 7.709e-05 | 7.156e-05 | 6.636e-05 | 7.6756e-05 | 3.6118e-05 | 0 | 7.333e-05
5280 | 220 | 8 | 0.00011415 | 0.0001166 | 0.00011255 | 5.862e-05 | 6.76e-05 | 8.823e-05 | 9.204e-05 | 1.484e-05 | 7.995e-05 | 8.577e-05 | 9.04e-05 | 6.289e-05 | 6.086e-05 | 5.904e-05 | 6.7759e-05 | 4.0367e-05 | 0 | 7.333e-05
5281 | 221 | 8 | 0.00011416 | 0.00011674 | 0.00011452 | 5.924e-05 | 7.567e-05 | 8.486e-05 | 8.82e-05 | 1.484e-05 | 6.665e-05 | 7.379e-05 | 8.1e-05 | 5.452e-05 | 5.394e-05 | 5.351e-05 | 5.7952e-05 | 5.0889e-05 | 0 | 7.272e-05
5282 | 221 | 8 | 0.00011415 | 0.00011286 | 0.0001073 | 6.019e-05 | 6.334e-05 | 8.213e-05 | 8.62e-05 | 1.696e-05 | 5.756e-05 | 6.381e-05 | 7.192e-05 | 1.907e-05 | 3.78e-05 | 5.626e-05 | 5.7965e-05 | 6.7778e-05 | 0 | 7.272e-05
5283 | 221 | 8 | 0.00011416 | 0.00011023 | 0.00011238 | 6.147e-05 | 6.602e-05 | 8.168e-05 | 8.583e-05 | 2.12e-05 | 2.774e-05 | 5.218e-05 | 6.541e-05 | 1.357e-05 | 3.771e-05 | 6.146e-05 | 6.3881e-05 | 8.297e-05 | 0 | 7.272e-05
5284 | 221 | 8 | 0.00011415 | 0.00011184 | 0.0001169 | 5.665e-05 | 7.483e-05 | 8.273e-05 | 8.617e-05 | 4.239e-05 | 1.743e-05 | 4.419e-05 | 6.185e-05 | 1.368e-05 | 4.751e-05 | 8.081e-05 | 7.1962e-05 | 8.9773e-05 | 0 | 7.272e-05
5285 | 221 | 8 | 0.00011416 | 0.00011022 | 0.00011496 | 6.036e-05 | 6.821e-05 | 8.687e-05 | 8.836e-05 | 3.604e-05 | 1.475e-05 | 4.359e-05 | 6.452e-05 | 1.92e-05 | 5.709e-05 | 9.44e-05 | 7.3942e-05 | 7.7464e-05 | 0 | 7.272e-05
5286 | 221 | 8 | 0.00011415 | 0.00011499 | 0.00011094 | 0.00010713 | 0.00013628 | 9.343e-05 | 9.412e-05 | 2.543e-05 | 1.809e-05 | 4.865e-05 | 7.125e-05 | 4.656e-05 | 7.723e-05 | 0.00010755 | 6.8391e-05 | 6.6715e-05 | 2.4112e-05 | 7.272e-05
5287 | 221 | 8 | 0.00011416 | 0.00011369 | 9.762e-05 | 0.00011298 | 0.00013156 | 0.00010079 | 0.00010439 | 1.696e-05 | 4.015e-05 | 6.036e-05 | 8.107e-05 | 0.00012234 | 0.00011693 | 0.00011201 | 5.9845e-05 | 6.9681e-05 | 0.00011506 | 7.272e-05
5288 | 221 | 8 | 0.00011415 | 0.0001131 | 0.00010644 | 0.00015742 | 0.00019487 | 0.00010665 | 0.00011419 | 6.36e-06 | 0.00010364 | 8.374e-05 | 9.104e-05 | 0.00021723 | 0.00017582 | 0.00013582 | 3.0722e-05 | 7.8862e-05 | 0.00029295 | 7.272e-05
5289 | 221 | 8 | 0.00011416 | 0.00011469 | 0.00010597 | 0.00016226 | 0.00019104 | 0.00010935 | 0.00011799 | 0 | 0.0001905 | 0.00012293 | 0.00010455 | 0.00020959 | 0.00019239 | 0.0001762 | 4.0128e-06 | 9.0981e-05 | 0.00045286 | 7.272e-05
5290 | 221 | 8 | 0.00011415 | 0.00011624 | 0.00010458 | 0.00016339 | 0.00019267 | 0.00011079 | 0.00011877 | 0 | 0.00020311 | 0.00015786 | 0.00012436 | 0.00016666 | 0.00017422 | 0.00018223 | 1.5495e-06 | 9.4035e-05 | 0.00057564 | 7.272e-05
5291 | 221 | 8 | 0.00011416 | 0.00011875 | 0.00010437 | 0.00016354 | 0.00019608 | 0.00011148 | 0.0001193 | 0 | 0.00017474 | 0.00017186 | 0.00014243 | 0.00016646 | 0.00017266 | 0.00017934 | 1.7699e-06 | 8.8026e-05 | 0.00051885 | 7.272e-05
5292 | 221 | 8 | 0.00011415 | 0.00011618 | 9.66e-05 | 0.00016735 | 0.00018772 | 0.00010676 | 0.00011761 | 0 | 0.00016966 | 0.00017455 | 0.00015647 | 0.00016894 | 0.00017106 | 0.00017372 | 1.1668e-06 | 7.8518e-05 | 0.00043027 | 7.272e-05
5293 | 221 | 8 | 0.00011416 | 0.00011848 | 0.00010895 | 0.00016755 | 0.00019189 | 0.00010203 | 0.00011671 | 0 | 0.00016926 | 0.0001735 | 0.00016588 | 0.00016235 | 0.00016527 | 0.00016869 | 7.2123e-07 | 7.3326e-05 | 0.00054769 | 7.272e-05
5294 | 221 | 8 | 0.00011415 | 0.00012016 | 0.0001066 | 0.00016602 | 0.00019548 | 9.834e-05 | 0.00011595 | 0 | 0.00016363 | 0.00017022 | 0.00017055 | 0.00017612 | 0.00016742 | 0.00015946 | 4.421e-07 | 6.5658e-05 | 0.00017996 | 7.272e-05
5295 | 221 | 8 | 0.00011416 | 0.00011265 | 0.0001092 | 0.00016741 | 0.00020128 | 9.743e-05 | 0.00011557 | 0 | 0.00017351 | 0.00016828 | 0.00016984 | 0.00018176 | 0.00016628 | 0.00015167 | 6.6516e-07 | 5.6428e-05 | 7.9914e-05 | 7.272e-05
5296 | 221 | 8 | 0.00011415 | 0.00011227 | 0.00011441 | 0.00016078 | 0.00019885 | 9.817e-05 | 0.00011618 | 0 | 0.00017969 | 0.00016712 | 0.0001658 | 0.00019614 | 0.00015216 | 0.00010955 | 1.1745e-06 | 5.0462e-05 | 9.5686e-05 | 7.272e-05
5297 | 221 | 8 | 0.00011416 | 0.00011414 | 9.954e-05 | 0.00016597 | 0.00019126 | 0.00010175 | 0.00011813 | 0 | 0.00019231 | 0.00016154 | 0.00015207 | 0.00021087 | 0.00015768 | 0.00010606 | 7.4365e-07 | 4.8698e-05 | 9.8477e-05 | 7.272e-05
5298 | 221 | 8 | 0.00011415 | 0.00011724 | 0.00010924 | 0.00016524 | 0.00019134 | 0.00010505 | 0.00011456 | 6.36e-06 | 0.00020651 | 0.00015863 | 0.00013854 | 0.0002045 | 0.00016038 | 0.00011767 | 2.7724e-07 | 4.581e-05 | 5.7159e-05 | 7.272e-05
5299 | 221 | 8 | 0.00011416 | 0.00011548 | 0.0001159 | 0.00010925 | 0.00013655 | 0.00010615 | 0.00011207 | 1.908e-05 | 0.00020458 | 0.00015866 | 0.0001295 | 0.0001644 | 0.00013545 | 0.0001075 | 4.0241e-07 | 4.4659e-05 | 2.7201e-05 | 7.272e-05
5300 | 221 | 8 | 0.00011415 | 0.00011882 | 9.777e-05 | 0.00010507 | 0.00013733 | 0.00010625 | 0.00010993 | 4.027e-05 | 0.00017337 | 0.00015048 | 0.00012061 | 0.00012895 | 0.00011529 | 0.00010227 | 2.1044e-06 | 4.6565e-05 | 0 | 7.272e-05
5301 | 221 | 8 | 0.00011416 | 0.00011302 | 0.00010908 | 6.154e-05 | 6.848e-05 | 0.00010665 | 0.00011014 | 4.451e-05 | 0.00013968 | 0.00013552 | 0.00011312 | 8.498e-05 | 8.675e-05 | 8.876e-05 | 3.6915e-06 | 4.2136e-05 | 0 | 7.272e-05
5302 | 221 | 8 | 0.00011415 | 0.00011302 | 0.00011724 | 5.37e-05 | 7.623e-05 | 0.00010785 | 0.00010714 | 3.816e-05 | 9.794e-05 | 0.00011409 | 0.0001057 | 8.778e-05 | 8.816e-05 | 8.882e-05 | 3.6719e-06 | 4.4863e-05 | 0 | 7.272e-05
5303 | 221 | 8 | 0.00011416 | 0.00012021 | 0.00010694 | 5.574e-05 | 6.726e-05 | 0.00010259 | 0.00010137 | 4.028e-05 | 9.095e-05 | 9.95e-05 | 0.0001001 | 7.703e-05 | 7.15e-05 | 6.63e-05 | 4.7761e-06 | 5.57e-05 | 0 | 7.272e-05
5304 | 221 | 8 | 0.00011415 | 0.00010988 | 0.00010948 | 5.307e-05 | 7.594e-05 | 9.553e-05 | 9.473e-05 | 3.604e-05 | 8.008e-05 | 8.621e-05 | 9.07e-05 | 6.22e-05 | 6.019e-05 | 5.839e-05 | 4.6801e-07 | 5.8434e-05 | 0 | 7.272e-05
5305 | 222 | 8 | 0.00011416 | 0.00011825 | 0.00013094 | 5.705e-05 | 6.631e-05 | 9.156e-05 | 9.043e-05 | 4.027e-05 | 6.616e-05 | 7.377e-05 | 8.116e-05 | 5.404e-05 | 5.347e-05 | 5.304e-05 | 2.6297e-06 | 5.9303e-05 | 0 | 7.359e-05
5306 | 222 | 8 | 0.00011415 | 0.00011077 | 0.00012923 | 5.551e-05 | 7.544e-05 | 8.912e-05 | 8.856e-05 | 3.815e-05 | 5.709e-05 | 6.35e-05 | 7.193e-05 | 1.898e-05 | 3.761e-05 | 5.598e-05 | 5.3995e-06 | 6.277e-05 | 0 | 7.359e-05
5307 | 222 | 8 | 0.00011416 | 0.00011425 | 0.00013149 | 5.527e-05 | 6.462e-05 | 8.797e-05 | 8.71e-05 | 3.815e-05 | 2.756e-05 | 5.185e-05 | 6.528e-05 | 1.351e-05 | 3.754e-05 | 6.118e-05 | 6.4494e-06 | 6.1542e-05 | 0 | 7.359e-05
5308 | 222 | 8 | 0.00011415 | 0.00011139 | 0.00014006 | 5.258e-05 | 7.365e-05 | 8.884e-05 | 8.682e-05 | 2.967e-05 | 1.733e-05 | 4.393e-05 | 6.161e-05 | 1.371e-05 | 4.762e-05 | 8.099e-05 | 6.6199e-06 | 5.6329e-05 | 0 | 7.359e-05
5309 | 222 | 8 | 0.00011416 | 0.00011227 | 0.0001308 | 5.324e-05 | 7.217e-05 | 9.241e-05 | 8.943e-05 | 2.331e-05 | 1.475e-05 | 4.347e-05 | 6.433e-05 | 1.897e-05 | 5.64e-05 | 9.326e-05 | 1.1264e-05 | 5.251e-05 | 0 | 7.359e-05
5310 | 222 | 8 | 0.00011415 | 0.00011736 | 0.00013337 | 0.00010825 | 0.00013443 | 9.875e-05 | 9.498e-05 | 3.18e-05 | 1.791e-05 | 4.836e-05 | 7.085e-05 | 4.638e-05 | 7.693e-05 | 0.00010713 | 1.961e-05 | 4.6314e-05 | 2.2059e-06 | 7.359e-05
5311 | 222 | 8 | 0.00011416 | 0.00011414 | 0.00012838 | 0.0001114 | 0.00013346 | 0.00010391 | 0.00010409 | 2.12e-06 | 3.998e-05 | 6.002e-05 | 8.064e-05 | 0.00012287 | 0.00011744 | 0.0001125 | 2.4908e-05 | 4.1372e-05 | 2.9152e-05 | 7.359e-05
5312 | 222 | 8 | 0.00011415 | 0.00011302 | 0.00013478 | 0.00016656 | 0.00019878 | 0.00010544 | 0.00011214 | 0 | 0.00010402 | 8.369e-05 | 9.08e-05 | 0.00022004 | 0.00017809 | 0.00013758 | 1.5344e-05 | 3.4702e-05 | 8.7057e-05 | 7.359e-05
5313 | 222 | 8 | 0.00011416 | 0.00011332 | 0.00013401 | 0.00016487 | 0.00019213 | 0.0001042 | 0.00011644 | 0 | 0.00019276 | 0.0001238 | 0.00010477 | 0.00021196 | 0.00019457 | 0.00017819 | 8.5913e-06 | 2.972e-05 | 0.00030802 | 7.359e-05
5314 | 222 | 8 | 0.00011415 | 0.00010794 | 0.00012774 | 0.00016314 | 0.00019276 | 0.00010307 | 0.00011782 | 0 | 0.00020541 | 0.00015945 | 0.00012506 | 0.00016785 | 0.00017546 | 0.00018353 | 3.6166e-06 | 2.5089e-05 | 0.00031181 | 7.359e-05
5315 | 222 | 8 | 0.00011416 | 0.00011064 | 0.00012405 | 0.00016312 | 0.00019054 | 0.0001044 | 0.00011798 | 0 | 0.00017617 | 0.00017348 | 0.00014343 | 0.00016563 | 0.0001718 | 0.00017844 | 6.4659e-07 | 2.2397e-05 | 0.00040285 | 7.359e-05
5316 | 222 | 8 | 0.00011415 | 0.0001096 | 0.00013874 | 0.00015879 | 0.00019036 | 0.00010334 | 0.00011784 | 0 | 0.00016937 | 0.00017526 | 0.0001572 | 0.00016964 | 0.00017177 | 0.00017444 | 3.4624e-07 | 1.9504e-05 | 0.00038514 | 7.359e-05
5317 | 222 | 8 | 0.00011416 | 0.00011691 | 0.00011836 | 0.00015921 | 0.00019534 | 0.0001047 | 0.00011735 | 0 | 0.00016979 | 0.00017395 | 0.00016664 | 0.00016247 | 0.00016539 | 0.00016882 | 5.3849e-07 | 1.9722e-05 | 0.00037061 | 7.359e-05
5318 | 222 | 8 | 0.00011415 | 0.0001168 | 0.00011865 | 0.00015821 | 0.00019104 | 0.00010364 | 0.00011579 | 0 | 0.00016381 | 0.00017052 | 0.00017113 | 0.00017643 | 0.00016771 | 0.00015974 | 8.3821e-07 | 2.331e-05 | 0.0005264 | 7.359e-05
5319 | 222 | 8 | 0.00011416 | 0.00011773 | 0.00012232 | 0.0001632 | 0.00019764 | 0.00010261 | 0.00011499 | 0 | 0.00017378 | 0.00016855 | 0.00017026 | 0.00018311 | 0.00016751 | 0.00015279 | 1.7956e-06 | 3.0938e-05 | 0.00052014 | 7.359e-05
5320 | 222 | 8 | 0.00011415 | 0.00011402 | 0.00011916 | 0.00015966 | 0.00020037 | 0.00010186 | 0.00011486 | 0 | 0.0001808 | 0.00016772 | 0.00016629 | 0.00019737 | 0.00015311 | 0.00011023 | 4.0683e-06 | 3.7557e-05 | 0.00032595 | 7.359e-05
5321 | 222 | 8 | 0.00011416 | 0.00010923 | 0.00012854 | 0.00015847 | 0.00020146 | 0.00010404 | 0.00011551 | 0 | 0.00019348 | 0.00016237 | 0.00015263 | 0.00021373 | 0.00015982 | 0.0001075 | 5.6652e-06 | 3.8366e-05 | 0.00023268 | 7.359e-05
5322 | 222 | 8 | 0.00011415 | 0.00011183 | 0.00013164 | 0.00016291 | 0.00019594 | 0.0001056 | 0.00011155 | 0 | 0.00020899 | 0.00015998 | 0.0001393 | 0.00020374 | 0.00015979 | 0.00011723 | 3.8292e-06 | 4.0003e-05 | 7.4034e-05 | 7.359e-05
5323 | 222 | 8 | 0.00011416 | 0.00011271 | 0.00011807 | 0.00011056 | 0.00013238 | 0.00010544 | 0.00010901 | 6.36e-06 | 0.00020451 | 0.00015944 | 0.00013007 | 0.00016529 | 0.00013618 | 0.00010809 | 1.2609e-06 | 4.1944e-05 | 2.6081e-05 | 7.359e-05
5324 | 222 | 8 | 0.00011415 | 0.00011886 | 0.00013936 | 0.00011554 | 0.00013512 | 0.00010553 | 0.00010689 | 6.36e-06 | 0.00017412 | 0.00015107 | 0.00012119 | 0.00012902 | 0.00011536 | 0.00010233 | 1.3804e-06 | 5.0107e-05 | 0 | 7.359e-05
5325 | 222 | 8 | 0.00011416 | 0.0001084 | 0.00013967 | 5.955e-05 | 6.705e-05 | 0.00010635 | 0.0001077 | 0 | 0.00013989 | 0.00013588 | 0.00011356 | 8.447e-05 | 8.623e-05 | 8.822e-05 | 3.3784e-06 | 6.2141e-05 | 0 | 7.359e-05
5326 | 222 | 8 | 0.00011415 | 0.00010799 | 0.00012411 | 5.557e-05 | 7.518e-05 | 0.00010787 | 0.00010538 | 0 | 9.758e-05 | 0.00011409 | 0.00010589 | 8.741e-05 | 8.779e-05 | 8.844e-05 | 4.0884e-06 | 6.9379e-05 | 0 | 7.359e-05
5327 | 222 | 8 | 0.00011416 | 0.00011767 | 0.00011876 | 6.154e-05 | 7.155e-05 | 0.00010265 | 9.983e-05 | 0 | 9.061e-05 | 9.926e-05 | 0.00010007 | 7.821e-05 | 7.26e-05 | 6.732e-05 | 1.8597e-06 | 7.698e-05 | 0 | 7.359e-05
5328 | 222 | 8 | 0.00011415 | 0.00011068 | 0.00013476 | 6.061e-05 | 7.129e-05 | 9.628e-05 | 9.312e-05 | 0 | 8.092e-05 | 8.64e-05 | 9.085e-05 | 6.257e-05 | 6.055e-05 | 5.874e-05 | 7.0179e-06 | 8.4894e-05 | 0 | 7.359e-05
5329 | 223 | 8 | 0.00011416 | 0.00011569 | 9.536e-05 | 6.189e-05 | 4.181e-05 | 9.216e-05 | 8.843e-05 | 0 | 6.66e-05 | 7.416e-05 | 8.134e-05 | 6.803e-05 | 6.057e-05 | 5.341e-05 | 1.2506e-05 | 8.0354e-05 | 0 | 7.507e-05
5330 | 223 | 8 | 0.00011415 | 0.00011522 | 8.947e-05 | 5.895e-05 | 3.853e-05 | 8.923e-05 | 8.666e-05 | 0 | 6.81e-05 | 6.634e-05 | 7.217e-05 | 3.556e-05 | 4.604e-05 | 5.643e-05 | 1.6523e-05 | 6.9762e-05 | 0 | 7.507e-05
5331 | 223 | 8 | 0.00011416 | 0.00011468 | 8.649e-05 | 5.924e-05 | 3.954e-05 | 8.786e-05 | 8.589e-05 | 0 | 4.263e-05 | 5.737e-05 | 6.562e-05 | 2.212e-05 | 4.172e-05 | 6.103e-05 | 1.6422e-05 | 5.1547e-05 | 0 | 7.507e-05
5332 | 223 | 8 | 0.00011415 | 0.00011944 | 0.00010041 | 5.283e-05 | 4.138e-05 | 8.881e-05 | 8.589e-05 | 0 | 2.724e-05 | 4.962e-05 | 6.188e-05 | 2.158e-05 | 5.081e-05 | 7.96e-05 | 1.2687e-05 | 3.961e-05 | 0 | 7.507e-05
5333 | 223 | 8 | 0.00011416 | 0.00012033 | 9.631e-05 | 5.229e-05 | 4.32e-05 | 9.247e-05 | 8.814e-05 | 0 | 2.329e-05 | 4.82e-05 | 6.422e-05 | 2.368e-05 | 5.894e-05 | 9.367e-05 | 1.082e-05 | 3.3435e-05 | 0 | 7.507e-05
5334 | 223 | 8 | 0.00011415 | 0.00011236 | 8.744e-05 | 0.000107 | 7.726e-05 | 9.9e-05 | 9.344e-05 | 0 | 2.352e-05 | 5.202e-05 | 7.078e-05 | 3.016e-05 | 6.925e-05 | 0.00010778 | 1.0892e-05 | 2.7905e-05 | 1.9149e-05 | 7.507e-05
5335 | 223 | 8 | 0.00011416 | 0.00011226 | 0.00010277 | 0.00011319 | 7.942e-05 | 0.00010513 | 0.00010223 | 0 | 2.86e-05 | 5.936e-05 | 8.068e-05 | 4.652e-05 | 7.989e-05 | 0.00011285 | 1.2076e-05 | 2.3009e-05 | 9.8851e-05 | 7.507e-05
5336 | 223 | 8 | 0.00011415 | 0.00011468 | 0.00010098 | 0.00016238 | 0.00012275 | 0.00010964 | 0.00011039 | 0 | 4.242e-05 | 6.859e-05 | 9.089e-05 | 6.88e-05 | 0.00010345 | 0.00013775 | 9.4296e-06 | 1.9569e-05 | 7.4933e-05 | 7.507e-05
5337 | 223 | 8 | 0.00011416 | 0.00011133 | 9.795e-05 | 0.00015819 | 0.00011963 | 0.00011259 | 0.0001143 | 0 | 6.262e-05 | 8.342e-05 | 0.00010491 | 9.945e-05 | 0.0001381 | 0.00017645 | 5.3572e-06 | 2.0348e-05 | 0.00022701 | 7.507e-05
5338 | 223 | 8 | 0.00011415 | 0.00011467 | 8.916e-05 | 0.00015748 | 0.00012212 | 0.00011241 | 0.00011567 | 0 | 9.082e-05 | 0.00010685 | 0.00012485 | 0.00012791 | 0.00015473 | 0.00018155 | 3.9137e-06 | 2.2523e-05 | 0.00028287 | 7.507e-05
5339 | 223 | 8 | 0.00011416 | 0.00011977 | 9.102e-05 | 0.00016278 | 0.00011937 | 0.00011254 | 0.00011572 | 0 | 0.00011905 | 0.00012999 | 0.00014278 | 0.00013693 | 0.00015842 | 0.00018001 | 3.8948e-06 | 2.1096e-05 | 0.00031321 | 7.507e-05
5340 | 223 | 8 | 0.00011415 | 0.00012276 | 0.00010304 | 0.00016185 | 0.00011801 | 0.00011033 | 0.00011468 | 0 | 0.00013234 | 0.0001457 | 0.00015691 | 0.0001389 | 0.00015706 | 0.00017539 | 2.2062e-06 | 1.4093e-05 | 0.00045549 | 7.507e-05
5341 | 223 | 8 | 0.00011416 | 0.00011119 | 9.501e-05 | 0.0001662 | 0.00011902 | 0.00011044 | 0.00011426 | 0 | 0.00013727 | 0.00015317 | 0.00016659 | 0.00013069 | 0.00014963 | 0.0001687 | 1.8008e-06 | 8.6536e-06 | 0.00053102 | 7.507e-05
5342 | 223 | 8 | 0.00011415 | 0.00011744 | 8.691e-05 | 0.00016625 | 0.0001217 | 0.0001095 | 0.00011369 | 0 | 0.00013217 | 0.00015335 | 0.0001711 | 0.00011209 | 0.00013633 | 0.00016055 | 1.7906e-06 | 6.206e-06 | 0.00048684 | 7.507e-05
5343 | 223 | 8 | 0.00011416 | 0.00012083 | 8.354e-05 | 0.00016629 | 0.00011988 | 0.00010746 | 0.00011329 | 0 | 0.00011672 | 0.000147 | 0.00017051 | 0.00012678 | 0.00013952 | 0.00015247 | 3.7938e-06 | 7.0461e-06 | 0.00042157 | 7.507e-05
5344 | 223 | 8 | 0.00011415 | 0.00011364 | 9.196e-05 | 0.00015946 | 0.00011529 | 0.0001046 | 0.00011328 | 0 | 0.00012501 | 0.00014251 | 0.00016654 | 0.00013345 | 0.00012118 | 0.00010954 | 8.9542e-06 | 7.4926e-06 | 0.00030152 | 7.507e-05
5345 | 223 | 8 | 0.00011416 | 0.00011751 | 0.00010495 | 0.00016339 | 0.0001163 | 0.00010498 | 0.00011464 | 0 | 0.00013132 | 0.00013384 | 0.00015267 | 0.00013932 | 0.00012269 | 0.00010678 | 1.7339e-05 | 7.393e-06 | 0.00013963 | 7.507e-05
5346 | 223 | 8 | 0.00011415 | 0.00011377 | 0.00010211 | 0.0001627 | 0.00012087 | 0.00010648 | 0.00011194 | 0 | 0.00013726 | 0.00012763 | 0.00013913 | 0.00013969 | 0.00012807 | 0.00011708 | 2.9378e-05 | 6.7365e-06 | 4.2634e-05 | 7.507e-05
5347 | 223 | 8 | 0.00011416 | 0.00011895 | 8.771e-05 | 0.00010429 | 8.402e-05 | 0.00010676 | 0.00010948 | 0 | 0.00013906 | 0.00012636 | 0.00012984 | 0.00014104 | 0.00012368 | 0.00010705 | 4.7574e-05 | 7.1327e-06 | 1.7851e-05 | 7.507e-05
5348 | 223 | 8 | 0.00011415 | 0.00012228 | 8.499e-05 | 0.00010999 | 7.853e-05 | 0.00010583 | 0.00010706 | 1.908e-05 | 0.0001406 | 0.00012534 | 0.0001207 | 0.00014301 | 0.00012188 | 0.00010155 | 6.8191e-05 | 8.5523e-06 | 0 | 7.507e-05
5349 | 223 | 8 | 0.00011416 | 0.00011833 | 0.00010486 | 5.559e-05 | 3.918e-05 | 0.00010723 | 0.00010811 | 2.968e-05 | 0.00014248 | 0.00012387 | 0.00011295 | 8.39e-05 | 8.566e-05 | 8.764e-05 | 8.6369e-05 | 1.0773e-05 | 0 | 7.507e-05
5350 | 223 | 8 | 0.00011415 | 0.00011625 | 0.00010166 | 5.359e-05 | 4.574e-05 | 0.00010836 | 0.00010563 | 5.722e-05 | 9.674e-05 | 0.0001097 | 0.00010524 | 8.667e-05 | 8.706e-05 | 8.771e-05 | 9.3666e-05 | 1.3608e-05 | 0 | 7.507e-05
5351 | 223 | 8 | 0.00011416 | 0.00011767 | 9.913e-05 | 6.058e-05 | 3.819e-05 | 0.00010315 | 0.00010027 | 7.206e-05 | 9.016e-05 | 9.773e-05 | 9.939e-05 | 8.455e-05 | 7.554e-05 | 6.691e-05 | 9.0161e-05 | 1.6451e-05 | 0 | 7.507e-05
5352 | 223 | 8 | 0.00011415 | 0.00011178 | 8.772e-05 | 6.332e-05 | 4.431e-05 | 9.631e-05 | 9.317e-05 | 6.57e-05 | 8.6e-05 | 8.694e-05 | 9.021e-05 | 7.894e-05 | 6.866e-05 | 5.877e-05 | 9.5631e-05 | 1.9279e-05 | 0 | 7.507e-05
5353 | 224 | 8 | 0.00011416 | 0.00011578 | 0.00012208 | 5.841e-05 | 1.507e-05 | 9.183e-05 | 8.807e-05 | 7.206e-05 | 8.027e-05 | 7.793e-05 | 8.086e-05 | 6.77e-05 | 6.028e-05 | 5.316e-05 | 8.2854e-05 | 2.1978e-05 | 0 | 7.455e-05
5354 | 224 | 8 | 0.00011415 | 0.0001116 | 0.00011541 | 5.233e-05 | 1.372e-05 | 8.918e-05 | 8.566e-05 | 4.875e-05 | 7.061e-05 | 6.946e-05 | 7.178e-05 | 3.546e-05 | 4.591e-05 | 5.627e-05 | 7.4743e-05 | 2.1748e-05 | 0 | 7.455e-05
5355 | 224 | 8 | 0.00011416 | 0.00011209 | 0.00011422 | 6.049e-05 | 1.494e-05 | 8.8e-05 | 8.452e-05 | 3.392e-05 | 4.345e-05 | 5.898e-05 | 6.532e-05 | 2.247e-05 | 4.238e-05 | 6.199e-05 | 8.2858e-05 | 2.0787e-05 | 0 | 7.455e-05
5356 | 224 | 8 | 0.00011415 | 0.00010876 | 0.00012571 | 6.354e-05 | 1.293e-05 | 8.826e-05 | 8.445e-05 | 3.18e-05 | 2.781e-05 | 5.049e-05 | 6.19e-05 | 2.172e-05 | 5.114e-05 | 8.011e-05 | 9.6268e-05 | 1.9942e-05 | 0 | 7.455e-05
5357 | 224 | 8 | 0.00011416 | 0.00011281 | 0.00010774 | 6.348e-05 | 1.462e-05 | 9.206e-05 | 8.692e-05 | 2.331e-05 | 2.344e-05 | 4.876e-05 | 6.442e-05 | 2.389e-05 | 5.947e-05 | 9.451e-05 | 0.0001114 | 2.0031e-05 | 0 | 7.455e-05
5358 | 224 | 8 | 0.00011415 | 0.00010944 | 0.00012346 | 0.0001083 | 2.579e-05 | 9.891e-05 | 9.296e-05 | 1.273e-05 | 2.372e-05 | 5.25e-05 | 7.119e-05 | 3.015e-05 | 6.923e-05 | 0.00010775 | 0.00011494 | 2.0859e-05 | 9.6297e-06 | 7.455e-05
5359 | 224 | 8 | 0.00011416 | 0.0001134 | 0.00012313 | 0.00011309 | 2.632e-05 | 0.00010443 | 0.0001024 | 0 | 2.864e-05 | 5.964e-05 | 8.107e-05 | 4.635e-05 | 7.961e-05 | 0.00011245 | 0.00011518 | 2.6352e-05 | 2.6378e-05 | 7.455e-05
5360 | 224 | 8 | 0.00011415 | 0.00011799 | 0.00012264 | 0.00015833 | 3.742e-05 | 0.00010975 | 0.00011262 | 0 | 4.23e-05 | 6.863e-05 | 9.114e-05 | 6.815e-05 | 0.00010249 | 0.00013647 | 0.00010771 | 3.271e-05 | 7.9472e-05 | 7.455e-05
5361 | 224 | 8 | 0.00011416 | 0.00011285 | 0.00010594 | 0.00016086 | 3.834e-05 | 0.00011148 | 0.00011842 | 0 | 6.21e-05 | 8.303e-05 | 0.00010478 | 0.00010024 | 0.0001392 | 0.00017786 | 9.3413e-05 | 3.6759e-05 | 0.00020207 | 7.455e-05
5362 | 224 | 8 | 0.00011415 | 0.00011294 | 0.00012318 | 0.00015993 | 3.785e-05 | 0.0001142 | 0.00012131 | 0 | 9.133e-05 | 0.00010689 | 0.00012496 | 0.0001289 | 0.00015594 | 0.00018296 | 8.1031e-05 | 3.8784e-05 | 0.00025142 | 7.455e-05
5363 | 224 | 8 | 0.00011416 | 0.00011068 | 0.00012754 | 0.00016623 | 3.909e-05 | 0.00011743 | 0.00012272 | 0 | 0.00011991 | 0.00013059 | 0.00014314 | 0.00013772 | 0.00015933 | 0.00018105 | 8.0046e-05 | 3.5664e-05 | 0.00041942 | 7.455e-05
5364 | 224 | 8 | 0.00011415 | 0.00011069 | 0.00012274 | 0.00015967 | 3.798e-05 | 0.00011573 | 0.00012261 | 0 | 0.00013313 | 0.00014655 | 0.00015747 | 0.00013697 | 0.00015488 | 0.00017295 | 6.2798e-05 | 2.1151e-05 | 0.00035329 | 7.455e-05
5365 | 224 | 8 | 0.00011416 | 0.00011388 | 0.00011101 | 0.00016485 | 3.828e-05 | 0.00011448 | 0.00012207 | 1.484e-05 | 0.00013594 | 0.00015297 | 0.00016659 | 0.00012919 | 0.00014792 | 0.00016677 | 5.3378e-05 | 2.0236e-05 | 0.00021179 | 7.455e-05
5366 | 224 | 8 | 0.00011415 | 0.00011156 | 0.00012065 | 0.00016108 | 3.803e-05 | 0.00011493 | 0.00012137 | 2.543e-05 | 0.00013078 | 0.00015231 | 0.00017066 | 0.00011318 | 0.00013766 | 0.00016212 | 4.7373e-05 | 2.0248e-05 | 0.0002768 | 7.455e-05
5367 | 224 | 8 | 0.00011416 | 0.00011561 | 0.00011615 | 0.00015906 | 3.776e-05 | 0.00011511 | 0.0001211 | 0 | 0.00011726 | 0.00014661 | 0.00017036 | 0.000126 | 0.00013866 | 0.00015153 | 4.1671e-05 | 2.0636e-05 | 0.00028561 | 7.455e-05
5368 | 224 | 8 | 0.00011415 | 0.00011474 | 0.00012045 | 0.00016163 | 3.893e-05 | 0.00011506 | 0.00012111 | 0 | 0.00012446 | 0.00014218 | 0.00016614 | 0.00013368 | 0.0001214 | 0.00010974 | 4.6188e-05 | 2.2404e-05 | 0.00045484 | 7.455e-05
5369 | 224 | 8 | 0.00011416 | 0.00011342 | 0.00012356 | 0.00015904 | 3.973e-05 | 0.00011616 | 0.00012191 | 0 | 0.00013142 | 0.00013369 | 0.00015233 | 0.00013854 | 0.00012201 | 0.00010618 | 6.0414e-05 | 2.4763e-05 | 0.00026879 | 7.455e-05
5370 | 224 | 8 | 0.00011415 | 0.00011728 | 0.00012046 | 0.00016658 | 3.802e-05 | 0.00011608 | 0.00011878 | 0 | 0.00013668 | 0.00012733 | 0.00013878 | 0.00014173 | 0.00012994 | 0.00011879 | 8.0444e-05 | 2.9123e-05 | 9.891e-05 | 7.455e-05
5371 | 224 | 8 | 0.00011416 | 0.00011599 | 0.00012113 | 0.00011541 | 2.501e-05 | 0.00011399 | 0.00011588 | 2.967e-05 | 0.00014053 | 0.00012681 | 0.00012999 | 0.00014072 | 0.0001234 | 0.00010681 | 9.8604e-05 | 3.3465e-05 | 1.7164e-05 | 7.455e-05
5372 | 224 | 8 | 0.00011415 | 0.00011139 | 0.0001259 | 0.00010747 | 2.641e-05 | 0.00011102 | 0.00011347 | 6.57e-05 | 0.00014062 | 0.00012573 | 0.00012082 | 0.00014443 | 0.00012309 | 0.00010255 | 0.00012262 | 3.8722e-05 | 0 | 7.455e-05
5373 | 224 | 8 | 0.00011416 | 0.00011617 | 0.00012605 | 6.202e-05 | 1.312e-05 | 0.0001102 | 0.0001122 | 8.053e-05 | 0.00014362 | 0.00012451 | 0.00011334 | 8.484e-05 | 8.662e-05 | 8.863e-05 | 0.00014293 | 4.3212e-05 | 0 | 7.455e-05
5374 | 224 | 8 | 0.00011415 | 0.00011849 | 0.00010851 | 5.331e-05 | 1.268e-05 | 0.00010865 | 0.00010697 | 8.266e-05 | 9.771e-05 | 0.00011052 | 0.00010583 | 8.777e-05 | 8.817e-05 | 8.882e-05 | 0.00016193 | 4.769e-05 | 0 | 7.455e-05
5375 | 224 | 8 | 0.00011416 | 0.00011552 | 0.00010683 | 5.984e-05 | 1.311e-05 | 0.00010244 | 0.00010127 | 8.265e-05 | 9.122e-05 | 9.87e-05 | 0.00010016 | 8.536e-05 | 7.626e-05 | 6.755e-05 | 0.00016715 | 5.0652e-05 | 0 | 7.455e-05
5376 | 224 | 8 | 0.00011415 | 0.00011224 | 0.00011771 | 5.97e-05 | 1.25e-05 | 9.56e-05 | 9.427e-05 | 9.113e-05 | 8.687e-05 | 8.785e-05 | 9.099e-05 | 7.868e-05 | 6.844e-05 | 5.858e-05 | 0.00016721 | 5.3103e-05 | 0 | 7.455e-05
5377 | 225 | 8 | 0.00011416 | 0.00011316 | 0.00011055 | 6.064e-05 | 7.144e-05 | 9.125e-05 | 8.939e-05 | 0.00011868 | 8.026e-05 | 7.841e-05 | 8.147e-05 | 5.473e-05 | 5.414e-05 | 5.372e-05 | 0.00016616 | 5.6149e-05 | 0 | 7.359e-05
5378 | 225 | 8 | 0.00011415 | 0.00011744 | 0.00011614 | 5.51e-05 | 7.203e-05 | 8.811e-05 | 8.724e-05 | 0.00012293 | 6.051e-05 | 6.745e-05 | 7.235e-05 | 1.916e-05 | 3.798e-05 | 5.653e-05 | 0.00017043 | 6.2493e-05 | 0 | 7.359e-05
5379 | 225 | 8 | 0.00011416 | 0.00012062 | 0.00012983 | 6.042e-05 | 6.603e-05 | 8.762e-05 | 8.673e-05 | 0.00010597 | 2.88e-05 | 5.415e-05 | 6.577e-05 | 1.362e-05 | 3.784e-05 | 6.167e-05 | 0.00017154 | 7.2415e-05 | 0 | 7.359e-05
5380 | 225 | 8 | 0.00011415 | 0.0001224 | 0.00011001 | 5.223e-05 | 6.612e-05 | 8.801e-05 | 8.709e-05 | 0.00012504 | 1.781e-05 | 4.509e-05 | 6.214e-05 | 1.355e-05 | 4.704e-05 | 8.001e-05 | 0.00016906 | 8.0291e-05 | 0 | 7.359e-05
5381 | 225 | 8 | 0.00011416 | 0.00012271 | 0.00013133 | 5.778e-05 | 6.758e-05 | 9.081e-05 | 8.918e-05 | 0.00010809 | 1.466e-05 | 4.379e-05 | 6.452e-05 | 1.89e-05 | 5.621e-05 | 9.295e-05 | 0.00017183 | 8.9951e-05 | 0 | 7.359e-05
5382 | 225 | 8 | 0.00011415 | 0.00011212 | 0.00012235 | 0.00011245 | 0.00013591 | 9.726e-05 | 9.52e-05 | 6.147e-05 | 1.784e-05 | 4.83e-05 | 7.089e-05 | 4.675e-05 | 7.756e-05 | 0.000108 | 0.00016885 | 9.3173e-05 | 1.903e-05 | 7.359e-05
5383 | 225 | 8 | 0.00011416 | 0.00011479 | 0.00012709 | 0.00011031 | 0.00013798 | 0.00010443 | 0.00010485 | 0 | 4.025e-05 | 6.012e-05 | 8.079e-05 | 0.00012245 | 0.00011704 | 0.00011212 | 0.00016776 | 9.4734e-05 | 0.00010463 | 7.359e-05
5384 | 225 | 8 | 0.00011415 | 0.00011627 | 0.00012977 | 0.00015885 | 0.00019585 | 0.00010954 | 0.00011478 | 0 | 0.00010374 | 8.369e-05 | 9.08e-05 | 0.00021925 | 0.00017746 | 0.00013709 | 0.00016503 | 9.5381e-05 | 0.00028162 | 7.359e-05
5385 | 225 | 8 | 0.00011416 | 0.00012252 | 0.00012209 | 0.00016174 | 0.00019205 | 0.00011076 | 0.00012104 | 0 | 0.0001921 | 0.00012353 | 0.00010463 | 0.00020931 | 0.00019214 | 0.00017596 | 0.00012668 | 0.00010767 | 0.00044165 | 7.359e-05
5386 | 225 | 8 | 0.00011415 | 0.00012272 | 0.00012235 | 0.00015838 | 0.0001908 | 0.00011243 | 0.00012322 | 0 | 0.00020321 | 0.00015833 | 0.00012445 | 0.00016775 | 0.00017536 | 0.00018342 | 0.00011452 | 0.00012871 | 0.00058278 | 7.359e-05
5387 | 225 | 8 | 0.00011416 | 0.00012201 | 0.00011257 | 0.00016554 | 0.00019313 | 0.00011353 | 0.00012371 | 0 | 0.00017565 | 0.0001725 | 0.00014284 | 0.00016501 | 0.00017115 | 0.00017777 | 0.00010545 | 0.00014343 | 0.00066823 | 7.359e-05
5388 | 225 | 8 | 0.00011415 | 0.00011467 | 0.00012534 | 0.00016014 | 0.00019671 | 0.00010941 | 0.00012228 | 0 | 0.00016872 | 0.00017447 | 0.00015652 | 0.00016952 | 0.00017165 | 0.00017432 | 8.6593e-05 | 0.00014745 | 0.00071006 | 7.359e-05
5389 | 225 | 8 | 0.00011416 | 0.00011271 | 0.00013238 | 0.00015856 | 0.00019212 | 0.00010612 | 0.00012119 | 0 | 0.00016955 | 0.00017346 | 0.00016603 | 0.00015997 | 0.00016285 | 0.00016622 | 8.3283e-05 | 0.00015334 | 0.00072143 | 7.359e-05
5390 | 225 | 8 | 0.00011415 | 0.00011112 | 0.0001161 | 0.00016574 | 0.00019521 | 0.00010333 | 0.00011956 | 0 | 0.00016181 | 0.00016936 | 0.00017008 | 0.00017678 | 0.00016804 | 0.00016005 | 9.2203e-05 | 0.00016393 | 0.00064303 | 7.359e-05
5391 | 225 | 8 | 0.00011416 | 0.0001217 | 0.00012919 | 0.0001655 | 0.00018798 | 0.00010154 | 0.00011773 | 0 | 0.00017366 | 0.00016772 | 0.00016948 | 0.00018237 | 0.00016684 | 0.00015218 | 9.8862e-05 | 0.00017331 | 0.00057186 | 7.359e-05
5392 | 225 | 8 | 0.00011415 | 0.00012 | 0.00012907 | 0.0001629 | 0.00019608 | 0.00010049 | 0.00011683 | 0 | 0.00018015 | 0.00016708 | 0.00016555 | 0.00019711 | 0.00015291 | 0.00011009 | 0.00010258 | 0.00017599 | 0.00045314 | 7.359e-05
5393 | 225 | 8 | 0.00011416 | 0.00011124 | 0.00011464 | 0.00016521 | 0.00019142 | 0.0001026 | 0.00011746 | 0 | 0.00019314 | 0.00016192 | 0.00015203 | 0.0002115 | 0.00015815 | 0.00010638 | 0.00011921 | 0.00017575 | 0.00027456 | 7.359e-05
5394 | 225 | 8 | 0.00011415 | 0.00011927 | 0.00012512 | 0.00016453 | 0.00019282 | 0.00010451 | 0.0001148 | 0 | 0.00020719 | 0.00015914 | 0.00013862 | 0.00020654 | 0.00016198 | 0.00011884 | 0.00013139 | 0.00017452 | 0.00010778 | 7.359e-05
5395 | 225 | 8 | 0.00011416 | 0.00012075 | 0.00013098 | 0.00011064 | 0.00012979 | 0.00010412 | 0.00011258 | 0 | 0.00020633 | 0.00015958 | 0.00012994 | 0.0001644 | 0.00013545 | 0.00010751 | 0.00013087 | 0.00017644 | 2.362e-05 | 7.359e-05
5396 | 225 | 8 | 0.00011415 | 0.0001112 | 0.00012097 | 0.00010703 | 0.00013254 | 0.00010326 | 0.00010938 | 0 | 0.00017373 | 0.00015118 | 0.00012103 | 0.00012917 | 0.00011549 | 0.00010245 | 0.00013447 | 0.00017864 | 0 | 7.359e-05
5397 | 225 | 8 | 0.00011416 | 0.00011246 | 0.00011957 | 5.78e-05 | 6.723e-05 | 0.00010429 | 0.00010866 | 0 | 0.00013997 | 0.00013596 | 0.00011352 | 8.44e-05 | 8.616e-05 | 8.815e-05 | 0.00015898 | 0.00017981 | 0 | 7.359e-05
5398 | 225 | 8 | 0.00011415 | 0.00011248 | 0.00012338 | 5.514e-05 | 7.067e-05 | 0.00010563 | 0.00010571 | 0 | 9.756e-05 | 0.0001141 | 0.00010589 | 8.662e-05 | 8.7e-05 | 8.765e-05 | 0.00018525 | 0.00018313 | 0 | 7.359e-05
5399 | 225 | 8 | 0.00011416 | 0.00011504 | 0.00011759 | 5.624e-05 | 6.906e-05 | 0.00010079 | 0.00010119 | 0 | 8.997e-05 | 9.897e-05 | 9.993e-05 | 7.826e-05 | 7.265e-05 | 6.736e-05 | 0.00019275 | 0.00018324 | 0 | 7.359e-05
5400 | 225 | 8 | 0.00011415 | 0.00011767 | 0.00013174 | 5.743e-05 | 7.56e-05 | 9.407e-05 | 9.462e-05 | 2.12e-05 | 8.084e-05 | 8.616e-05 | 9.069e-05 | 6.286e-05 | 6.083e-05 | 5.901e-05 | 8.8026e-05 | 0.00017636 | 0 | 7.359e-05
5401 | 226 | 8 | 0.00011416 | 0.00010585 | 9.951e-05 | 6.121e-05 | 7.641e-05 | 8.932e-05 | 8.923e-05 | 2.756e-05 | 6.679e-05 | 7.412e-05 | 8.126e-05 | 5.489e-05 | 5.431e-05 | 5.388e-05 | 7.2247e-05 | 0.00016913 | 0 | 7.298e-05
5402 | 226 | 8 | 0.00011415 | 0.00010906 | 9.582e-05 | 5.591e-05 | 7.58e-05 | 8.539e-05 | 8.63e-05 | 1.484e-05 | 5.789e-05 | 6.413e-05 | 7.221e-05 | 1.914e-05 | 3.793e-05 | 5.645e-05 | 6.2702e-05 | 0.00016418 | 0 | 7.298e-05
5403 | 226 | 8 | 0.00011416 | 0.00011338 | 0.00011492 | 5.255e-05 | 6.85e-05 | 8.374e-05 | 8.503e-05 | 6.37e-06 | 2.787e-05 | 5.242e-05 | 6.568e-05 | 1.357e-05 | 3.77e-05 | 6.145e-05 | 5.4207e-05 | 0.00014868 | 0 | 7.298e-05
5404 | 226 | 8 | 0.00011415 | 0.00011001 | 0.00010161 | 5.515e-05 | 6.406e-05 | 8.313e-05 | 8.43e-05 | 8.48e-06 | 1.746e-05 | 4.432e-05 | 6.206e-05 | 1.35e-05 | 4.69e-05 | 7.977e-05 | 6.0261e-05 | 0.00012791 | 0 | 7.298e-05
5405 | 226 | 8 | 0.00011416 | 0.00010903 | 0.00010817 | 5.229e-05 | 6.693e-05 | 8.396e-05 | 8.441e-05 | 0 | 1.462e-05 | 4.343e-05 | 6.443e-05 | 1.903e-05 | 5.659e-05 | 9.358e-05 | 6.015e-05 | 0.00011882 | 0 | 7.298e-05
5406 | 226 | 8 | 0.00011415 | 0.00010958 | 0.00011514 | 0.00011342 | 0.00013225 | 8.467e-05 | 8.5e-05 | 4.25e-06 | 1.793e-05 | 4.828e-05 | 7.095e-05 | 4.664e-05 | 7.737e-05 | 0.00010774 | 4.1828e-05 | 0.00012208 | 0 | 7.298e-05
5407 | 226 | 8 | 0.00011416 | 0.00011341 | 0.00010791 | 0.00011248 | 0.00013431 | 8.733e-05 | 8.893e-05 | 0 | 4.018e-05 | 6.014e-05 | 8.079e-05 | 0.00012158 | 0.0001162 | 0.00011131 | 3.8813e-05 | 0.00011709 | 5.48e-05 | 7.298e-05
5408 | 226 | 8 | 0.00011415 | 0.00010491 | 0.00010276 | 0.0001584 | 0.0001916 | 9.126e-05 | 9.532e-05 | 0 | 0.00010305 | 8.338e-05 | 9.062e-05 | 0.00021846 | 0.00017682 | 0.00013659 | 6.2832e-05 | 9.2808e-05 | 0.00028337 | 7.298e-05
5409 | 226 | 8 | 0.00011416 | 0.00011316 | 0.00011108 | 0.0001605 | 0.00019485 | 9.304e-05 | 0.00010203 | 0 | 0.00019135 | 0.00012301 | 0.00010436 | 0.00021192 | 0.00019453 | 0.00017816 | 8.6029e-05 | 7.6348e-05 | 0.00028866 | 7.298e-05
5410 | 226 | 8 | 0.00011415 | 0.00011214 | 0.00011219 | 0.00016229 | 0.00018848 | 9.136e-05 | 0.00010459 | 0 | 0.00020508 | 0.00015882 | 0.00012469 | 0.00016671 | 0.00017427 | 0.00018228 | 9.1065e-05 | 6.8887e-05 | 0.00014766 | 7.298e-05
5411 | 226 | 8 | 0.00011416 | 0.00010841 | 0.00010034 | 0.00016343 | 0.00020152 | 8.908e-05 | 0.0001051 | 0 | 0.00017517 | 0.00017271 | 0.00014283 | 0.00016797 | 0.00017423 | 0.00018096 | 9.848e-05 | 6.1481e-05 | 0.00018513 | 7.298e-05
5412 | 226 | 8 | 0.00011415 | 0.00010642 | 9.383e-05 | 0.00016167 | 0.00018811 | 8.581e-05 | 0.00010401 | 0 | 0.00017099 | 0.0001756 | 0.00015722 | 0.0001705 | 0.00017264 | 0.00017533 | 4.8726e-05 | 7.1972e-05 | 0.00029498 | 7.298e-05
5413 | 226 | 8 | 0.00011416 | 0.00010465 | 0.00011526 | 0.00015715 | 0.00019751 | 8.147e-05 | 0.00010277 | 0 | 0.00017076 | 0.00017479 | 0.00016695 | 0.00016098 | 0.00016388 | 0.00016727 | 4.3229e-05 | 6.4166e-05 | 0.00048259 | 7.298e-05
5414 | 226 | 8 | 0.00011415 | 0.00010763 | 0.000115 | 0.00015687 | 0.00020023 | 8.007e-05 | 0.00010219 | 0 | 0.00016287 | 0.00017062 | 0.00017116 | 0.00017784 | 0.00016906 | 0.00016102 | 3.2632e-05 | 7.2527e-05 | 0.00056622 | 7.298e-05
5415 | 226 | 8 | 0.00011416 | 0.00010573 | 0.00010899 | 0.00016676 | 0.00019301 | 8.1e-05 | 0.00010212 | 0 | 0.00017475 | 0.00016885 | 0.00017059 | 0.00018271 | 0.00016715 | 0.00015246 | 2.0787e-05 | 7.53e-05 | 0.00021175 | 7.298e-05
5416 | 226 | 8 | 0.00011415 | 0.00011319 | 0.00010193 | 0.00016629 | 0.00019242 | 8.405e-05 | 0.00010313 | 0 | 0.00018065 | 0.00016788 | 0.00016655 | 0.00019743 | 0.00015316 | 0.00011027 | 1.2016e-05 | 6.9275e-05 | 0.00028126 | 7.298e-05
5417 | 226 | 8 | 0.00011416 | 0.00010613 | 0.00011409 | 0.00016222 | 0.00019469 | 8.847e-05 | 0.0001054 | 0 | 0.00019351 | 0.00016245 | 0.00015278 | 0.00021109 | 0.00015784 | 0.00010617 | 5.9649e-06 | 6.5639e-05 | 0.00024394 | 7.298e-05
5418 | 226 | 8 | 0.00011415 | 0.00010547 | 0.00011075 | 0.00016503 | 0.00019592 | 9.263e-05 | 0.00010504 | 0 | 0.00020696 | 0.00015929 | 0.00013909 | 0.00020622 | 0.00016173 | 0.00011866 | 1.8205e-06 | 6.6391e-05 | 4.6222e-05 | 7.298e-05
5419 | 226 | 8 | 0.00011416 | 0.00010562 | 9.61e-05 | 0.00010449 | 0.00013265 | 9.559e-05 | 0.00010352 | 0 | 0.00020604 | 0.0001595 | 0.00013017 | 0.00016402 | 0.00013513 | 0.00010726 | 1.5876e-06 | 6.4984e-05 | 1.5772e-05 | 7.298e-05
5420 | 226 | 8 | 0.00011415 | 0.00010587 | 0.00011128 | 0.00010651 | 0.00013378 | 9.63e-05 | 0.00010157 | 0 | 0.00017337 | 0.00015097 | 0.00012106 | 0.00012834 | 0.00011475 | 0.00010179 | 1.8609e-06 | 6.3008e-05 | 0 | 7.298e-05
5421 | 226 | 8 | 0.00011416 | 0.00011352 | 0.00010651 | 5.357e-05 | 7.35e-05 | 9.905e-05 | 0.00010307 | 0 | 0.00013925 | 0.00013553 | 0.00011333 | 8.414e-05 | 8.589e-05 | 8.788e-05 | 3.1778e-06 | 6.1215e-05 | 0 | 7.298e-05
5422 | 226 | 8 | 0.00011415 | 0.0001053 | 9.593e-05 | 6.329e-05 | 6.503e-05 | 9.904e-05 | 0.00010106 | 8.49e-06 | 9.721e-05 | 0.00011367 | 0.00010562 | 8.658e-05 | 8.696e-05 | 8.76e-05 | 3.9482e-06 | 5.8687e-05 | 0 | 7.298e-05
5423 | 226 | 8 | 0.00011416 | 0.0001118 | 0.00011596 | 6.296e-05 | 7.206e-05 | 9.49e-05 | 9.675e-05 | 1.272e-05 | 8.985e-05 | 9.869e-05 | 9.967e-05 | 7.847e-05 | 7.284e-05 | 6.754e-05 | 5.8741e-06 | 5.6382e-05 | 0 | 7.298e-05
5424 | 226 | 8 | 0.00011415 | 0.00010358 | 0.00011439 | 6.343e-05 | 6.956e-05 | 8.977e-05 | 9.151e-05 | 1.908e-05 | 8.097e-05 | 8.609e-05 | 9.052e-05 | 6.25e-05 | 6.048e-05 | 5.867e-05 | 4.3568e-06 | 5.0149e-05 | 0 | 7.298e-05
5425 | 227 | 8 | 0.00011416 | 0.00011717 | 0.00012658 | 5.974e-05 | 7.617e-05 | 8.62e-05 | 8.69e-05 | 3.815e-05 | 6.653e-05 | 7.4e-05 | 8.107e-05 | 5.417e-05 | 5.359e-05 | 5.317e-05 | 8.7698e-06 | 3.591e-05 | 0 | 7.324e-05
5426 | 227 | 8 | 0.00011415 | 0.00011672 | 0.00011091 | 5.653e-05 | 6.906e-05 | 8.297e-05 | 8.477e-05 | 2.544e-05 | 5.729e-05 | 6.377e-05 | 7.193e-05 | 1.897e-05 | 3.761e-05 | 5.597e-05 | 1.838e-05 | 2.6066e-05 | 0 | 7.324e-05
5427 | 227 | 8 | 0.00011416 | 0.00011721 | 0.00010953 | 5.736e-05 | 7.267e-05 | 8.185e-05 | 8.35e-05 | 2.332e-05 | 2.762e-05 | 5.201e-05 | 6.535e-05 | 1.372e-05 | 3.811e-05 | 6.211e-05 | 2.5828e-05 | 1.6104e-05 | 0 | 7.324e-05
5428 | 227 | 8 | 0.00011415 | 0.00011182 | 0.00011584 | 5.237e-05 | 6.898e-05 | 8.158e-05 | 8.27e-05 | 1.908e-05 | 1.75e-05 | 4.421e-05 | 6.192e-05 | 1.369e-05 | 4.755e-05 | 8.087e-05 | 2.635e-05 | 1.0146e-05 | 0 | 7.324e-05
5429 | 227 | 8 | 0.00011416 | 0.00011914 | 0.00011431 | 6.293e-05 | 7.085e-05 | 8.121e-05 | 8.144e-05 | 1.908e-05 | 1.477e-05 | 4.367e-05 | 6.458e-05 | 1.919e-05 | 5.705e-05 | 9.434e-05 | 2.2352e-05 | 8.8941e-06 | 0 | 7.324e-05
5430 | 227 | 8 | 0.00011415 | 0.00011388 | 0.00012367 | 0.00011455 | 0.00012957 | 8.145e-05 | 8.018e-05 | 1.272e-05 | 1.808e-05 | 4.869e-05 | 7.13e-05 | 4.63e-05 | 7.68e-05 | 0.00010695 | 2.0756e-05 | 8.9192e-06 | 1.7656e-05 | 7.324e-05
5431 | 227 | 8 | 0.00011416 | 0.00011723 | 0.00010987 | 0.00010877 | 0.00013467 | 8.235e-05 | 8.138e-05 | 1.272e-05 | 3.995e-05 | 6.022e-05 | 8.098e-05 | 0.00012362 | 0.00011815 | 0.00011318 | 1.8289e-05 | 9.1552e-06 | 6.2869e-05 | 7.324e-05
5432 | 227 | 8 | 0.00011415 | 0.00011304 | 0.00011021 | 0.00016525 | 0.00019005 | 8.437e-05 | 8.56e-05 | 2.12e-06 | 0.0001046 | 8.404e-05 | 9.122e-05 | 0.0002164 | 0.00017515 | 0.0001353 | 1.3103e-05 | 8.8715e-06 | 0.00010941 | 7.324e-05
5433 | 227 | 8 | 0.00011416 | 0.00011674 | 0.00010865 | 0.00016744 | 0.00019562 | 8.66e-05 | 8.954e-05 | 0 | 0.00019003 | 0.00012301 | 0.00010459 | 0.00021148 | 0.00019413 | 0.00017779 | 7.7585e-06 | 1.3349e-05 | 0.00031016 | 7.324e-05
5434 | 227 | 8 | 0.00011415 | 0.00012159 | 0.00011181 | 0.00016535 | 0.00019418 | 8.775e-05 | 9.15e-05 | 0 | 0.00020452 | 0.00015847 | 0.00012474 | 0.00016566 | 0.00017317 | 0.00018113 | 7.6535e-06 | 2.0092e-05 | 0.00037924 | 7.324e-05
5435 | 227 | 8 | 0.00011416 | 0.00011677 | 0.00011605 | 0.00016285 | 0.00019252 | 8.754e-05 | 9.349e-05 | 0 | 0.00017423 | 0.00017201 | 0.00014254 | 0.00016775 | 0.000174 | 0.00018072 | 1.0498e-05 | 2.4817e-05 | 0.00016554 | 7.324e-05
5436 | 227 | 8 | 0.00011415 | 0.00011885 | 0.00011356 | 0.00016503 | 0.00019116 | 8.39e-05 | 9.569e-05 | 0 | 0.00017059 | 0.000175 | 0.00015686 | 0.00016852 | 0.00017064 | 0.0001733 | 1.6608e-05 | 2.1982e-05 | 0.00019253 | 7.324e-05
5437 | 227 | 8 | 0.00011416 | 0.00011369 | 0.00011945 | 0.0001675 | 0.00019645 | 8.034e-05 | 9.511e-05 | 0 | 0.00016912 | 0.00017372 | 0.00016612 | 0.00016183 | 0.00016474 | 0.00016816 | 2.6461e-05 | 1.9044e-05 | 0.00022002 | 7.324e-05
5438 | 227 | 8 | 0.00011415 | 0.00011341 | 0.00010873 | 0.00015624 | 0.00020178 | 7.732e-05 | 9.38e-05 | 0 | 0.00016321 | 0.00017011 | 0.00017062 | 0.00017889 | 0.00017006 | 0.00016197 | 3.7046e-05 | 2.252e-05 | 4.9676e-05 | 7.324e-05
5439 | 227 | 8 | 0.00011416 | 0.00011446 | 0.00012502 | 0.00016196 | 0.00019926 | 7.699e-05 | 9.257e-05 | 0 | 0.00017559 | 0.00016906 | 0.00017038 | 0.00018428 | 0.00016859 | 0.00015377 | 4.303e-05 | 3.8334e-05 | 0.00010235 | 7.324e-05
5440 | 227 | 8 | 0.00011415 | 0.000115 | 0.00011803 | 0.00016363 | 0.00019959 | 7.833e-05 | 9.355e-05 | 0 | 0.00018204 | 0.00016871 | 0.00016676 | 0.00019799 | 0.00015359 | 0.00011058 | 5.1788e-05 | 5.6653e-05 | 7.8386e-05 | 7.324e-05
5441 | 227 | 8 | 0.00011416 | 0.00012092 | 0.00012426 | 0.00016098 | 0.00019196 | 8.217e-05 | 9.795e-05 | 0 | 0.00019426 | 0.00016328 | 0.00015315 | 0.00021415 | 0.00016013 | 0.00010771 | 8.1928e-05 | 7.2616e-05 | 3.7034e-05 | 7.324e-05
5442 | 227 | 8 | 0.00011415 | 0.00011766 | 0.00011233 | 0.00016611 | 0.00020074 | 8.769e-05 | 0.00010004 | 0 | 0.00020953 | 0.00016062 | 0.00013986 | 0.00020595 | 0.00016152 | 0.0001185 | 9.9915e-05 | 8.3955e-05 | 1.6723e-05 | 7.324e-05
5443 | 227 | 8 | 0.00011416 | 0.00011572 | 0.00010831 | 0.00011057 | 0.00013843 | 9.12e-05 | 9.967e-05 | 0 | 0.00020635 | 0.00016041 | 0.00013084 | 0.00016383 | 0.00013497 | 0.00010713 | 0.0001291 | 8.9623e-05 | 6.2105e-06 | 7.324e-05
5444 | 227 | 8 | 0.00011415 | 0.00012113 | 0.00011473 | 0.00011445 | 0.00013027 | 9.313e-05 | 9.947e-05 | 2.13e-06 | 0.00017334 | 0.00015136 | 0.00012156 | 0.00012814 | 0.00011457 | 0.00010163 | 0.0001479 | 9.2853e-05 | 0 | 7.324e-05
5445 | 227 | 8 | 0.00011416 | 0.00011627 | 0.00011051 | 5.787e-05 | 7.485e-05 | 9.615e-05 | 0.00010201 | 1.06e-05 | 0.0001391 | 0.00013558 | 0.00011364 | 8.429e-05 | 8.604e-05 | 8.803e-05 | 0.00014502 | 9.1421e-05 | 0 | 7.324e-05
5446 | 227 | 8 | 0.00011415 | 0.00011327 | 0.00011477 | 6.282e-05 | 6.628e-05 | 9.664e-05 | 0.00010073 | 1.696e-05 | 9.727e-05 | 0.00011369 | 0.00010582 | 8.703e-05 | 8.741e-05 | 8.806e-05 | 0.00013597 | 8.0141e-05 | 0 | 7.324e-05
5447 | 227 | 8 | 0.00011416 | 0.00012223 | 0.00010715 | 6.178e-05 | 6.958e-05 | 9.253e-05 | 9.53e-05 | 1.484e-05 | 9.021e-05 | 9.887e-05 | 9.985e-05 | 7.705e-05 | 7.153e-05 | 6.632e-05 | 0.00012054 | 6.979e-05 | 0 | 7.324e-05
5448 | 227 | 8 | 0.00011415 | 0.00011155 | 0.00012355 | 6.334e-05 | 7.628e-05 | 8.739e-05 | 9.011e-05 | 1.484e-05 | 7.993e-05 | 8.577e-05 | 9.037e-05 | 6.277e-05 | 6.074e-05 | 5.892e-05 | 0.00010219 | 5.6523e-05 | 0 | 7.324e-05
5449 | 228 | 8 | 0.00011416 | 0.00011708 | 9.971e-05 | 6.186e-05 | 7.023e-05 | 8.427e-05 | 8.608e-05 | 1.695e-05 | 6.656e-05 | 7.375e-05 | 8.096e-05 | 5.465e-05 | 5.406e-05 | 5.364e-05 | 9.8682e-05 | 5.2393e-05 | 0 | 7.376e-05
5450 | 228 | 8 | 0.00011415 | 0.00012 | 0.00010726 | 5.219e-05 | 7.198e-05 | 8.174e-05 | 8.37e-05 | 2.543e-05 | 5.763e-05 | 6.382e-05 | 7.192e-05 | 1.918e-05 | 3.802e-05 | 5.658e-05 | 8.9826e-05 | 4.6551e-05 | 0 | 7.376e-05
5451 | 228 | 8 | 0.00011416 | 0.00011687 | 0.00011799 | 5.79e-05 | 6.687e-05 | 8.048e-05 | 8.258e-05 | 5.511e-05 | 2.784e-05 | 5.227e-05 | 6.549e-05 | 1.353e-05 | 3.76e-05 | 6.129e-05 | 8.102e-05 | 5.2986e-05 | 0 | 7.376e-05
5452 | 228 | 8 | 0.00011415 | 0.00011616 | 0.00010184 | 6.083e-05 | 6.624e-05 | 8.036e-05 | 8.326e-05 | 9.749e-05 | 1.742e-05 | 4.423e-05 | 6.188e-05 | 1.357e-05 | 4.712e-05 | 8.014e-05 | 6.9398e-05 | 5.8124e-05 | 0 | 7.376e-05
5453 | 228 | 8 | 0.00011416 | 0.00011986 | 0.00010626 | 5.699e-05 | 6.244e-05 | 8.086e-05 | 8.615e-05 | 0.00010173 | 1.466e-05 | 4.346e-05 | 6.44e-05 | 1.892e-05 | 5.627e-05 | 9.304e-05 | 7.5147e-05 | 5.5926e-05 | 0 | 7.376e-05
5454 | 228 | 8 | 0.00011415 | 0.00011756 | 0.00011163 | 0.00010452 | 0.00013253 | 8.172e-05 | 9.2e-05 | 4.451e-05 | 1.786e-05 | 4.822e-05 | 7.084e-05 | 4.644e-05 | 7.704e-05 | 0.00010727 | 8.2465e-05 | 5.7907e-05 | 5.7693e-07 | 7.376e-05
5455 | 228 | 8 | 0.00011416 | 0.00011745 | 9.839e-05 | 0.00011031 | 0.00012742 | 8.233e-05 | 0.00010176 | 0 | 4.001e-05 | 5.994e-05 | 8.061e-05 | 0.00012192 | 0.00011653 | 0.00011163 | 8.4329e-05 | 6.4605e-05 | 2.597e-05 | 7.376e-05
5456 | 228 | 8 | 0.00011415 | 0.00011726 | 0.00011792 | 0.00015648 | 0.00019133 | 8.318e-05 | 0.00011106 | 0 | 0.00010328 | 8.334e-05 | 9.053e-05 | 0.00021847 | 0.00017683 | 0.0001366 | 9.3399e-05 | 6.269e-05 | 6.9444e-05 | 7.376e-05
5457 | 228 | 8 | 0.00011416 | 0.00012261 | 0.00011215 | 0.00016045 | 0.00019834 | 8.242e-05 | 0.00011491 | 0 | 0.00019139 | 0.00012304 | 0.00010429 | 0.00021216 | 0.00019476 | 0.00017836 | 9.3637e-05 | 5.8401e-05 | 0.00012354 | 7.376e-05
5458 | 228 | 8 | 0.00011415 | 0.00011501 | 0.00011894 | 0.00016095 | 0.0001994 | 8.039e-05 | 0.00011689 | 0 | 0.00020528 | 0.00015893 | 0.00012468 | 0.00016512 | 0.00017261 | 0.00018055 | 0.00010082 | 5.6153e-05 | 0.00014704 | 7.376e-05
5459 | 228 | 8 | 0.00011416 | 0.00011445 | 0.00010951 | 0.00016057 | 0.00019272 | 7.954e-05 | 0.00011754 | 0 | 0.00017398 | 0.0001722 | 0.00014246 | 0.00016649 | 0.00017269 | 0.00017936 | 0.00010608 | 4.5649e-05 | 0.00014514 | 7.376e-05
5460 | 228 | 8 | 0.00011415 | 0.00012126 | 0.00010958 | 0.00016007 | 0.00019592 | 7.855e-05 | 0.00011717 | 0 | 0.00016961 | 0.00017455 | 0.00015654 | 0.00017084 | 0.00017298 | 0.00017568 | 7.9221e-05 | 2.2239e-05 | 0.00017615 | 7.376e-05
5461 | 228 | 8 | 0.00011416 | 0.00011885 | 9.941e-05 | 0.00015946 | 0.00019447 | 7.569e-05 | 0.00011757 | 0 | 0.00017073 | 0.00017411 | 0.0001664 | 0.00016095 | 0.00016385 | 0.00016724 | 8.9549e-05 | 2.4423e-05 | 0.00013706 | 7.376e-05
5462 | 228 | 8 | 0.00011415 | 0.00011341 | 0.00010935 | 0.00016275 | 0.00019666 | 7.308e-05 | 0.00011683 | 0 | 0.0001628 | 0.0001703 | 0.00017067 | 0.0001786 | 0.00016978 | 0.0001617 | 0.00010099 | 2.4459e-05 | 0.00014005 | 7.376e-05
5463 | 228 | 8 | 0.00011416 | 0.00011485 | 9.983e-05 | 0.00016618 | 0.00018789 | 7.209e-05 | 0.0001164 | 0 | 0.00017532 | 0.000169 | 0.00017035 | 0.00018251 | 0.00016696 | 0.00015229 | 0.0001032 | 3.1255e-05 | 8.2255e-05 | 7.376e-05
5464 | 228 | 8 | 0.00011415 | 0.00011552 | 0.00011115 | 0.00016416 | 0.00019892 | 7.528e-05 | 0.00011646 | 0 | 0.00018061 | 0.00016801 | 0.00016642 | 0.00019772 | 0.00015338 | 0.00011043 | 0.00011522 | 3.7051e-05 | 4.1853e-05 | 7.376e-05
5465 | 228 | 8 | 0.00011416 | 0.00011462 | 0.00011022 | 0.00015767 | 0.00018838 | 8.1e-05 | 0.0001179 | 0 | 0.00019375 | 0.0001626 | 0.0001528 | 0.00021169 | 0.0001583 | 0.00010648 | 0.00012151 | 4.297e-05 | 4.6401e-05 | 7.376e-05
5466 | 228 | 8 | 0.00011415 | 0.00011599 | 0.00010106 | 0.00016044 | 0.00018952 | 8.793e-05 | 0.00011516 | 0 | 0.00020748 | 0.00015955 | 0.00013922 | 0.00020492 | 0.00016071 | 0.00011791 | 0.00011286 | 5.0301e-05 | 2.1677e-05 | 7.376e-05
5467 | 228 | 8 | 0.00011416 | 0.00011708 | 0.00011649 | 0.00010963 | 0.00012549 | 9.27e-05 | 0.00011316 | 0 | 0.00020512 | 0.00015933 | 0.00013015 | 0.00016499 | 0.00013593 | 0.00010789 | 0.0001097 | 6.0645e-05 | 6.8383e-06 | 7.376e-05
5468 | 228 | 8 | 0.00011415 | 0.00011327 | 0.00010357 | 0.00011072 | 0.00013514 | 9.476e-05 | 0.00011076 | 0 | 0.00017397 | 0.00015102 | 0.00012115 | 0.00012914 | 0.00011546 | 0.00010242 | 0.00010792 | 6.6603e-05 | 0 | 7.376e-05
5469 | 228 | 8 | 0.00011416 | 0.00012351 | 0.00011915 | 5.69e-05 | 6.84e-05 | 9.858e-05 | 0.00011213 | 1.908e-05 | 0.00013996 | 0.00013589 | 0.00011354 | 8.443e-05 | 8.62e-05 | 8.819e-05 | 0.00011166 | 6.8729e-05 | 0 | 7.376e-05
5470 | 228 | 8 | 0.00011415 | 0.00011745 | 0.0001152 | 5.802e-05 | 7.478e-05 | 0.00010064 | 0.00010849 | 3.179e-05 | 9.758e-05 | 0.0001141 | 0.00010586 | 8.673e-05 | 8.711e-05 | 8.776e-05 | 0.00011208 | 6.8812e-05 | 0 | 7.376e-05
5471 | 228 | 8 | 0.00011416 | 0.00012114 | 0.00010584 | 5.454e-05 | 6.644e-05 | 9.56e-05 | 0.0001022 | 4.451e-05 | 9.007e-05 | 9.902e-05 | 9.992e-05 | 7.742e-05 | 7.186e-05 | 6.663e-05 | 0.00011445 | 7.3309e-05 | 0 | 7.376e-05
5472 | 228 | 8 | 0.00011415 | 0.00011363 | 0.00011357 | 6.168e-05 | 7.583e-05 | 8.871e-05 | 9.507e-05 | 7.63e-05 | 8.02e-05 | 8.592e-05 | 9.055e-05 | 6.267e-05 | 6.064e-05 | 5.883e-05 | 0.00012269 | 9.1297e-05 | 0 | 7.376e-05
5473 | 229 | 8 | 0.00011416 | 0.00011885 | 0.00010925 | 6.254e-05 | 7.387e-05 | 8.527e-05 | 9.057e-05 | 9.113e-05 | 6.652e-05 | 7.382e-05 | 8.109e-05 | 5.487e-05 | 5.429e-05 | 5.386e-05 | 0.00013286 | 0.00010953 | 0 | 7.29e-05
5474 | 229 | 8 | 0.00011415 | 0.00012072 | 0.00010874 | 5.723e-05 | 7.361e-05 | 8.309e-05 | 8.855e-05 | 9.961e-05 | 5.781e-05 | 6.392e-05 | 7.205e-05 | 1.909e-05 | 3.784e-05 | 5.631e-05 | 0.00013445 | 0.00011954 | 0 | 7.29e-05
5475 | 229 | 8 | 0.00011416 | 0.00011262 | 0.00010912 | 5.446e-05 | 6.469e-05 | 8.185e-05 | 8.762e-05 | 0.00011445 | 2.78e-05 | 5.228e-05 | 6.551e-05 | 1.353e-05 | 3.759e-05 | 6.127e-05 | 0.00013595 | 0.00013542 | 0 | 7.29e-05
5476 | 229 | 8 | 0.00011415 | 0.00011827 | 0.00010205 | 5.43e-05 | 7.156e-05 | 8.308e-05 | 8.769e-05 | 0.00011445 | 1.741e-05 | 4.421e-05 | 6.188e-05 | 1.361e-05 | 4.727e-05 | 8.04e-05 | 0.00013922 | 0.00014592 | 0 | 7.29e-05
5477 | 229 | 8 | 0.00011416 | 0.00011255 | 9.95e-05 | 5.383e-05 | 6.687e-05 | 8.864e-05 | 8.979e-05 | 0.0001102 | 1.47e-05 | 4.349e-05 | 6.444e-05 | 1.893e-05 | 5.629e-05 | 9.308e-05 | 0.00013641 | 0.00015576 | 0 | 7.29e-05
5478 | 229 | 8 | 0.00011415 | 0.00011636 | 0.00010533 | 0.00011357 | 0.0001322 | 9.683e-05 | 9.513e-05 | 3.815e-05 | 1.787e-05 | 4.827e-05 | 7.088e-05 | 4.607e-05 | 7.643e-05 | 0.00010643 | 0.00013496 | 0.00015995 | 2.7235e-06 | 7.29e-05
5479 | 229 | 8 | 0.00011416 | 0.00011575 | 0.0001044 | 0.00010738 | 0.00013861 | 0.00010326 | 0.00010477 | 0 | 3.973e-05 | 5.976e-05 | 8.046e-05 | 0.00012246 | 0.00011705 | 0.00011212 | 0.00012961 | 0.00015429 | 2.1881e-05 | 7.29e-05
5480 | 229 | 8 | 0.00011415 | 0.00011567 | 0.00010156 | 0.0001675 | 0.00018783 | 0.00010787 | 0.00011366 | 0 | 0.00010365 | 8.334e-05 | 9.05e-05 | 0.00021772 | 0.00017622 | 0.00013613 | 0.00011973 | 0.00014199 | 4.6808e-05 | 7.29e-05
5481 | 229 | 8 | 0.00011416 | 0.00011228 | 0.0001077 | 0.00016617 | 0.00019691 | 0.00010805 | 0.00011723 | 0 | 0.00019087 | 0.00012288 | 0.00010416 | 0.00021053 | 0.00019326 | 0.00017699 | 0.00011377 | 0.00012462 | 6.0459e-05 | 7.29e-05
5482 | 229 | 8 | 0.00011415 | 0.00011406 | 0.00011719 | 0.00015824 | 0.00018721 | 0.00010623 | 0.00011816 | 0 | 0.00020392 | 0.00015824 | 0.00012425 | 0.00016696 | 0.00017453 | 0.00018256 | 0.00011398 | 0.00012051 | 7.2795e-05 | 7.29e-05
5483 | 229 | 8 | 0.00011416 | 0.00011508 | 0.00011036 | 0.00016452 | 0.00020101 | 0.00010439 | 0.0001182 | 0 | 0.00017514 | 0.00017231 | 0.00014251 | 0.00016534 | 0.0001715 | 0.00017813 | 0.00011374 | 0.00011558 | 9.4634e-05 | 7.29e-05
5484 | 229 | 8 | 0.00011415 | 0.00012117 | 9.828e-05 | 0.00016666 | 0.0001914 | 9.977e-05 | 0.00011746 | 0 | 0.00016889 | 0.00017443 | 0.00015637 | 0.00016842 | 0.00017053 | 0.00017319 | 0.00013259 | 9.9505e-05 | 0.00010789 | 7.29e-05
5485 | 229 | 8 | 0.00011416 | 0.00011251 | 0.00010865 | 0.00015653 | 0.00019693 | 9.834e-05 | 0.00011792 | 0 | 0.00016872 | 0.00017306 | 0.0001657 | 0.00015996 | 0.00016284 | 0.00016621 | 0.00011766 | 8.9764e-05 | 9.4379e-05 | 7.29e-05
5486 | 229 | 8 | 0.00011415 | 0.00012304 | 0.00011909 | 0.0001607 | 0.00018965 | 9.799e-05 | 0.00011735 | 0 | 0.00016164 | 0.000169 | 0.00016982 | 0.00017754 | 0.00016877 | 0.00016074 | 0.00010913 | 9.6248e-05 | 8.6447e-05 | 7.29e-05
5487 | 229 | 8 | 0.00011416 | 0.00011486 | 9.979e-05 | 0.00015949 | 0.00019148 | 9.924e-05 | 0.00011683 | 0 | 0.0001742 | 0.00016778 | 0.0001694 | 0.00018455 | 0.00016883 | 0.00015399 | 0.00011248 | 9.6852e-05 | 8.6396e-05 | 7.29e-05
5488 | 229 | 8 | 0.00011415 | 0.00012144 | 0.00011142 | 0.00016254 | 0.00019448 | 0.00010088 | 0.000117 | 0 | 0.00018194 | 0.00016794 | 0.00016592 | 0.00019755 | 0.00015325 | 0.00011033 | 0.00011122 | 9.0399e-05 | 4.4195e-05 | 7.29e-05
5489 | 229 | 8 | 0.00011416 | 0.00011209 | 0.00010992 | 0.00016618 | 0.00019166 | 0.00010454 | 0.00011845 | 0 | 0.00019385 | 0.00016281 | 0.00015246 | 0.00021455 | 0.00016043 | 0.00010791 | 9.9184e-05 | 9.1012e-05 | 3.6788e-05 | 7.29e-05
5490 | 229 | 8 | 0.00011415 | 0.00012167 | 0.00010974 | 0.00016445 | 0.00018831 | 0.00010905 | 0.00011545 | 0 | 0.00020976 | 0.0001605 | 0.00013939 | 0.00020325 | 0.0001594 | 0.00011695 | 9.5726e-05 | 8.7994e-05 | 2.1024e-05 | 7.29e-05
5491 | 229 | 8 | 0.00011416 | 0.0001124 | 9.724e-05 | 0.00010515 | 0.00013111 | 0.00011023 | 0.00011282 | 0 | 0.00020428 | 0.00015964 | 0.00013023 | 0.00016465 | 0.00013565 | 0.00010767 | 8.5175e-05 | 8.993e-05 | 7.4068e-06 | 7.29e-05
5492 | 229 | 8 | 0.00011415 | 0.00011518 | 9.776e-05 | 0.00010726 | 0.00012959 | 0.00010959 | 0.00011037 | 0 | 0.0001736 | 0.00015093 | 0.00012125 | 0.00012702 | 0.00011356 | 0.00010074 | 8.0308e-05 | 9.0065e-05 | 0 | 7.29e-05
5493 | 229 | 8 | 0.00011416 | 0.0001203 | 0.00011689 | 5.692e-05 | 6.81e-05 | 0.00011102 | 0.00011222 | 0 | 0.00013822 | 0.00013505 | 0.00011322 | 8.374e-05 | 8.548e-05 | 8.746e-05 | 7.8856e-05 | 8.3646e-05 | 0 | 7.29e-05
5494 | 229 | 8 | 0.00011415 | 0.00011162 | 9.947e-05 | 5.705e-05 | 6.562e-05 | 0.00011147 | 0.00010864 | 0 | 9.667e-05 | 0.00011312 | 0.00010536 | 8.651e-05 | 8.689e-05 | 8.753e-05 | 8.278e-05 | 7.9512e-05 | 0 | 7.29e-05
5495 | 229 | 8 | 0.00011416 | 0.00011752 | 0.00011731 | 6.045e-05 | 6.662e-05 | 0.00010572 | 0.00010324 | 0 | 8.968e-05 | 9.831e-05 | 9.935e-05 | 7.705e-05 | 7.152e-05 | 6.632e-05 | 8.7697e-05 | 8.5672e-05 | 0 | 7.29e-05
5496 | 229 | 8 | 0.00011415 | 0.0001172 | 0.00011195 | 5.863e-05 | 7.031e-05 | 9.799e-05 | 9.597e-05 | 1.061e-05 | 7.98e-05 | 8.541e-05 | 8.999e-05 | 6.274e-05 | 6.071e-05 | 5.889e-05 | 0.00012558 | 0.00012327 | 0 | 7.29e-05
5497 | 230 | 8 | 0.00011416 | 0.00010849 | 0.00012256 | 6.164e-05 | 4.581e-05 | 9.38e-05 | 9.076e-05 | 2.119e-05 | 6.649e-05 | 7.357e-05 | 8.065e-05 | 6.849e-05 | 6.098e-05 | 5.378e-05 | 0.00011173 | 0.00013438 | 0 | 7.246e-05
5498 | 230 | 8 | 0.00011415 | 0.00010707 | 0.00012109 | 5.991e-05 | 4.571e-05 | 9.047e-05 | 8.846e-05 | 2.968e-05 | 6.841e-05 | 6.623e-05 | 7.174e-05 | 3.563e-05 | 4.614e-05 | 5.655e-05 | 9.8399e-05 | 0.00013758 | 0 | 7.246e-05
5499 | 230 | 8 | 0.00011416 | 0.00010746 | 0.00010456 | 5.207e-05 | 3.853e-05 | 8.916e-05 | 8.748e-05 | 3.816e-05 | 4.274e-05 | 5.745e-05 | 6.539e-05 | 2.214e-05 | 4.176e-05 | 6.109e-05 | 9.8921e-05 | 0.00013807 | 0 | 7.246e-05
5500 | 230 | 8 | 0.00011415 | 0.00011654 | 0.00010949 | 6.084e-05 | 4.152e-05 | 9.043e-05 | 8.752e-05 | 4.451e-05 | 2.73e-05 | 4.972e-05 | 6.18e-05 | 2.188e-05 | 5.151e-05 | 8.069e-05 | 0.00010796 | 0.00013754 | 0 | 7.246e-05
5501 | 230 | 8 | 0.00011416 | 0.00011271 | 0.00010733 | 5.897e-05 | 4.611e-05 | 9.408e-05 | 8.994e-05 | 4.027e-05 | 2.354e-05 | 4.851e-05 | 6.448e-05 | 2.356e-05 | 5.865e-05 | 9.321e-05 | 0.00011059 | 0.00013863 | 0 | 7.246e-05
5502 | 230 | 8 | 0.00011415 | 0.00010713 | 0.00011711 | 0.00011436 | 7.613e-05 | 0.00010029 | 9.586e-05 | 0 | 2.348e-05 | 5.218e-05 | 7.096e-05 | 3.02e-05 | 6.935e-05 | 0.00010793 | 0.00011693 | 0.00013621 | 1.4058e-05 | 7.246e-05
5503 | 230 | 8 | 0.00011416 | 0.00011407 | 0.00010846 | 0.00011453 | 8.236e-05 | 0.00010661 | 0.00010531 | 0 | 2.863e-05 | 5.944e-05 | 8.087e-05 | 4.611e-05 | 7.92e-05 | 0.00011188 | 0.00012246 | 0.00012688 | 2.6785e-05 | 7.246e-05
5504 | 230 | 8 | 0.00011415 | 0.00010842 | 0.00010917 | 0.00015645 | 0.00011541 | 0.00011091 | 0.00011408 | 0 | 4.211e-05 | 6.838e-05 | 9.082e-05 | 6.814e-05 | 0.00010247 | 0.00013644 | 0.0001233 | 0.0001145 | 0.00017286 | 7.246e-05
5505 | 230 | 8 | 0.00011416 | 0.00011311 | 0.00010972 | 0.00016659 | 0.00011387 | 0.00011076 | 0.00011787 | 0 | 6.205e-05 | 8.286e-05 | 0.00010452 | 0.00010031 | 0.0001393 | 0.00017798 | 0.00011995 | 0.00010416 | 0.00011155 | 7.246e-05
5506 | 230 | 8 | 0.00011415 | 0.00010662 | 0.00010672 | 0.00016021 | 0.00012221 | 0.00010897 | 0.00011866 | 0 | 9.138e-05 | 0.00010683 | 0.00012476 | 0.00012749 | 0.00015423 | 0.00018096 | 0.00011749 | 0.00010298 | 9.488e-05 | 7.246e-05
5507 | 230 | 8 | 0.00011416 | 0.00011054 | 0.00010656 | 0.00016057 | 0.00011836 | 0.0001081 | 0.00011828 | 0 | 0.00011882 | 0.00012997 | 0.00014259 | 0.00013721 | 0.00015874 | 0.00018037 | 0.00013013 | 0.00010822 | 0.00017619 | 7.246e-05
5508 | 230 | 8 | 0.00011415 | 0.00011491 | 0.0001223 | 0.00016615 | 0.00011803 | 0.00010388 | 0.00011686 | 0 | 0.00013252 | 0.00014578 | 0.00015684 | 0.00013816 | 0.00015623 | 0.00017446 | 0.00010305 | 0.00014037 | 4.0496e-05 | 7.246e-05
5509 | 230 | 8 | 0.00011416 | 0.00010831 | 0.00011693 | 0.00016486 | 0.00011717 | 0.00010267 | 0.00011679 | 0 | 0.00013673 | 0.00015294 | 0.00016638 | 0.00012921 | 0.00014794 | 0.00016679 | 8.9473e-05 | 0.00014776 | 0.00010504 | 7.246e-05
5510 | 230 | 8 | 0.00011415 | 0.00011697 | 0.00012314 | 0.00016256 | 0.00011497 | 0.00010248 | 0.00011668 | 0 | 0.00013092 | 0.00015251 | 0.00017054 | 0.00011147 | 0.00013558 | 0.00015966 | 8.2763e-05 | 0.00014808 | 0.00019827 | 7.246e-05
5511 | 230 | 8 | 0.00011416 | 0.00011328 | 0.00011378 | 0.00016579 | 0.00012015 | 0.00010358 | 0.00011669 | 0 | 0.00011598 | 0.00014603 | 0.00016976 | 0.00012743 | 0.00014023 | 0.00015325 | 7.622e-05 | 0.00014078 | 0.00035142 | 7.246e-05
5512 | 230 | 8 | 0.00011415 | 0.00010728 | 0.00011733 | 0.00016732 | 0.00012023 | 0.0001051 | 0.0001174 | 0 | 0.00012534 | 0.00014214 | 0.00016605 | 0.00013443 | 0.00012207 | 0.00011035 | 7.4452e-05 | 0.00012678 | 3.4277e-05 | 7.246e-05
5513 | 230 | 8 | 0.00011416 | 0.00011433 | 0.00012379 | 0.00015955 | 0.00011862 | 0.00010917 | 0.00011887 | 0 | 0.00013212 | 0.00013409 | 0.00015245 | 0.00014002 | 0.00012331 | 0.00010731 | 7.2104e-05 | 0.0001173 | 3.9376e-05 | 7.246e-05
5514 | 230 | 8 | 0.00011415 | 0.00010659 | 0.00011002 | 0.00016755 | 0.00012129 | 0.00011202 | 0.00011552 | 0 | 0.00013798 | 0.00012817 | 0.00013915 | 0.00013939 | 0.00012779 | 0.00011683 | 6.7651e-05 | 0.00012055 | 8.0041e-05 | 7.246e-05
5515 | 230 | 8 | 0.00011416 | 0.00011128 | 0.00011024 | 0.00010501 | 7.968e-05 | 0.00011231 | 0.00011385 | 0 | 0.000139 | 0.00012666 | 0.00012993 | 0.00014016 | 0.00012291 | 0.00010638 | 6.6212e-05 | 0.0001229 | 1.769e-05 | 7.246e-05
5516 | 230 | 8 | 0.00011415 | 0.00011173 | 0.0001187 | 0.0001067 | 8.196e-05 | 0.00011097 | 0.00011152 | 0 | 0.00013992 | 0.00012517 | 0.0001207 | 0.00014284 | 0.00012174 | 0.00010143 | 6.707e-05 | 0.00012272 | 0 | 7.246e-05
5517 | 230 | 8 | 0.00011416 | 0.00011 | 0.00011207 | 5.406e-05 | 4.3e-05 | 0.0001131 | 0.00011304 | 0 | 0.00014221 | 0.00012359 | 0.00011292 | 8.438e-05 | 8.615e-05 | 8.814e-05 | 6.7936e-05 | 0.00011734 | 0 | 7.246e-05
5518 | 230 | 8 | 0.00011415 | 0.00011284 | 0.00011706 | 5.879e-05 | 4.541e-05 | 0.0001119 | 0.00010906 | 0 | 9.704e-05 | 0.00010968 | 0.00010529 | 8.705e-05 | 8.744e-05 | 8.809e-05 | 6.9785e-05 | 0.00010969 | 0 | 7.246e-05
5519 | 230 | 8 | 0.00011416 | 0.00011423 | 0.00012522 | 5.627e-05 | 4.554e-05 | 0.00010594 | 0.00010296 | 0 | 9.05e-05 | 9.794e-05 | 9.948e-05 | 8.449e-05 | 7.548e-05 | 6.687e-05 | 6.8617e-05 | 0.000103 | 0 | 7.246e-05
5520 | 230 | 8 | 0.00011415 | 0.00011547 | 0.00011878 | 5.5e-05 | 4.066e-05 | 9.967e-05 | 9.665e-05 | 0 | 8.604e-05 | 8.71e-05 | 9.028e-05 | 7.912e-05 | 6.882e-05 | 5.891e-05 | 7.8019e-05 | 0.00010941 | 0 | 7.246e-05
5521 | 231 | 8 | 0.00011416 | 0.00011391 | 0.00011407 | 5.392e-05 | 1.401e-05 | 9.496e-05 | 9.169e-05 | 0 | 8.043e-05 | 7.807e-05 | 8.097e-05 | 6.753e-05 | 6.013e-05 | 5.303e-05 | 7.511e-05 | 0.00011046 | 0 | 7.168e-05
5522 | 231 | 8 | 0.00011415 | 0.00011376 | 0.0001281 | 6.085e-05 | 1.399e-05 | 9.148e-05 | 8.913e-05 | 0 | 7.051e-05 | 6.95e-05 | 7.186e-05 | 3.552e-05 | 4.6e-05 | 5.637e-05 | 6.603e-05 | 0.00010684 | 0 | 7.168e-05
5523 | 231 | 8 | 0.00011416 | 0.00011456 | 0.00012324 | 5.257e-05 | 1.281e-05 | 9.041e-05 | 8.832e-05 | 0 | 4.348e-05 | 5.9e-05 | 6.539e-05 | 2.213e-05 | 4.173e-05 | 6.104e-05 | 5.867e-05 | 9.9584e-05 | 0 | 7.168e-05
5524 | 231 | 8 | 0.00011415 | 0.00011871 | 0.00012858 | 5.397e-05 | 1.539e-05 | 9.055e-05 | 8.803e-05 | 0 | 2.755e-05 | 5.027e-05 | 6.174e-05 | 2.195e-05 | 5.169e-05 | 8.098e-05 | 5.6043e-05 | 8.6582e-05 | 0 | 7.168e-05
5525 | 231 | 8 | 0.00011416 | 0.00011931 | 0.00011472 | 6.313e-05 | 1.261e-05 | 9.401e-05 | 9.038e-05 | 0 | 2.357e-05 | 4.875e-05 | 6.443e-05 | 2.365e-05 | 5.887e-05 | 9.355e-05 | 5.6056e-05 | 7.2492e-05 | 0 | 7.168e-05
5526 | 231 | 8 | 0.00011415 | 0.0001195 | 0.0001235 | 0.00010471 | 2.553e-05 | 0.00010053 | 9.593e-05 | 0 | 2.355e-05 | 5.235e-05 | 7.099e-05 | 2.986e-05 | 6.857e-05 | 0.00010671 | 5.4462e-05 | 6.5228e-05 | 9.7994e-06 | 7.168e-05
5527 | 231 | 8 | 0.00011416 | 0.00011048 | 0.00011542 | 0.00010873 | 2.638e-05 | 0.00010667 | 0.00010532 | 0 | 2.838e-05 | 5.925e-05 | 8.066e-05 | 4.65e-05 | 7.987e-05 | 0.00011282 | 5.4648e-05 | 6.4811e-05 | 7.2057e-05 | 7.168e-05
5528 | 231 | 8 | 0.00011415 | 0.00012105 | 0.00011125 | 0.00015646 | 3.917e-05 | 0.00011149 | 0.00011433 | 0 | 4.237e-05 | 6.841e-05 | 9.085e-05 | 6.85e-05 | 0.000103 | 0.00013716 | 5.7697e-05 | 6.4578e-05 | 0.00018321 | 7.168e-05
5529 | 231 | 8 | 0.00011416 | 0.0001203 | 0.00010974 | 0.00016593 | 3.924e-05 | 0.00011315 | 0.00011869 | 0 | 6.237e-05 | 8.314e-05 | 0.00010471 | 9.925e-05 | 0.00013783 | 0.0001761 | 4.2068e-05 | 6.3527e-05 | 0.00025623 | 7.168e-05
5530 | 231 | 8 | 0.00011415 | 0.000116 | 0.00012263 | 0.00016667 | 3.835e-05 | 0.00011234 | 0.0001201 | 0 | 9.062e-05 | 0.00010655 | 0.00012453 | 0.00012778 | 0.00015458 | 0.00018137 | 2.6099e-05 | 6.183e-05 | 0.00039151 | 7.168e-05
5531 | 231 | 8 | 0.00011416 | 0.00011527 | 0.00012571 | 0.00015679 | 3.958e-05 | 0.000112 | 0.00012013 | 0 | 0.00011891 | 0.00012974 | 0.00014245 | 0.00013617 | 0.00015753 | 0.000179 | 2.0103e-05 | 5.7929e-05 | 0.00052338 | 7.168e-05
5532 | 231 | 8 | 0.00011415 | 0.00011303 | 0.00011572 | 0.00015738 | 3.966e-05 | 0.0001087 | 0.0001188 | 0 | 0.00013171 | 0.00014523 | 0.00015643 | 0.00013909 | 0.00015728 | 0.00017563 | 1.2569e-05 | 5.1665e-05 | 0.00067973 | 7.168e-05
5533 | 231 | 8 | 0.00011416 | 0.00011686 | 0.00012491 | 0.00015865 | 4.059e-05 | 0.0001074 | 0.00011869 | 0 | 0.00013729 | 0.00015289 | 0.00016623 | 0.00013018 | 0.00014905 | 0.00016804 | 9.4544e-06 | 5.6398e-05 | 0.00047803 | 7.168e-05
5534 | 231 | 8 | 0.00011415 | 0.00012064 | 0.00011556 | 0.00016208 | 3.939e-05 | 0.00010679 | 0.00011868 | 0 | 0.00013176 | 0.00015302 | 0.00017069 | 0.00011239 | 0.0001367 | 0.00016098 | 5.1178e-06 | 5.7893e-05 | 0.00045188 | 7.168e-05
5535 | 231 | 8 | 0.00011416 | 0.00011874 | 0.00011809 | 0.00015894 | 3.892e-05 | 0.00010771 | 0.00011868 | 0 | 0.00011687 | 0.0001469 | 0.00017029 | 0.00012733 | 0.00014013 | 0.00015313 | 2.2475e-06 | 5.6862e-05 | 0.00031715 | 7.168e-05
5536 | 231 | 8 | 0.00011415 | 0.00011257 | 0.00012658 | 0.00015633 | 3.886e-05 | 0.00010741 | 0.00011968 | 0 | 0.00012547 | 0.00014273 | 0.00016654 | 0.00013326 | 0.00012101 | 0.00010939 | 1.158e-06 | 5.4302e-05 | 0.00013107 | 7.168e-05
5537 | 231 | 8 | 0.00011416 | 0.00012158 | 0.00012003 | 0.0001613 | 3.952e-05 | 0.0001113 | 0.0001212 | 0 | 0.00013127 | 0.000134 | 0.00015271 | 0.00013936 | 0.00012273 | 0.00010681 | 9.9732e-07 | 4.7018e-05 | 0.0001646 | 7.168e-05
5538 | 231 | 8 | 0.00011415 | 0.00011449 | 0.00013108 | 0.00015836 | 3.873e-05 | 0.00011309 | 0.00011862 | 0 | 0.00013731 | 0.00012772 | 0.00013921 | 0.00014019 | 0.00012852 | 0.0001175 | 1.0616e-06 | 4.1871e-05 | 9.9351e-05 | 7.168e-05
5539 | 231 | 8 | 0.00011416 | 0.00011273 | 0.00012143 | 0.00010763 | 2.56e-05 | 0.00011247 | 0.00011648 | 0 | 0.00013946 | 0.00012656 | 0.00013002 | 0.00014103 | 0.00012367 | 0.00010705 | 2.3591e-06 | 3.9982e-05 | 1.5492e-05 | 7.168e-05
5540 | 231 | 8 | 0.00011415 | 0.00011976 | 0.00011504 | 0.00010626 | 2.566e-05 | 0.0001106 | 0.00011393 | 0 | 0.00014067 | 0.00012551 | 0.00012085 | 0.00014465 | 0.00012328 | 0.00010271 | 5.836e-06 | 4.4412e-05 | 0 | 7.168e-05
5541 | 231 | 8 | 0.00011416 | 0.00011656 | 0.00011732 | 6.274e-05 | 1.466e-05 | 0.00011313 | 0.00011525 | 0 | 0.00014378 | 0.00012446 | 0.00011332 | 8.522e-05 | 8.701e-05 | 8.902e-05 | 1.3645e-05 | 5.3832e-05 | 0 | 7.168e-05
5542 | 231 | 8 | 0.00011415 | 0.00012172 | 0.00011579 | 5.691e-05 | 1.393e-05 | 0.00011286 | 0.00011033 | 0 | 9.802e-05 | 0.00011068 | 0.00010588 | 8.788e-05 | 8.828e-05 | 8.893e-05 | 2.6604e-05 | 6.1917e-05 | 0 | 7.168e-05
5543 | 231 | 8 | 0.00011416 | 0.00011738 | 0.00012804 | 5.996e-05 | 1.279e-05 | 0.0001076 | 0.00010405 | 0 | 9.138e-05 | 9.889e-05 | 0.00010022 | 8.461e-05 | 7.559e-05 | 6.696e-05 | 4.0403e-05 | 7.5411e-05 | 0 | 7.168e-05
5544 | 231 | 8 | 0.00011415 | 0.00011243 | 0.00012038 | 6.185e-05 | 1.52e-05 | 0.00010061 | 9.751e-05 | 0 | 8.634e-05 | 8.773e-05 | 9.095e-05 | 7.875e-05 | 6.849e-05 | 5.863e-05 | 7.5617e-05 | 7.9749e-05 | 0 | 7.168e-05
5545 | 232 | 8 | 0.00011416 | 0.000114 | 0.00012634 | 6.097e-05 | 6.928e-05 | 9.692e-05 | 9.248e-05 | 0 | 8.021e-05 | 7.827e-05 | 8.144e-05 | 5.435e-05 | 5.377e-05 | 5.335e-05 | 7.2673e-05 | 9.2031e-05 | 0 | 7.09e-05
5546 | 232 | 8 | 0.00011415 | 0.00011672 | 0.00011019 | 6.03e-05 | 6.469e-05 | 9.32e-05 | 9.01e-05 | 0 | 6.019e-05 | 6.723e-05 | 7.223e-05 | 1.913e-05 | 3.793e-05 | 5.644e-05 | 6.6168e-05 | 9.7223e-05 | 0 | 7.09e-05
5547 | 232 | 8 | 0.00011416 | 0.00010881 | 0.00011796 | 5.345e-05 | 6.519e-05 | 9.133e-05 | 8.945e-05 | 0 | 2.871e-05 | 5.398e-05 | 6.564e-05 | 1.348e-05 | 3.746e-05 | 6.105e-05 | 6.3499e-05 | 8.6515e-05 | 0 | 7.09e-05
5548 | 232 | 8 | 0.00011415 | 0.00011221 | 0.00011604 | 5.594e-05 | 7.13e-05 | 9.366e-05 | 8.912e-05 | 0 | 1.768e-05 | 4.485e-05 | 6.187e-05 | 1.348e-05 | 4.68e-05 | 7.96e-05 | 6.3143e-05 | 7.9216e-05 | 0 | 7.09e-05
5549 | 232 | 8 | 0.00011416 | 0.00011125 | 0.00011236 | 5.95e-05 | 7.197e-05 | 9.735e-05 | 9.143e-05 | 0 | 1.458e-05 | 4.353e-05 | 6.42e-05 | 1.897e-05 | 5.641e-05 | 9.328e-05 | 6.2778e-05 | 7.7367e-05 | 0 | 7.09e-05
5550 | 232 | 8 | 0.00011415 | 0.00011003 | 0.00011533 | 0.00010847 | 0.00013011 | 0.00010443 | 9.724e-05 | 0 | 1.788e-05 | 4.82e-05 | 7.069e-05 | 4.609e-05 | 7.645e-05 | 0.00010646 | 6.4939e-05 | 8.1795e-05 | 1.2294e-05 | 7.09e-05
5551 | 232 | 8 | 0.00011416 | 0.00011052 | 0.00011544 | 0.00010942 | 0.00013045 | 0.0001101 | 0.0001065 | 0 | 3.974e-05 | 5.97e-05 | 8.03e-05 | 0.00012287 | 0.00011743 | 0.00011249 | 6.4926e-05 | 9.5723e-05 | 0.0001001 | 7.09e-05
5552 | 232 | 8 | 0.00011415 | 0.00010814 | 0.00012441 | 0.00015823 | 0.00020246 | 0.0001153 | 0.00011542 | 0 | 0.00010397 | 8.347e-05 | 9.046e-05 | 0.0002171 | 0.00017572 | 0.00013574 | 6.5924e-05 | 0.0001146 | 0.00028019 | 7.09e-05
5553 | 232 | 8 | 0.00011416 | 0.00010962 | 0.00012426 | 0.0001582 | 0.00020284 | 0.00011828 | 0.00012022 | 0 | 0.00019045 | 0.00012283 | 0.00010408 | 0.00020903 | 0.00019188 | 0.00017573 | 6.2471e-05 | 0.00012632 | 0.00044688 | 7.09e-05
5554 | 232 | 8 | 0.00011415 | 0.00010958 | 0.00010985 | 0.00016602 | 0.00019321 | 0.00011891 | 0.00012205 | 0 | 0.00020268 | 0.00015765 | 0.00012394 | 0.00016583 | 0.00017335 | 0.00018132 | 3.881e-05 | 0.00013354 | 0.00057423 | 7.09e-05
5555 | 232 | 8 | 0.00011416 | 0.00011528 | 0.00012272 | 0.00016317 | 0.00019666 | 0.00011945 | 0.00012284 | 0 | 0.00017401 | 0.00017137 | 0.00014195 | 0.000166 | 0.00017219 | 0.00017884 | 2.2521e-05 | 0.00013667 | 0.00066219 | 7.09e-05
5556 | 232 | 8 | 0.00011415 | 0.00011123 | 0.00010937 | 0.00016415 | 0.00019525 | 0.00011684 | 0.00012151 | 0 | 0.00016915 | 0.00017399 | 0.00015601 | 0.00016857 | 0.00017068 | 0.00017334 | 1.3292e-05 | 0.00011937 | 0.00069637 | 7.09e-05
5557 | 232 | 8 | 0.00011416 | 0.00010932 | 0.00011124 | 0.0001667 | 0.00019829 | 0.00011842 | 0.00012294 | 0 | 0.00016885 | 0.000173 | 0.00016542 | 0.00016051 | 0.00016339 | 0.00016678 | 1.084e-05 | 0.00011307 | 0.00069569 | 7.09e-05
5558 | 232 | 8 | 0.00011415 | 0.0001101 | 0.00011426 | 0.00016403 | 0.00018978 | 0.00011753 | 0.00012311 | 0 | 0.0001621 | 0.00016924 | 0.00016975 | 0.00017891 | 0.00017007 | 0.00016199 | 8.3601e-06 | 0.00010683 | 0.00059103 | 7.09e-05
5559 | 232 | 8 | 0.00011416 | 0.00011612 | 0.0001097 | 0.000167 | 0.00019651 | 0.00011624 | 0.00012355 | 0 | 0.00017538 | 0.00016847 | 0.00016971 | 0.00018396 | 0.00016829 | 0.0001535 | 9.2567e-06 | 0.00010383 | 0.00050734 | 7.09e-05
5560 | 232 | 8 | 0.00011415 | 0.00011608 | 0.00011556 | 0.00016131 | 0.00019588 | 0.00011639 | 0.00012442 | 0 | 0.00018172 | 0.00016831 | 0.00016618 | 0.00019813 | 0.0001537 | 0.00011066 | 9.4236e-06 | 0.0001001 | 0.00030981 | 7.09e-05
5561 | 232 | 8 | 0.00011416 | 0.00010807 | 0.00012631 | 0.00016345 | 0.00018957 | 0.00011908 | 0.00012577 | 0 | 0.00019429 | 0.0001631 | 0.00015277 | 0.0002122 | 0.00015867 | 0.00010673 | 8.8309e-06 | 0.00010017 | 4.0996e-05 | 7.09e-05
5562 | 232 | 8 | 0.00011415 | 0.00011344 | 0.00012831 | 0.00016176 | 0.00018972 | 0.00011824 | 0.00012207 | 0 | 0.00020801 | 0.00016003 | 0.00013939 | 0.00020485 | 0.00016066 | 0.00011787 | 7.5774e-06 | 0.00010188 | 6.3072e-05 | 7.09e-05
5563 | 232 | 8 | 0.00011416 | 0.00011195 | 0.00011974 | 0.00011098 | 0.00013111 | 0.00011465 | 0.00011936 | 0 | 0.0002052 | 0.0001596 | 0.00013036 | 0.00016484 | 0.0001358 | 0.00010779 | 6.4705e-06 | 0.00010358 | 1.2888e-05 | 7.09e-05
5564 | 232 | 8 | 0.00011415 | 0.00011095 | 0.00013019 | 0.00010707 | 0.00013974 | 0.00011087 | 0.00011735 | 0 | 0.00017387 | 0.0001511 | 0.00012133 | 0.00012734 | 0.00011385 | 0.000101 | 8.1731e-06 | 0.0001089 | 0 | 7.09e-05
5565 | 232 | 8 | 0.00011416 | 0.00011607 | 0.00012069 | 5.76e-05 | 6.9e-05 | 0.0001096 | 0.00011527 | 0 | 0.00013854 | 0.00013531 | 0.00011334 | 8.478e-05 | 8.655e-05 | 8.855e-05 | 1.3066e-05 | 0.0001144 | 0 | 7.09e-05
5566 | 232 | 8 | 0.00011415 | 0.00011478 | 0.00011066 | 5.216e-05 | 6.333e-05 | 0.00010934 | 0.00010901 | 0 | 9.757e-05 | 0.00011368 | 0.0001057 | 8.741e-05 | 8.78e-05 | 8.845e-05 | 2.0888e-05 | 0.00011681 | 0 | 7.09e-05
5567 | 232 | 8 | 0.00011416 | 0.00010835 | 0.00012149 | 5.419e-05 | 6.498e-05 | 0.00010463 | 0.00010428 | 0 | 9.056e-05 | 9.907e-05 | 9.989e-05 | 7.819e-05 | 7.259e-05 | 6.73e-05 | 2.9921e-05 | 0.00012018 | 0 | 7.09e-05
5568 | 232 | 8 | 0.00011415 | 0.00011373 | 0.00013139 | 6.349e-05 | 6.865e-05 | 9.849e-05 | 9.726e-05 | 0 | 8.089e-05 | 8.634e-05 | 9.068e-05 | 6.306e-05 | 6.103e-05 | 5.92e-05 | 3.5121e-05 | 0.00012018 | 0 | 7.09e-05
5569 | 233 | 8 | 0.00011416 | 0.00011329 | 0.00010911 | 6.226e-05 | 6.39e-05 | 9.375e-05 | 9.162e-05 | 0 | 6.699e-05 | 7.43e-05 | 8.132e-05 | 5.46e-05 | 5.402e-05 | 5.359e-05 | 4.0368e-05 | 0.00012192 | 0 | 7.003e-05
5570 | 233 | 8 | 0.00011415 | 0.00011502 | 9.034e-05 | 6.163e-05 | 7.047e-05 | 9.083e-05 | 8.878e-05 | 0 | 5.771e-05 | 6.413e-05 | 7.226e-05 | 1.913e-05 | 3.792e-05 | 5.644e-05 | 4.4903e-05 | 0.00012064 | 0 | 7.003e-05
5571 | 233 | 8 | 0.00011416 | 0.0001166 | 0.00010108 | 5.616e-05 | 7.025e-05 | 8.901e-05 | 8.753e-05 | 0 | 2.783e-05 | 5.238e-05 | 6.572e-05 | 1.352e-05 | 3.756e-05 | 6.122e-05 | 4.4092e-05 | 0.00012002 | 0 | 7.003e-05
5572 | 233 | 8 | 0.00011415 | 0.00010813 | 0.00010075 | 6.136e-05 | 6.392e-05 | 8.649e-05 | 8.685e-05 | 2.12e-06 | 1.74e-05 | 4.424e-05 | 6.202e-05 | 1.368e-05 | 4.751e-05 | 8.081e-05 | 3.8522e-05 | 0.0001224 | 0 | 7.003e-05
5573 | 233 | 8 | 0.00011416 | 0.00011275 | 8.902e-05 | 5.379e-05 | 7.354e-05 | 8.787e-05 | 8.661e-05 | 0 | 1.475e-05 | 4.358e-05 | 6.461e-05 | 1.923e-05 | 5.719e-05 | 9.456e-05 | 3.0424e-05 | 0.00012202 | 0 | 7.003e-05
5574 | 233 | 8 | 0.00011415 | 0.00011027 | 9.509e-05 | 0.00011032 | 0.00012988 | 8.911e-05 | 8.738e-05 | 0 | 1.811e-05 | 4.867e-05 | 7.132e-05 | 4.61e-05 | 7.646e-05 | 0.00010647 | 2.6228e-05 | 0.00012429 | 1.0987e-05 | 7.003e-05
5575 | 233 | 8 | 0.00011416 | 0.00011654 | 9.029e-05 | 0.00011356 | 0.00013149 | 9.116e-05 | 9.078e-05 | 0 | 3.979e-05 | 6.011e-05 | 8.087e-05 | 0.00012247 | 0.00011705 | 0.00011213 | 2.3039e-05 | 0.00012561 | 8.2357e-05 | 7.003e-05
5576 | 233 | 8 | 0.00011415 | 0.00011423 | 0.00010709 | 0.00016374 | 0.00019495 | 9.463e-05 | 9.732e-05 | 0 | 0.00010367 | 8.354e-05 | 9.086e-05 | 0.00021673 | 0.00017542 | 0.00013551 | 2.1334e-05 | 0.00012775 | 0.00027297 | 7.003e-05
5577 | 233 | 8 | 0.00011416 | 0.00010896 | 0.00010554 | 0.00016524 | 0.00018867 | 9.707e-05 | 0.00010369 | 0 | 0.00019011 | 0.00012268 | 0.00010432 | 0.00020982 | 0.00019261 | 0.00017639 | 2.246e-05 | 0.00012989 | 0.00043684 | 7.003e-05
5578 | 233 | 8 | 0.00011415 | 0.00011582 | 9.789e-05 | 0.00016509 | 0.0002009 | 9.574e-05 | 0.00010561 | 0 | 0.00020322 | 0.00015778 | 0.0001242 | 0.00016708 | 0.00017465 | 0.00018268 | 1.242e-05 | 0.00012588 | 0.0005605 | 7.003e-05
5579 | 233 | 8 | 0.00011416 | 0.00010713 | 0.00010952 | 0.00016141 | 0.00018962 | 9.436e-05 | 0.00010593 | 0 | 0.00017508 | 0.000172 | 0.00014241 | 0.00016762 | 0.00017386 | 0.00018058 | 5.7952e-06 | 0.00012327 | 0.00060334 | 7.003e-05
5580 | 233 | 8 | 0.00011415 | 0.00011353 | 9.848e-05 | 0.00016264 | 0.0001977 | 9.091e-05 | 0.00010541 | 0 | 0.00017063 | 0.00017513 | 0.00015678 | 0.00017052 | 0.00017266 | 0.00017535 | 3.7986e-06 | 0.00011796 | 0.00056388 | 7.003e-05
5581 | 233 | 8 | 0.00011416 | 0.00011409 | 0.00010261 | 0.00016379 | 0.00019141 | 8.528e-05 | 0.00010352 | 0 | 0.0001707 | 0.00017456 | 0.00016656 | 0.00016042 | 0.0001633 | 0.00016669 | 4.9694e-06 | 0.00011178 | 0.00049362 | 7.003e-05
5582 | 233 | 8 | 0.00011415 | 0.00010781 | 9.154e-05 | 0.00015749 | 0.00018953 | 8.274e-05 | 0.00010143 | 0 | 0.00016243 | 0.0001703 | 0.00017076 | 0.00017768 | 0.00016891 | 0.00016088 | 5.2245e-06 | 0.00010423 | 0.00060944 | 7.003e-05
5583 | 233 | 8 | 0.00011416 | 0.00011615 | 9.507e-05 | 0.00015971 | 0.00019267 | 8.412e-05 | 9.988e-05 | 0 | 0.00017454 | 0.00016858 | 0.0001703 | 0.00018411 | 0.00016843 | 0.00015363 | 4.9564e-06 | 9.9154e-05 | 0.00038975 | 7.003e-05
5584 | 233 | 8 | 0.00011415 | 0.00011603 | 9.528e-05 | 0.00016235 | 0.00019292 | 8.558e-05 | 0.00010091 | 0 | 0.00018169 | 0.00016818 | 0.00016659 | 0.0001946 | 0.00015096 | 0.00010869 | 5.0201e-06 | 9.6809e-05 | 0.00036922 | 7.003e-05
5585 | 233 | 8 | 0.00011416 | 0.0001134 | 0.00010816 | 0.00016374 | 0.00019137 | 9.221e-05 | 0.00010341 | 0 | 0.0001915 | 0.000162 | 0.00015253 | 0.00021263 | 0.000159 | 0.00010695 | 6.7906e-06 | 9.4505e-05 | 0.00027514 | 7.003e-05
5586 | 233 | 8 | 0.00011415 | 0.0001157 | 0.00010733 | 0.00016157 | 0.00019207 | 9.62e-05 | 0.0001044 | 0 | 0.0002078 | 0.0001592 | 0.00013905 | 0.00020477 | 0.00016059 | 0.00011782 | 1.0164e-05 | 9.0616e-05 | 9.5448e-05 | 7.003e-05
5587 | 233 | 8 | 0.00011416 | 0.00011048 | 8.882e-05 | 0.00010407 | 0.00013837 | 9.933e-05 | 0.00010378 | 0 | 0.00020503 | 0.00015914 | 0.00012998 | 0.0001644 | 0.00013544 | 0.0001075 | 1.5098e-05 | 9.1483e-05 | 1.3422e-05 | 7.003e-05
5588 | 233 | 8 | 0.00011415 | 0.00011183 | 9.374e-05 | 0.00010729 | 0.00013839 | 9.88e-05 | 0.00010328 | 0 | 0.00017347 | 0.00015078 | 0.00012095 | 0.00012786 | 0.00011432 | 0.00010141 | 2.7938e-05 | 9.7115e-05 | 0 | 7.003e-05
5589 | 233 | 8 | 0.00011416 | 0.000116 | 0.00010637 | 6.003e-05 | 7.176e-05 | 0.00010062 | 0.00010533 | 0 | 0.00013888 | 0.0001353 | 0.00011314 | 8.485e-05 | 8.662e-05 | 8.863e-05 | 4.9316e-05 | 0.0001073 | 0 | 7.003e-05
5590 | 233 | 8 | 0.00011415 | 0.00011416 | 0.00010809 | 5.835e-05 | 6.883e-05 | 9.921e-05 | 0.00010197 | 0 | 9.768e-05 | 0.00011377 | 0.00010564 | 8.73e-05 | 8.768e-05 | 8.833e-05 | 7.6463e-05 | 0.00011964 | 0 | 7.003e-05
5591 | 233 | 8 | 0.00011416 | 0.00011449 | 9.247e-05 | 5.674e-05 | 6.391e-05 | 9.571e-05 | 9.716e-05 | 6.36e-06 | 9.05e-05 | 9.911e-05 | 9.987e-05 | 7.784e-05 | 7.225e-05 | 6.7e-05 | 0.00010491 | 0.00013534 | 0 | 7.003e-05
5592 | 233 | 8 | 0.00011415 | 0.00010984 | 9.888e-05 | 6.257e-05 | 6.991e-05 | 9.076e-05 | 9.169e-05 | 1.484e-05 | 8.061e-05 | 8.622e-05 | 9.062e-05 | 6.212e-05 | 6.011e-05 | 5.831e-05 | 0.00012961 | 0.00014563 | 0 | 7.003e-05
5593 | 234 | 8 | 0.00011416 | 0.00012307 | 0.00011696 | 6.292e-05 | 6.376e-05 | 8.706e-05 | 8.729e-05 | 3.18e-05 | 6.619e-05 | 7.386e-05 | 8.108e-05 | 5.461e-05 | 5.403e-05 | 5.36e-05 | 0.00013814 | 0.00015488 | 0 | 6.951e-05
5594 | 234 | 8 | 0.00011415 | 0.0001182 | 0.00011709 | 5.593e-05 | 6.499e-05 | 8.311e-05 | 8.481e-05 | 2.12e-05 | 5.755e-05 | 6.377e-05 | 7.202e-05 | 1.915e-05 | 3.796e-05 | 5.649e-05 | 0.00013472 | 0.00016481 | 0 | 6.951e-05
5595 | 234 | 8 | 0.00011416 | 0.00011824 | 0.00010823 | 5.314e-05 | 7.38e-05 | 8.215e-05 | 8.354e-05 | 2.119e-05 | 2.779e-05 | 5.219e-05 | 6.552e-05 | 1.349e-05 | 3.748e-05 | 6.109e-05 | 0.00011623 | 0.00016749 | 0 | 6.951e-05
5596 | 234 | 8 | 0.00011415 | 0.00011757 | 0.00010497 | 5.559e-05 | 7.229e-05 | 8.124e-05 | 8.295e-05 | 1.908e-05 | 1.737e-05 | 4.414e-05 | 6.183e-05 | 1.366e-05 | 4.746e-05 | 8.071e-05 | 9.8974e-05 | 0.00016542 | 0 | 6.951e-05
5597 | 234 | 8 | 0.00011416 | 0.00011679 | 0.00011156 | 5.279e-05 | 6.893e-05 | 8.17e-05 | 8.292e-05 | 1.272e-05 | 1.473e-05 | 4.351e-05 | 6.445e-05 | 1.893e-05 | 5.629e-05 | 9.309e-05 | 8.8863e-05 | 0.00015745 | 0 | 6.951e-05
5598 | 234 | 8 | 0.00011415 | 0.00012291 | 0.00010712 | 0.00010813 | 0.00013178 | 8.318e-05 | 8.24e-05 | 8.48e-06 | 1.787e-05 | 4.831e-05 | 7.09e-05 | 4.651e-05 | 7.715e-05 | 0.00010743 | 8.8843e-05 | 0.00014607 | 1.0283e-05 | 6.951e-05
5599 | 234 | 8 | 0.00011416 | 0.00011743 | 0.00010825 | 0.00011219 | 0.00013341 | 8.471e-05 | 8.389e-05 | 0 | 4.007e-05 | 6.005e-05 | 8.071e-05 | 0.00012368 | 0.00011821 | 0.00011324 | 9.1583e-05 | 0.00013419 | 9.5228e-05 | 6.951e-05
5600 | 234 | 8 | 0.00011415 | 0.00011748 | 0.00012424 | 0.00016122 | 0.00019535 | 8.746e-05 | 8.856e-05 | 0 | 0.00010467 | 8.401e-05 | 9.099e-05 | 0.00022028 | 0.00017829 | 0.00013773 | 8.6989e-05 | 0.00012492 | 0.00027939 | 6.951e-05
5601 | 234 | 8 | 0.00011416 | 0.00012365 | 0.00010932 | 0.0001596 | 0.00019774 | 9.15e-05 | 9.448e-05 | 0 | 0.00019307 | 0.00012416 | 0.00010497 | 0.00021022 | 0.00019297 | 0.00017673 | 7.581e-05 | 0.00012571 | 0.00043194 | 6.951e-05
5602 | 234 | 8 | 0.00011415 | 0.00012332 | 0.00012377 | 0.00016535 | 0.00018977 | 9.341e-05 | 9.861e-05 | 0 | 0.00020413 | 0.0001591 | 0.00012492 | 0.00016615 | 0.00017368 | 0.00018167 | 4.1523e-05 | 0.00012923 | 0.00056214 | 6.951e-05
5603 | 234 | 8 | 0.00011416 | 0.00012105 | 0.00012178 | 0.00016528 | 0.00019504 | 9.499e-05 | 0.00010091 | 0 | 0.00017461 | 0.00017242 | 0.00014288 | 0.00016649 | 0.0001727 | 0.00017937 | 2.9322e-05 | 0.00013587 | 0.00064142 | 6.951e-05
5604 | 234 | 8 | 0.00011415 | 0.000119 | 0.00010417 | 0.0001667 | 0.00019816 | 9.402e-05 | 0.00010231 | 0 | 0.0001697 | 0.00017473 | 0.00015686 | 0.00016865 | 0.00017077 | 0.00017343 | 3.0789e-05 | 0.00012805 | 0.00068068 | 6.951e-05
5605 | 234 | 8 | 0.00011416 | 0.00012348 | 0.00011249 | 0.00016476 | 0.00018989 | 8.922e-05 | 0.0001012 | 0 | 0.00016903 | 0.00017343 | 0.00016609 | 0.00016051 | 0.0001634 | 0.00016678 | 4.3305e-05 | 0.00013866 | 0.00069149 | 6.951e-05
5606 | 234 | 8 | 0.00011415 | 0.00011423 | 0.00011991 | 0.0001567 | 0.00019184 | 8.655e-05 | 9.932e-05 | 0 | 0.00016215 | 0.00016946 | 0.0001702 | 0.00017785 | 0.00016907 | 0.00016103 | 5.5137e-05 | 0.00014097 | 0.00065618 | 6.951e-05
5607 | 234 | 8 | 0.00011416 | 0.00012247 | 0.00011248 | 0.00015918 | 0.00019437 | 8.584e-05 | 9.761e-05 | 0 | 0.00017457 | 0.00016819 | 0.00016977 | 0.00018134 | 0.0001659 | 0.00015132 | 5.5284e-05 | 0.00014731 | 0.00056786 | 6.951e-05
5608 | 234 | 8 | 0.00011415 | 0.00011901 | 0.00011528 | 0.00016185 | 0.00019345 | 8.675e-05 | 9.866e-05 | 0 | 0.00017952 | 0.00016714 | 0.00016565 | 0.00019683 | 0.0001527 | 0.00010994 | 5.4149e-05 | 0.0001556 | 0.00044196 | 6.951e-05
5609 | 234 | 8 | 0.00011416 | 0.00011679 | 0.00012364 | 0.00015639 | 0.00018943 | 9.021e-05 | 0.00010281 | 0 | 0.00019283 | 0.00016176 | 0.00015203 | 0.00021378 | 0.00015986 | 0.00010753 | 5.5512e-05 | 0.00016008 | 0.00027172 | 6.951e-05
5610 | 234 | 8 | 0.00011415 | 0.00012369 | 0.00010731 | 0.00016744 | 0.00019044 | 9.464e-05 | 0.00010426 | 0 | 0.0002089 | 0.00015959 | 0.00013888 | 0.00020543 | 0.00016112 | 0.00011821 | 6.1656e-05 | 0.00016745 | 9.8155e-05 | 6.951e-05
5611 | 234 | 8 | 0.00011416 | 0.00011312 | 0.00012198 | 0.00010674 | 0.00013426 | 9.79e-05 | 0.00010349 | 0 | 0.00020577 | 0.00015975 | 0.00013001 | 0.00016259 | 0.00013396 | 0.00010632 | 7.5824e-05 | 0.00017392 | 1.2243e-05 | 6.951e-05
5612 | 234 | 8 | 0.00011415 | 0.00012112 | 0.00011274 | 0.00011437 | 0.00013184 | 9.94e-05 | 0.00010305 | 0 | 0.00017227 | 0.00015065 | 0.00012079 | 0.00012907 | 0.00011539 | 0.00010236 | 0.0001153 | 0.00017867 | 0 | 6.951e-05
5613 | 234 | 8 | 0.00011416 | 0.00012233 | 0.00010431 | 5.289e-05 | 6.978e-05 | 0.00010226 | 0.00010561 | 0 | 0.00013961 | 0.00013539 | 0.00011328 | 8.455e-05 | 8.631e-05 | 8.831e-05 | 0.00016697 | 0.00018266 | 0 | 6.951e-05
5614 | 234 | 8 | 0.00011415 | 0.00011423 | 0.00012212 | 6.089e-05 | 7.162e-05 | 0.0001003 | 0.00010254 | 2.543e-05 | 9.755e-05 | 0.00011382 | 0.00010569 | 8.649e-05 | 8.687e-05 | 8.751e-05 | 0.00019091 | 0.00018595 | 0 | 6.951e-05
5615 | 234 | 8 | 0.00011416 | 0.0001149 | 0.00012026 | 5.477e-05 | 7.331e-05 | 9.475e-05 | 9.676e-05 | 3.179e-05 | 8.985e-05 | 9.883e-05 | 9.971e-05 | 7.76e-05 | 7.203e-05 | 6.679e-05 | 0.00020142 | 0.00018833 | 0 | 6.951e-05
5616 | 234 | 8 | 0.00011415 | 0.00012299 | 0.00010746 | 5.454e-05 | 6.428e-05 | 8.928e-05 | 9.155e-05 | 5.087e-05 | 8.031e-05 | 8.586e-05 | 9.041e-05 | 6.211e-05 | 6.01e-05 | 5.83e-05 | 0.00020936 | 0.00019008 | 0 | 6.951e-05
5617 | 235 | 8 | 0.00011416 | 0.00011353 | 0.00010612 | 6.095e-05 | 7.038e-05 | 8.557e-05 | 8.745e-05 | 5.086e-05 | 6.61e-05 | 7.362e-05 | 8.09e-05 | 5.449e-05 | 5.391e-05 | 5.349e-05 | 0.00020625 | 0.00019008 | 0 | 7.021e-05
5618 | 235 | 8 | 0.00011415 | 0.00011621 | 0.00011984 | 5.764e-05 | 7.143e-05 | 8.334e-05 | 8.572e-05 | 1.908e-05 | 5.743e-05 | 6.362e-05 | 7.181e-05 | 1.92e-05 | 3.806e-05 | 5.664e-05 | 0.00020339 | 0.00018997 | 0 | 7.021e-05
5619 | 235 | 8 | 0.00011416 | 0.00011398 | 0.00012294 | 5.618e-05 | 6.842e-05 | 8.337e-05 | 8.553e-05 | 0 | 2.781e-05 | 5.214e-05 | 6.539e-05 | 1.362e-05 | 3.783e-05 | 6.166e-05 | 0.00020259 | 0.00018984 | 0 | 7.021e-05
5620 | 235 | 8 | 0.00011415 | 0.00010623 | 0.0001079 | 6.103e-05 | 7.157e-05 | 8.64e-05 | 8.615e-05 | 0 | 1.747e-05 | 4.426e-05 | 6.189e-05 | 1.364e-05 | 4.738e-05 | 8.058e-05 | 0.00020461 | 0.00018965 | 0 | 7.021e-05
5621 | 235 | 8 | 0.00011416 | 0.00010971 | 0.00011315 | 5.562e-05 | 7.228e-05 | 9.131e-05 | 8.882e-05 | 0 | 1.473e-05 | 4.361e-05 | 6.451e-05 | 1.9e-05 | 5.648e-05 | 9.34e-05 | 0.00020701 | 0.00018974 | 0 | 7.021e-05
5622 | 235 | 8 | 0.00011415 | 0.00011163 | 0.00011202 | 0.00011259 | 0.00013423 | 0.00010075 | 9.76e-05 | 0 | 1.793e-05 | 4.842e-05 | 7.104e-05 | 4.617e-05 | 7.659e-05 | 0.00010665 | 0.00020579 | 0.00018995 | 9.6806e-06 | 7.021e-05
5623 | 235 | 8 | 0.00011416 | 0.0001099 | 0.00011077 | 0.00010629 | 0.00013278 | 0.00010875 | 0.00011015 | 0 | 3.982e-05 | 5.992e-05 | 8.068e-05 | 0.00012335 | 0.0001179 | 0.00011294 | 0.00020689 | 0.00019004 | 9.2156e-05 | 7.021e-05
5624 | 235 | 8 | 0.00011415 | 0.00010592 | 0.0001075 | 0.00016035 | 0.00018815 | 0.00011724 | 0.00012144 | 0 | 0.00010436 | 8.376e-05 | 9.087e-05 | 0.00021994 | 0.00017802 | 0.00013752 | 0.00020788 | 0.00018994 | 0.0002719 | 7.021e-05
5625 | 235 | 8 | 0.00011416 | 0.0001073 | 0.00011021 | 0.00015663 | 0.00020087 | 0.00011965 | 0.00012705 | 0 | 0.00019274 | 0.00012386 | 0.00010478 | 0.0002085 | 0.00019139 | 0.00017528 | 0.0002081 | 0.0001902 | 0.00044397 | 7.021e-05
5626 | 235 | 8 | 0.00011415 | 0.00010918 | 0.00012627 | 0.00016624 | 0.00019437 | 0.00011722 | 0.00012882 | 0 | 0.00020271 | 0.00015834 | 0.00012442 | 0.00016553 | 0.00017304 | 0.00018099 | 0.00020473 | 0.00019029 | 0.00057916 | 7.021e-05
5627 | 235 | 8 | 0.00011416 | 0.00011062 | 0.00011197 | 0.00016542 | 0.00019373 | 0.00011561 | 0.00013004 | 0 | 0.00017385 | 0.00017157 | 0.00014226 | 0.00016493 | 0.00017107 | 0.00017769 | 0.00019744 | 0.00019029 | 0.00066844 | 7.021e-05
5628 | 235 | 8 | 0.00011415 | 0.00010854 | 0.00011139 | 0.00016066 | 0.0001924 | 0.00010774 | 0.00012939 | 0 | 0.0001683 | 0.0001736 | 0.00015597 | 0.0001698 | 0.00017193 | 0.0001746 | 0.00019225 | 0.00019028 | 0.00071737 | 7.021e-05
5629 | 235 | 8 | 0.00011416 | 0.00011223 | 0.00010887 | 0.00016094 | 0.00019704 | 0.00010764 | 0.00012942 | 0 | 0.00016963 | 0.00017306 | 0.00016557 | 0.00016081 | 0.0001637 | 0.00016709 | 0.00020635 | 0.00019027 | 0.0005951 | 7.021e-05
5630 | 235 | 8 | 0.00011415 | 0.00011 | 0.00010545 | 0.00016532 | 0.0001887 | 0.0001084 | 0.00012709 | 0 | 0.00016246 | 0.00016954 | 0.00016989 | 0.00017603 | 0.00016734 | 0.00015938 | 0.00020855 | 0.00018997 | 0.00066159 | 7.021e-05
5631 | 235 | 8 | 0.00011416 | 0.00010968 | 0.00011711 | 0.00016096 | 0.00019873 | 0.00010768 | 0.00012506 | 0 | 0.00017322 | 0.00016772 | 0.00016925 | 0.0001813 | 0.00016586 | 0.00015128 | 0.00020758 | 0.00018911 | 0.00037736 | 7.021e-05
5632 | 235 | 8 | 0.00011415 | 0.00010698 | 0.00010882 | 0.00016273 | 0.00018962 | 0.00010678 | 0.0001236 | 0 | 0.00017925 | 0.00016665 | 0.00016525 | 0.00019679 | 0.00015266 | 0.00010991 | 0.00020241 | 0.00018661 | 6.2037e-05 | 7.021e-05
5633 | 235 | 8 | 0.00011416 | 0.00010751 | 0.00011316 | 0.00016402 | 0.00019669 | 0.00011033 | 0.00012434 | 0 | 0.00019271 | 0.00016145 | 0.00015176 | 0.00021382 | 0.00015989 | 0.00010754 | 0.00018708 | 0.00018295 | 2.5487e-05 | 7.021e-05
5634 | 235 | 8 | 0.00011415 | 0.00010909 | 0.00010984 | 0.00016094 | 0.00018929 | 0.00011326 | 0.00012 | 0 | 0.00020888 | 0.00015947 | 0.00013865 | 0.00020538 | 0.00016107 | 0.00011817 | 0.00016779 | 0.00018198 | 2.0176e-05 | 7.021e-05
5635 | 235 | 8 | 0.00011416 | 0.00010907 | 0.00012707 | 0.00011513 | 0.00013366 | 0.00011485 | 0.00011739 | 2.332e-05 | 0.00020573 | 0.00015968 | 0.00012984 | 0.00016225 | 0.00013368 | 0.0001061 | 0.00014809 | 0.00018247 | 6.0239e-06 | 7.021e-05
5636 | 235 | 8 | 0.00011415 | 0.00011 | 0.00012364 | 0.00011513 | 0.00013081 | 0.00011401 | 0.00011535 | 4.027e-05 | 0.00017199 | 0.00015052 | 0.00012065 | 0.0001286 | 0.00011498 | 0.000102 | 0.00013951 | 0.0001824 | 0 | 7.021e-05
5637 | 235 | 8 | 0.00011416 | 0.0001144 | 0.00012245 | 5.816e-05 | 7.64e-05 | 0.00011518 | 0.00011745 | 5.934e-05 | 0.00013919 | 0.00013514 | 0.0001131 | 8.415e-05 | 8.59e-05 | 8.789e-05 | 0.00012841 | 0.00018188 | 0 | 7.021e-05
5638 | 235 | 8 | 0.00011415 | 0.00010958 | 0.00012531 | 5.565e-05 | 7.556e-05 | 0.00011333 | 0.00011151 | 9.749e-05 | 9.715e-05 | 0.00011348 | 0.00010545 | 8.706e-05 | 8.744e-05 | 8.808e-05 | 0.00011655 | 0.00017913 | 0 | 7.021e-05
5639 | 235 | 8 | 0.00011416 | 0.00010768 | 0.00010687 | 5.825e-05 | 6.473e-05 | 0.00010791 | 0.00010505 | 0.00011656 | 9.02e-05 | 9.88e-05 | 9.963e-05 | 7.839e-05 | 7.276e-05 | 6.747e-05 | 0.00010526 | 0.00017644 | 0 | 7.021e-05
5640 | 235 | 8 | 0.00011415 | 0.00011044 | 0.00011107 | 6.122e-05 | 7.372e-05 | 0.00010078 | 9.761e-05 | 0.0001314 | 8.098e-05 | 8.619e-05 | 9.051e-05 | 6.275e-05 | 6.073e-05 | 5.891e-05 | 9.3347e-05 | 0.00016455 | 0 | 7.021e-05
5641 | 236 | 8 | 0.00011416 | 0.0001205 | 0.00012199 | 5.552e-05 | 6.71e-05 | 9.663e-05 | 9.244e-05 | 0.00011869 | 6.674e-05 | 7.414e-05 | 8.115e-05 | 5.427e-05 | 5.369e-05 | 5.327e-05 | 8.0889e-05 | 0.00015016 | 0 | 6.943e-05
5642 | 236 | 8 | 0.00011415 | 0.0001195 | 0.00014092 | 5.45e-05 | 6.958e-05 | 9.407e-05 | 9.04e-05 | 0.00013564 | 5.74e-05 | 6.391e-05 | 7.203e-05 | 1.899e-05 | 3.764e-05 | 5.602e-05 | 6.1332e-05 | 0.00013361 | 0 | 6.943e-05
5643 | 236 | 8 | 0.00011416 | 0.0001134 | 0.00012991 | 5.679e-05 | 7.303e-05 | 9.324e-05 | 8.95e-05 | 0.00013564 | 2.766e-05 | 5.211e-05 | 6.546e-05 | 1.348e-05 | 3.745e-05 | 6.103e-05 | 4.7954e-05 | 0.00012082 | 0 | 6.943e-05
5644 | 236 | 8 | 0.00011415 | 0.00011982 | 0.00013116 | 6.044e-05 | 6.264e-05 | 9.363e-05 | 8.96e-05 | 0.0001208 | 1.733e-05 | 4.402e-05 | 6.178e-05 | 1.366e-05 | 4.744e-05 | 8.069e-05 | 3.3091e-05 | 0.0001134 | 0 | 6.943e-05
5645 | 236 | 8 | 0.00011416 | 0.00011485 | 0.00012123 | 5.677e-05 | 6.448e-05 | 9.805e-05 | 9.253e-05 | 0.00011021 | 1.471e-05 | 4.343e-05 | 6.437e-05 | 1.912e-05 | 5.684e-05 | 9.4e-05 | 2.3901e-05 | 0.00010474 | 0 | 6.943e-05
5646 | 236 | 8 | 0.00011415 | 0.00011882 | 0.00013752 | 0.00010778 | 0.00012518 | 0.00010473 | 0.00010005 | 6.57e-05 | 1.801e-05 | 4.846e-05 | 7.101e-05 | 4.601e-05 | 7.633e-05 | 0.00010629 | 1.7829e-05 | 9.4335e-05 | 0 | 6.943e-05
5647 | 236 | 8 | 0.00011416 | 0.00011564 | 0.00013131 | 0.00010958 | 0.00013755 | 0.00011167 | 0.00011106 | 4.239e-05 | 3.971e-05 | 5.991e-05 | 8.058e-05 | 0.00012339 | 0.00011794 | 0.00011297 | 1.3085e-05 | 9.0712e-05 | 8.5742e-05 | 6.943e-05
5648 | 236 | 8 | 0.00011415 | 0.00011776 | 0.00012194 | 0.00016665 | 0.00019496 | 0.00011569 | 0.00012114 | 0 | 0.00010438 | 8.374e-05 | 9.082e-05 | 0.00021816 | 0.00017658 | 0.00013641 | 1.4823e-05 | 9.1704e-05 | 0.00018409 | 6.943e-05
5649 | 236 | 8 | 0.00011416 | 0.00011614 | 0.0001277 | 0.00015871 | 0.00018608 | 0.00011451 | 0.00012527 | 0 | 0.00019136 | 0.00012333 | 0.00010453 | 0.00020945 | 0.00019227 | 0.00017608 | 1.7788e-05 | 8.7738e-05 | 0.00041896 | 6.943e-05
5650 | 236 | 8 | 0.00011415 | 0.00012155 | 0.00013317 | 0.00016472 | 0.00019648 | 0.00011357 | 0.00012652 | 0 | 0.00020319 | 0.00015818 | 0.00012437 | 0.00016494 | 0.00017242 | 0.00018035 | 1.5405e-05 | 8.0255e-05 | 0.00036919 | 6.943e-05
5651 | 236 | 8 | 0.00011416 | 0.00011668 | 0.00013116 | 0.00016415 | 0.00019363 | 0.00011281 | 0.00012684 | 0 | 0.00017345 | 0.00017136 | 0.00014207 | 0.00016785 | 0.0001741 | 0.00018083 | 2.2716e-05 | 7.8422e-05 | 0.00017752 | 6.943e-05
5652 | 236 | 8 | 0.00011415 | 0.00011281 | 0.00013872 | 0.0001645 | 0.0001926 | 0.00010838 | 0.00012546 | 0 | 0.0001705 | 0.00017453 | 0.0001565 | 0.00016861 | 0.00017073 | 0.00017339 | 3.7889e-05 | 6.3596e-05 | 9.5313e-05 | 6.943e-05
5653 | 236 | 8 | 0.00011416 | 0.00011431 | 0.00012214 | 0.00016716 | 0.00019552 | 0.00010776 | 0.00012603 | 0 | 0.00016913 | 0.00017353 | 0.00016583 | 0.00015952 | 0.00016238 | 0.00016575 | 5.3125e-05 | 6.9425e-05 | 0.00025186 | 6.943e-05
5654 | 236 | 8 | 0.00011415 | 0.00012109 | 0.00012961 | 0.00015682 | 0.00018858 | 0.0001074 | 0.00012571 | 0 | 0.00016141 | 0.0001692 | 0.00016986 | 0.00017703 | 0.00016829 | 0.00016029 | 6.4268e-05 | 7.7172e-05 | 0.00019499 | 6.943e-05
5655 | 236 | 8 | 0.00011416 | 0.00011859 | 0.00012262 | 0.00016214 | 0.00019345 | 0.00010791 | 0.0001257 | 0 | 0.0001738 | 0.00016763 | 0.00016938 | 0.00018371 | 0.00016807 | 0.0001533 | 0.00010611 | 6.5015e-05 | 0.00058263 | 6.943e-05
5656 | 236 | 8 | 0.00011415 | 0.00011657 | 0.00012937 | 0.00016488 | 0.00019327 | 0.00010966 | 0.00012671 | 0 | 0.0001812 | 0.0001675 | 0.00016579 | 0.00019803 | 0.00015363 | 0.00011061 | 0.00012848 | 5.9462e-05 | 0.0002236 | 6.943e-05
5657 | 236 | 8 | 0.00011416 | 0.0001194 | 0.00012662 | 0.00016606 | 0.00018968 | 0.00011343 | 0.00012732 | 0 | 0.00019407 | 0.0001626 | 0.00015233 | 0.00021097 | 0.00015775 | 0.00010611 | 0.0001523 | 5.5494e-05 | 1.5832e-05 | 6.943e-05
5658 | 236 | 8 | 0.00011415 | 0.00011513 | 0.0001341 | 0.00016723 | 0.00019023 | 0.00011593 | 0.00012344 | 0 | 0.00020699 | 0.00015946 | 0.00013887 | 0.00020288 | 0.00015911 | 0.00011674 | 0.00016124 | 5.7479e-05 | 5.5988e-05 | 6.943e-05
5659 | 236 | 8 | 0.00011416 | 0.00011757 | 0.00013699 | 0.00010626 | 0.00013234 | 0.00011695 | 0.00012054 | 0 | 0.00020347 | 0.00015865 | 0.0001297 | 0.00016378 | 0.00013493 | 0.0001071 | 0.00018261 | 5.7325e-05 | 9.5448e-06 | 6.943e-05
5660 | 236 | 8 | 0.00011415 | 0.0001123 | 0.00012303 | 0.0001101 | 0.00013616 | 0.00011531 | 0.00011812 | 0 | 0.00017269 | 0.00015007 | 0.00012065 | 0.00012757 | 0.00011406 | 0.00010118 | 0.00018645 | 6.8106e-05 | 0 | 6.943e-05
5661 | 236 | 8 | 0.00011416 | 0.00011063 | 0.00012173 | 5.875e-05 | 7.151e-05 | 0.00011679 | 0.00012018 | 0 | 0.00013844 | 0.00013473 | 0.00011284 | 8.429e-05 | 8.605e-05 | 8.804e-05 | 0.00018773 | 7.5458e-05 | 0 | 6.943e-05
5662 | 236 | 8 | 0.00011415 | 0.0001205 | 0.00012564 | 5.734e-05 | 7.473e-05 | 0.00011482 | 0.00011451 | 0 | 9.713e-05 | 0.00011325 | 0.00010521 | 8.791e-05 | 8.83e-05 | 8.895e-05 | 0.00019901 | 8.6426e-05 | 0 | 6.943e-05
5663 | 236 | 8 | 0.00011416 | 0.00011948 | 0.0001343 | 5.929e-05 | 6.538e-05 | 0.00010821 | 0.00010831 | 0 | 9.087e-05 | 9.9e-05 | 9.964e-05 | 7.841e-05 | 7.278e-05 | 6.749e-05 | 0.00020733 | 8.9887e-05 | 0 | 6.943e-05
5664 | 236 | 8 | 0.00011415 | 0.00011341 | 0.00012266 | 6.264e-05 | 6.391e-05 | 0.00010239 | 0.00010074 | 1.272e-05 | 8.111e-05 | 8.645e-05 | 9.059e-05 | 6.306e-05 | 6.102e-05 | 5.92e-05 | 0.00020477 | 8.7376e-05 | 0 | 6.943e-05
5665 | 237 | 8 | 0.00011416 | 0.00011775 | 0.00011165 | 5.473e-05 | 3.862e-05 | 9.789e-05 | 9.505e-05 | 1.696e-05 | 6.703e-05 | 7.442e-05 | 8.131e-05 | 6.845e-05 | 6.095e-05 | 5.375e-05 | 0.00020548 | 8.1938e-05 | 0 | 7.107e-05
5666 | 237 | 8 | 0.00011415 | 0.0001124 | 9.962e-05 | 6.311e-05 | 4.117e-05 | 9.503e-05 | 9.272e-05 | 1.696e-05 | 6.853e-05 | 6.669e-05 | 7.233e-05 | 3.551e-05 | 4.598e-05 | 5.635e-05 | 0.00020389 | 8.1214e-05 | 0 | 7.107e-05
5667 | 237 | 8 | 0.00011416 | 0.00010978 | 0.00011022 | 5.727e-05 | 4.642e-05 | 9.369e-05 | 9.168e-05 | 1.908e-05 | 4.269e-05 | 5.759e-05 | 6.579e-05 | 2.245e-05 | 4.234e-05 | 6.193e-05 | 0.00020401 | 9.0968e-05 | 0 | 7.107e-05
5668 | 237 | 8 | 0.00011415 | 0.00011008 | 0.00011102 | 5.795e-05 | 4.421e-05 | 9.442e-05 | 9.185e-05 | 1.696e-05 | 2.752e-05 | 4.994e-05 | 6.223e-05 | 2.163e-05 | 5.093e-05 | 7.978e-05 | 0.00020584 | 9.7752e-05 | 0 | 7.107e-05
5669 | 237 | 8 | 0.00011416 | 0.00011098 | 0.00010011 | 6.076e-05 | 3.989e-05 | 9.802e-05 | 9.444e-05 | 1.272e-05 | 2.338e-05 | 4.848e-05 | 6.457e-05 | 2.35e-05 | 5.851e-05 | 9.298e-05 | 0.00020235 | 0.00010413 | 0 | 7.107e-05
5670 | 237 | 8 | 0.00011415 | 0.00011055 | 0.00011624 | 0.00010802 | 8.151e-05 | 0.00010607 | 0.00010235 | 1.484e-05 | 2.341e-05 | 5.203e-05 | 7.091e-05 | 3.017e-05 | 6.929e-05 | 0.00010783 | 0.00020565 | 0.00011821 | 5.7524e-06 | 7.107e-05
5671 | 237 | 8 | 0.00011416 | 0.00010888 | 0.0001176 | 0.00010646 | 8.472e-05 | 0.00011216 | 0.00011332 | 1.695e-05 | 2.859e-05 | 5.93e-05 | 8.076e-05 | 4.669e-05 | 8.019e-05 | 0.00011328 | 0.00020882 | 0.00013759 | 5.553e-05 | 7.107e-05
5672 | 237 | 8 | 0.00011415 | 0.00010988 | 0.00010968 | 0.00016026 | 0.00011941 | 0.00011621 | 0.00012339 | 4.25e-06 | 4.255e-05 | 6.866e-05 | 9.101e-05 | 6.809e-05 | 0.00010239 | 0.00013634 | 0.00020925 | 0.00016793 | 0.0002444 | 7.107e-05
5673 | 237 | 8 | 0.00011416 | 0.00011025 | 0.00011616 | 0.00016452 | 0.00011941 | 0.0001166 | 0.00012838 | 0 | 6.209e-05 | 8.312e-05 | 0.00010467 | 9.909e-05 | 0.0001376 | 0.00017581 | 0.00020946 | 0.00018524 | 9.0434e-05 | 7.107e-05
5674 | 237 | 8 | 0.00011415 | 0.00011957 | 0.00010056 | 0.00016544 | 0.00012075 | 0.00011491 | 0.00012955 | 0 | 9.044e-05 | 0.00010637 | 0.00012445 | 0.00012937 | 0.0001565 | 0.00018363 | 0.00021049 | 0.00018976 | 9.7595e-05 | 7.107e-05
5675 | 237 | 8 | 0.00011416 | 0.00011646 | 0.0001191 | 0.00016123 | 0.00012335 | 0.00011377 | 0.00013004 | 0 | 0.00012011 | 0.00013028 | 0.00014288 | 0.00013593 | 0.00015726 | 0.0001787 | 0.00020796 | 0.00019002 | 0.00019278 | 7.107e-05
5676 | 237 | 8 | 0.00011415 | 0.00011757 | 9.944e-05 | 0.00015804 | 0.00011574 | 0.00011004 | 0.00012897 | 0 | 0.00013175 | 0.00014569 | 0.00015674 | 0.00013739 | 0.00015536 | 0.00017349 | 0.0002071 | 0.00018931 | 0.00061907 | 7.107e-05
5677 | 237 | 8 | 0.00011416 | 0.00011811 | 0.00011304 | 0.00016487 | 0.00012192 | 0.00010909 | 0.00012986 | 0 | 0.00013601 | 0.00015244 | 0.00016603 | 0.0001306 | 0.00014954 | 0.00016859 | 0.00020757 | 0.00018816 | 0.00060305 | 7.107e-05
5678 | 237 | 8 | 0.00011415 | 0.00011702 | 0.00011567 | 0.00016036 | 0.00012229 | 0.00010896 | 0.00012957 | 0 | 0.00013186 | 0.00015265 | 0.00017061 | 0.00011245 | 0.00013677 | 0.00016107 | 0.00020679 | 0.00018934 | 0.00035078 | 7.107e-05
5679 | 237 | 8 | 0.00011416 | 0.00011903 | 0.00011268 | 0.00016583 | 0.00011832 | 0.0001105 | 0.0001293 | 0 | 0.00011689 | 0.00014676 | 0.0001702 | 0.00012758 | 0.0001404 | 0.00015343 | 0.00020308 | 0.0001896 | 0.0001974 | 7.107e-05
5680 | 237 | 8 | 0.00011415 | 0.00011802 | 0.00011835 | 0.00016417 | 0.00011898 | 0.0001127 | 0.00012932 | 0 | 0.00012566 | 0.0001428 | 0.00016647 | 0.00013298 | 0.00012076 | 0.00010916 | 0.00020026 | 0.00018975 | 0.00016194 | 7.107e-05
5681 | 237 | 8 | 0.00011416 | 0.00010982 | 0.00011865 | 0.00016055 | 0.00012008 | 0.00011599 | 0.00013 | 0 | 0.00013109 | 0.00013399 | 0.00015262 | 0.00014093 | 0.00012411 | 0.00010802 | 0.00019332 | 0.00018868 | 2.4308e-05 | 7.107e-05
5682 | 237 | 8 | 0.00011415 | 0.00010963 | 0.00011029 | 0.00016411 | 0.00011928 | 0.00011765 | 0.00012595 | 0 | 0.0001385 | 0.00012819 | 0.00013945 | 0.00014055 | 0.00012885 | 0.0001178 | 0.00017467 | 0.00018957 | 4.5221e-06 | 7.107e-05
5683 | 237 | 8 | 0.00011416 | 0.00011297 | 0.00010203 | 0.00011444 | 8.04e-05 | 0.00011835 | 0.00012307 | 1.908e-05 | 0.00013997 | 0.00012712 | 0.00013032 | 0.00014228 | 0.00012477 | 0.00010799 | 0.00016855 | 0.00019019 | 8.5776e-06 | 7.107e-05
5684 | 237 | 8 | 0.00011415 | 0.00011826 | 0.00010897 | 0.00011552 | 7.813e-05 | 0.00011717 | 0.00012143 | 6.57e-05 | 0.00014177 | 0.00012626 | 0.00012135 | 0.00014446 | 0.00012312 | 0.00010258 | 0.00017019 | 0.00019002 | 0 | 7.107e-05
5685 | 237 | 8 | 0.00011416 | 0.00011421 | 0.0001213 | 5.735e-05 | 4.413e-05 | 0.00011914 | 0.00012367 | 0.00010809 | 0.00014387 | 0.00012493 | 0.00011373 | 8.54e-05 | 8.72e-05 | 8.922e-05 | 0.00018665 | 0.00018935 | 0 | 7.107e-05
5686 | 237 | 8 | 0.00011415 | 0.0001131 | 0.00011765 | 5.683e-05 | 4.017e-05 | 0.00011692 | 0.00011769 | 9.961e-05 | 9.821e-05 | 0.00011097 | 0.00010626 | 8.677e-05 | 8.716e-05 | 8.781e-05 | 0.00020668 | 0.00018914 | 0 | 7.107e-05
5687 | 237 | 8 | 0.00011416 | 0.00011951 | 0.00011503 | 5.487e-05 | 4.656e-05 | 0.00011064 | 0.00011149 | 7.418e-05 | 9.056e-05 | 9.863e-05 | 0.00010025 | 8.508e-05 | 7.601e-05 | 6.733e-05 | 0.00021083 | 0.00018425 | 0 | 7.107e-05
5688 | 237 | 8 | 0.00011415 | 0.00011754 | 0.00011795 | 5.227e-05 | 3.99e-05 | 0.0001027 | 0.00010389 | 8.901e-05 | 8.654e-05 | 8.758e-05 | 9.098e-05 | 7.906e-05 | 6.876e-05 | 5.886e-05 | 0.00021244 | 0.00018944 | 0 | 7.107e-05
5689 | 238 | 8 | 0.00011416 | 0.00010378 | 0.00011189 | 5.859e-05 | 1.555e-05 | 9.868e-05 | 9.849e-05 | 9.537e-05 | 8.048e-05 | 7.832e-05 | 8.145e-05 | 6.79e-05 | 6.046e-05 | 5.332e-05 | 0.00021244 | 0.00018981 | 0 | 7.203e-05
5690 | 238 | 8 | 0.00011415 | 0.00010428 | 0.00011173 | 5.659e-05 | 1.38e-05 | 9.592e-05 | 9.535e-05 | 9.537e-05 | 7.081e-05 | 6.972e-05 | 7.221e-05 | 3.547e-05 | 4.593e-05 | 5.629e-05 | 0.00021235 | 0.00018345 | 0 | 7.203e-05
5691 | 238 | 8 | 0.00011416 | 0.00010911 | 0.00011054 | 5.806e-05 | 1.356e-05 | 9.496e-05 | 9.433e-05 | 7.418e-05 | 4.35e-05 | 5.912e-05 | 6.558e-05 | 2.234e-05 | 4.214e-05 | 6.164e-05 | 0.00021134 | 0.00016899 | 0 | 7.203e-05
5692 | 238 | 8 | 0.00011415 | 0.00011184 | 0.00012944 | 5.8e-05 | 1.624e-05 | 9.665e-05 | 9.431e-05 | 7.842e-05 | 2.772e-05 | 5.046e-05 | 6.198e-05 | 2.198e-05 | 5.176e-05 | 8.108e-05 | 0.00020575 | 0.00015923 | 0 | 7.203e-05
5693 | 238 | 8 | 0.00011416 | 0.00011021 | 0.00013181 | 6.327e-05 | 1.572e-05 | 9.991e-05 | 9.702e-05 | 7.418e-05 | 2.363e-05 | 4.892e-05 | 6.464e-05 | 2.359e-05 | 5.872e-05 | 9.332e-05 | 0.00019855 | 0.00018464 | 0 | 7.203e-05
5694 | 238 | 8 | 0.00011415 | 0.00011093 | 0.00011315 | 0.00011292 | 2.8e-05 | 0.00010772 | 0.00010509 | 6.146e-05 | 2.352e-05 | 5.24e-05 | 7.11e-05 | 2.974e-05 | 6.83e-05 | 0.00010629 | 0.00019534 | 0.00018978 | 4.0979e-06 | 7.203e-05
5695 | 238 | 8 | 0.00011416 | 0.00011132 | 0.00012542 | 0.00011492 | 2.836e-05 | 0.00011485 | 0.00011579 | 4.239e-05 | 2.828e-05 | 5.915e-05 | 8.064e-05 | 4.629e-05 | 7.951e-05 | 0.00011231 | 0.0001957 | 0.00018843 | 8.4538e-05 | 7.203e-05
5696 | 238 | 8 | 0.00011415 | 0.00010906 | 0.00013088 | 0.00016025 | 4.067e-05 | 0.00011861 | 0.00012576 | 1.696e-05 | 4.219e-05 | 6.818e-05 | 9.069e-05 | 6.847e-05 | 0.00010296 | 0.00013709 | 0.00019959 | 0.00018374 | 0.00025993 | 7.203e-05
5697 | 238 | 8 | 0.00011416 | 0.00010968 | 0.00012875 | 0.00016313 | 4.266e-05 | 0.0001188 | 0.00013105 | 0 | 6.231e-05 | 8.295e-05 | 0.00010452 | 9.916e-05 | 0.0001377 | 0.00017594 | 0.0002034 | 0.00018303 | 0.00038274 | 7.203e-05
5698 | 238 | 8 | 0.00011415 | 0.00011375 | 0.00012623 | 0.00016085 | 4.105e-05 | 0.0001176 | 0.00013246 | 0 | 9.052e-05 | 0.0001064 | 0.00012432 | 0.00012875 | 0.00015576 | 0.00018275 | 0.00021153 | 0.00018573 | 0.00039874 | 7.203e-05
5699 | 238 | 8 | 0.00011416 | 0.00011177 | 0.00013118 | 0.0001662 | 4.193e-05 | 0.0001168 | 0.00013304 | 0 | 0.00011965 | 0.00013007 | 0.00014257 | 0.00013647 | 0.00015788 | 0.0001794 | 0.00021232 | 0.00019024 | 0.00040948 | 7.203e-05
5700 | 238 | 8 | 0.00011415 | 0.00010675 | 0.00011939 | 0.0001569 | 4.14e-05 | 0.00011302 | 0.00013244 | 0 | 0.00013209 | 0.00014571 | 0.00015667 | 0.00013736 | 0.00015532 | 0.00017345 | 0.00020837 | 0.00019029 | 0.00056822 | 7.203e-05
5701 | 238 | 8 | 0.00011416 | 0.0001134 | 0.00011033 | 0.00016426 | 4.307e-05 | 0.00011259 | 0.00013277 | 0 | 0.00013603 | 0.00015251 | 0.00016602 | 0.00012861 | 0.00014725 | 0.00016601 | 0.00020841 | 0.00019029 | 0.00057283 | 7.203e-05
5702 | 238 | 8 | 0.00011415 | 0.00010505 | 0.00012362 | 0.00016033 | 4.303e-05 | 0.00011276 | 0.00013216 | 0 | 0.00013032 | 0.00015188 | 0.00017004 | 0.00011237 | 0.00013668 | 0.00016096 | 0.00020597 | 0.00019029 | 0.00022947 | 7.203e-05
5703 | 238 | 8 | 0.00011416 | 0.00010808 | 0.00011944 | 0.00016055 | 4.185e-05 | 0.00011342 | 0.00013215 | 0 | 0.00011654 | 0.00014599 | 0.00016965 | 0.00012799 | 0.00014085 | 0.00015392 | 0.00020272 | 0.00019029 | 0.00019358 | 7.203e-05
5704 | 238 | 8 | 0.00011415 | 0.00011298 | 0.00011077 | 0.00016488 | 4.257e-05 | 0.00011543 | 0.00013239 | 0 | 0.00012586 | 0.00014251 | 0.0001661 | 0.00013424 | 0.00012191 | 0.0001102 | 0.00019852 | 0.00019029 | 0.00029732 | 7.203e-05
5705 | 238 | 8 | 0.00011416 | 0.00010645 | 0.00011524 | 0.00016392 | 4.081e-05 | 0.00011812 | 0.00013264 | 0 | 0.0001321 | 0.00013435 | 0.00015253 | 0.00014079 | 0.00012398 | 0.0001079 | 0.00018687 | 0.00019029 | 0.00014569 | 7.203e-05
5706 | 238 | 8 | 0.00011415 | 0.00011351 | 0.00011633 | 0.00016012 | 4.127e-05 | 0.00012048 | 0.00012973 | 0 | 0.0001386 | 0.00012853 | 0.00013942 | 0.0001405 | 0.00012881 | 0.00011776 | 0.00018167 | 0.00019016 | 7.6647e-05 | 7.203e-05
5707 | 238 | 8 | 0.00011416 | 0.00010756 | 0.00013044 | 0.00010903 | 2.894e-05 | 0.0001205 | 0.00012786 | 2.756e-05 | 0.00013998 | 0.00012729 | 0.00013041 | 0.00014071 | 0.00012339 | 0.0001068 | 0.00018893 | 0.00018985 | 1.6629e-06 | 7.203e-05
5708 | 238 | 8 | 0.00011415 | 0.00010758 | 0.00012118 | 0.0001101 | 2.814e-05 | 0.00011894 | 0.0001255 | 4.663e-05 | 0.00014055 | 0.00012583 | 0.0001212 | 0.00014325 | 0.00012208 | 0.00010172 | 0.00019782 | 0.00018964 | 0 | 7.203e-05
5709 | 238 | 8 | 0.00011416 | 0.00011134 | 0.00012189 | 6.222e-05 | 1.455e-05 | 0.00012109 | 0.00012623 | 4.451e-05 | 0.00014268 | 0.00012413 | 0.00011339 | 8.418e-05 | 8.595e-05 | 8.793e-05 | 0.00020572 | 0.00018799 | 0 | 7.203e-05
5710 | 238 | 8 | 0.00011415 | 0.00010496 | 0.00011769 | 5.908e-05 | 1.435e-05 | 0.0001195 | 0.00011992 | 5.087e-05 | 9.699e-05 | 0.00010991 | 0.00010563 | 8.69e-05 | 8.729e-05 | 8.794e-05 | 0.00021063 | 0.00018593 | 0 | 7.203e-05
5711 | 238 | 8 | 0.00011416 | 0.00010713 | 0.00011052 | 6.043e-05 | 1.358e-05 | 0.00011244 | 0.00011406 | 4.239e-05 | 9.038e-05 | 9.796e-05 | 9.968e-05 | 8.515e-05 | 7.607e-05 | 6.738e-05 | 0.00021002 | 0.00017843 | 0 | 7.203e-05
5712 | 238 | 8 | 0.00011415 | 0.00010657 | 0.00011025 | 6.049e-05 | 1.477e-05 | 0.00010537 | 0.00010594 | 4.027e-05 | 8.652e-05 | 8.728e-05 | 9.049e-05 | 7.866e-05 | 6.842e-05 | 5.856e-05 | 0.00016397 | 0.00017768 | 0 | 7.203e-05
5713 | 239 | 8 | 0.00011416 | 0.00010802 | 9.782e-05 | 5.638e-05 | 7.414e-05 | 0.00010077 | 0.00010016 | 4.027e-05 | 8.016e-05 | 7.809e-05 | 8.104e-05 | 5.449e-05 | 5.391e-05 | 5.348e-05 | 0.0001326 | 0.00016435 | 0 | 7.611e-05
5714 | 239 | 8 | 0.00011415 | 0.00010987 | 0.00010909 | 5.483e-05 | 6.638e-05 | 9.786e-05 | 9.764e-05 | 3.815e-05 | 6.03e-05 | 6.722e-05 | 7.197e-05 | 1.916e-05 | 3.798e-05 | 5.653e-05 | 0.00014048 | 0.00015158 | 0 | 7.611e-05
5715 | 239 | 8 | 0.00011416 | 0.00011221 | 8.781e-05 | 5.774e-05 | 6.703e-05 | 9.732e-05 | 9.663e-05 | 4.45e-05 | 2.876e-05 | 5.403e-05 | 6.552e-05 | 1.366e-05 | 3.794e-05 | 6.184e-05 | 0.00017064 | 0.00014087 | 0 | 7.611e-05
5716 | 239 | 8 | 0.00011415 | 0.00011229 | 0.00010416 | 5.243e-05 | 7.467e-05 | 9.79e-05 | 9.658e-05 | 4.663e-05 | 1.782e-05 | 4.506e-05 | 6.203e-05 | 1.347e-05 | 4.679e-05 | 7.957e-05 | 0.00019184 | 0.00013503 | 0 | 7.611e-05
5717 | 239 | 8 | 0.00011416 | 0.00011182 | 9.248e-05 | 5.36e-05 | 7.074e-05 | 0.00010087 | 9.921e-05 | 4.663e-05 | 1.46e-05 | 4.371e-05 | 6.438e-05 | 1.911e-05 | 5.682e-05 | 9.395e-05 | 0.00019084 | 0.00013585 | 0 | 7.611e-05
5718 | 239 | 8 | 0.00011415 | 0.00011341 | 0.0001013 | 0.00011357 | 0.00013868 | 0.00010998 | 0.00010702 | 4.239e-05 | 1.799e-05 | 4.844e-05 | 7.101e-05 | 4.607e-05 | 7.643e-05 | 0.00010642 | 0.00019067 | 0.00015203 | 2.2144e-06 | 7.611e-05
5719 | 239 | 8 | 0.00011416 | 0.0001105 | 8.675e-05 | 0.00011295 | 0.00013537 | 0.00011703 | 0.00011762 | 1.484e-05 | 3.975e-05 | 5.987e-05 | 8.058e-05 | 0.0001227 | 0.00011728 | 0.00011235 | 0.00018102 | 0.00016185 | 6.3717e-05 | 7.611e-05
5720 | 239 | 8 | 0.00011415 | 0.0001158 | 0.00010029 | 0.00016364 | 0.0001958 | 0.00012063 | 0.00012774 | 6.37e-06 | 0.00010385 | 8.35e-05 | 9.065e-05 | 0.00021765 | 0.00017616 | 0.00013609 | 0.00017239 | 0.0001632 | 3.8128e-05 | 7.611e-05
5721 | 239 | 8 | 0.00011416 | 0.00010909 | 0.00010445 | 0.00015836 | 0.00019375 | 0.00012099 | 0.00013298 | 0 | 0.00019086 | 0.00012297 | 0.00010427 | 0.00021194 | 0.00019455 | 0.00017818 | 0.00016269 | 0.00017124 | 0.00011016 | 7.611e-05
5722 | 239 | 8 | 0.00011415 | 0.00010766 | 9.819e-05 | 0.00015998 | 0.00020146 | 0.000119 | 0.00013361 | 0 | 0.00020502 | 0.00015874 | 0.00012462 | 0.00016691 | 0.00017448 | 0.0001825 | 0.00014894 | 0.00017381 | 5.6522e-05 | 7.611e-05
5723 | 239 | 8 | 0.00011416 | 0.00010813 | 9.671e-05 | 0.00015822 | 0.00019486 | 0.00011778 | 0.0001338 | 0 | 0.00017531 | 0.00017273 | 0.00014281 | 0.000167 | 0.00017322 | 0.00017992 | 0.0001543 | 0.00017318 | 6.3496e-05 | 7.611e-05
5724 | 239 | 8 | 0.00011415 | 0.00011715 | 9.555e-05 | 0.00016432 | 0.00019096 | 0.00011389 | 0.00013216 | 0 | 0.00017025 | 0.00017528 | 0.00015702 | 0.00017039 | 0.00017253 | 0.00017522 | 0.00016157 | 0.000167 | 8.6226e-05 | 7.611e-05
5725 | 239 | 8 | 0.00011416 | 0.00010653 | 9.135e-05 | 0.00016069 | 0.00019155 | 0.00011266 | 0.00013141 | 0 | 0.00017054 | 0.00017445 | 0.00016672 | 0.00015994 | 0.00016282 | 0.00016619 | 0.00018324 | 0.00017395 | 9.0231e-05 | 7.611e-05
5726 | 239 | 8 | 0.00011415 | 0.0001145 | 0.000106 | 0.00016087 | 0.00018881 | 0.00011191 | 0.00012968 | 0 | 0.000162 | 0.00017002 | 0.00017072 | 0.00017741 | 0.00016865 | 0.00016063 | 0.00019634 | 0.00017195 | 7.2447e-05 | 7.611e-05
5727 | 239 | 8 | 0.00011416 | 0.00011023 | 9.642e-05 | 0.00016303 | 0.00020092 | 0.00011157 | 0.00012803 | 0 | 0.00017423 | 0.00016826 | 0.00017011 | 0.00018409 | 0.00016841 | 0.00015362 | 0.00019821 | 0.00016867 | 7.0988e-05 | 7.611e-05
5728 | 239 | 8 | 0.00011415 | 0.00011056 | 9.219e-05 | 0.00015806 | 0.00019304 | 0.00011387 | 0.000127 | 0 | 0.00018161 | 0.00016796 | 0.00016639 | 0.00019742 | 0.00015315 | 0.00011026 | 0.00019524 | 0.0001635 | 0.00010483 | 7.611e-05
5729 | 239 | 8 | 0.00011416 | 0.00011282 | 0.00010347 | 0.00016166 | 0.00018852 | 0.00011712 | 0.00012772 | 0 | 0.00019367 | 0.00016269 | 0.00015271 | 0.0002147 | 0.00016054 | 0.00010799 | 0.00018727 | 0.0001528 | 6.7289e-05 | 7.611e-05
5730 | 239 | 8 | 0.00011415 | 0.00010915 | 0.00010782 | 0.00016686 | 0.00019349 | 0.00011748 | 0.00012495 | 0 | 0.00020983 | 0.00016044 | 0.00013948 | 0.00020653 | 0.00016198 | 0.00011884 | 0.00017932 | 0.00013687 | 1.2964e-05 | 7.611e-05
5731 | 239 | 8 | 0.00011416 | 0.00011062 | 8.939e-05 | 0.00010674 | 0.00013906 | 0.00011584 | 0.00012154 | 0 | 0.00020685 | 0.00016055 | 0.00013065 | 0.00016223 | 0.00013365 | 0.00010608 | 0.00017213 | 0.00012764 | 0 | 7.611e-05
5732 | 239 | 8 | 0.00011415 | 0.00011643 | 0.00010847 | 0.00011483 | 0.00013225 | 0.00011385 | 0.00011939 | 1.908e-05 | 0.0001722 | 0.00015106 | 0.00012126 | 0.00012902 | 0.00011535 | 0.00010233 | 0.00015463 | 0.00011207 | 0 | 7.611e-05
5733 | 239 | 8 | 0.00011416 | 0.00011601 | 0.00010241 | 5.305e-05 | 6.471e-05 | 0.00011605 | 0.00011976 | 4.027e-05 | 0.00013959 | 0.00013553 | 0.00011358 | 8.374e-05 | 8.549e-05 | 8.747e-05 | 0.00012973 | 9.9949e-05 | 0 | 7.611e-05
5734 | 239 | 8 | 0.00011415 | 0.00010859 | 9.723e-05 | 6.273e-05 | 6.313e-05 | 0.000113 | 0.00011397 | 7.206e-05 | 9.691e-05 | 0.00011354 | 0.00010569 | 8.651e-05 | 8.689e-05 | 8.753e-05 | 0.00011856 | 9.5076e-05 | 0 | 7.611e-05
5735 | 239 | 8 | 0.00011416 | 0.0001107 | 9.668e-05 | 6.255e-05 | 7.087e-05 | 0.00010793 | 0.00010884 | 7.842e-05 | 8.974e-05 | 9.857e-05 | 9.963e-05 | 7.72e-05 | 7.166e-05 | 6.645e-05 | 0.00010651 | 8.7469e-05 | 0 | 7.611e-05
5736 | 239 | 8 | 0.00011415 | 0.00011473 | 0.0001031 | 6.086e-05 | 6.673e-05 | 0.00010258 | 0.00010197 | 0.00010173 | 7.996e-05 | 8.557e-05 | 9.019e-05 | 6.218e-05 | 6.017e-05 | 5.837e-05 | 0.0001262 | 9.828e-05 | 0 | 7.611e-05
5737 | 240 | 8 | 0.00011416 | 0.00011522 | 0.0001011 | 5.886e-05 | 6.687e-05 | 9.777e-05 | 9.641e-05 | 0.00010173 | 6.608e-05 | 7.345e-05 | 8.071e-05 | 5.473e-05 | 5.414e-05 | 5.372e-05 | 0.00011867 | 0.00010158 | 0 | 7.507e-05
5738 | 240 | 8 | 0.00011415 | 0.00012267 | 0.00010615 | 5.731e-05 | 6.828e-05 | 9.371e-05 | 9.328e-05 | 0.00010173 | 5.761e-05 | 6.363e-05 | 7.171e-05 | 1.893e-05 | 3.752e-05 | 5.584e-05 | 9.8485e-05 | 9.6617e-05 | 0 | 7.507e-05
5739 | 240 | 8 | 0.00011416 | 0.00011503 | 0.00011616 | 5.855e-05 | 6.558e-05 | 9.207e-05 | 9.18e-05 | 9.537e-05 | 2.763e-05 | 5.2e-05 | 6.517e-05 | 1.367e-05 | 3.799e-05 | 6.192e-05 | 8.0201e-05 | 9.0215e-05 | 0 | 7.507e-05
5740 | 240 | 8 | 0.00011415 | 0.00012116 | 0.00011205 | 6.198e-05 | 6.973e-05 | 9.026e-05 | 9.113e-05 | 0.00010385 | 1.748e-05 | 4.418e-05 | 6.177e-05 | 1.372e-05 | 4.766e-05 | 8.106e-05 | 6.7731e-05 | 7.8807e-05 | 0 | 7.507e-05
5741 | 240 | 8 | 0.00011416 | 0.00011417 | 0.00010069 | 6.166e-05 | 6.812e-05 | 9.005e-05 | 9.119e-05 | 0.00010385 | 1.48e-05 | 4.368e-05 | 6.453e-05 | 1.914e-05 | 5.691e-05 | 9.41e-05 | 6.7721e-05 | 6.6126e-05 | 0 | 7.507e-05
5742 | 240 | 8 | 0.00011415 | 0.00012278 | 0.00011349 | 0.00010809 | 0.00013154 | 9.069e-05 | 9.265e-05 | 7.63e-05 | 1.805e-05 | 4.866e-05 | 7.124e-05 | 4.638e-05 | 7.694e-05 | 0.00010713 | 7.2281e-05 | 5.3305e-05 | 2.2738e-06 | 7.507e-05
5743 | 240 | 8 | 0.00011416 | 0.00012097 | 0.00011082 | 0.00011271 | 0.00013269 | 9.291e-05 | 9.561e-05 | 2.13e-06 | 4.001e-05 | 6.024e-05 | 8.098e-05 | 0.00012281 | 0.00011738 | 0.00011244 | 7.4122e-05 | 4.6331e-05 | 5.5436e-05 | 7.507e-05
5744 | 240 | 8 | 0.00011415 | 0.0001137 | 0.00010479 | 0.00016667 | 0.00019473 | 9.688e-05 | 0.00010167 | 0 | 0.00010398 | 8.379e-05 | 9.106e-05 | 0.0002191 | 0.00017734 | 0.00013699 | 7.2278e-05 | 4.7515e-05 | 0.00022768 | 7.507e-05
5745 | 240 | 8 | 0.00011416 | 0.00011627 | 0.00011415 | 0.00016469 | 0.00020189 | 9.875e-05 | 0.00010745 | 0 | 0.00019202 | 0.00012356 | 0.00010482 | 0.0002116 | 0.00019424 | 0.00017789 | 6.6927e-05 | 5.7925e-05 | 0.00039648 | 7.507e-05
5746 | 240 | 8 | 0.00011415 | 0.00012326 | 0.00010314 | 0.00016682 | 0.00020153 | 9.783e-05 | 0.00010926 | 0 | 0.00020498 | 0.00015909 | 0.00012498 | 0.00016654 | 0.0001741 | 0.0001821 | 5.9166e-05 | 6.9997e-05 | 0.00048081 | 7.507e-05
5747 | 240 | 8 | 0.00011416 | 0.00012242 | 0.00010102 | 0.00015646 | 0.00019352 | 9.648e-05 | 0.00010924 | 0 | 0.00017505 | 0.00017274 | 0.00014299 | 0.00016774 | 0.00017399 | 0.00018071 | 4.7108e-05 | 8.6501e-05 | 0.0005777 | 7.507e-05
5748 | 240 | 8 | 0.00011415 | 0.00012146 | 0.00010692 | 0.00016175 | 0.00019119 | 9.4e-05 | 0.00010739 | 0 | 0.00017078 | 0.00017547 | 0.00015727 | 0.00016927 | 0.0001714 | 0.00017407 | 2.6242e-05 | 8.6954e-05 | 0.00055359 | 7.507e-05
5749 | 240 | 8 | 0.00011416 | 0.00011684 | 9.785e-05 | 0.00016515 | 0.0002018 | 9.073e-05 | 0.00010606 | 0 | 0.00016975 | 0.00017423 | 0.00016665 | 0.00016045 | 0.00016333 | 0.00016671 | 3.1261e-05 | 0.00010924 | 0.00063299 | 7.507e-05
5750 | 240 | 8 | 0.00011415 | 0.00011246 | 0.00010702 | 0.00015895 | 0.00019916 | 9.096e-05 | 0.00010537 | 0 | 0.00016226 | 0.00016995 | 0.00017071 | 0.00017908 | 0.00017023 | 0.00016214 | 4.1398e-05 | 0.00012326 | 0.00038122 | 7.507e-05
5751 | 240 | 8 | 0.00011416 | 0.0001153 | 0.00011519 | 0.00016177 | 0.00019142 | 9.288e-05 | 0.00010547 | 0 | 0.00017557 | 0.00016883 | 0.00017043 | 0.00018169 | 0.00016622 | 0.00015161 | 5.217e-05 | 0.00013086 | 0.00044457 | 7.507e-05
5752 | 240 | 8 | 0.00011415 | 0.00011203 | 9.673e-05 | 0.00016323 | 0.00019292 | 9.645e-05 | 0.00010686 | 0 | 0.00017999 | 0.00016772 | 0.00016625 | 0.00019543 | 0.00015161 | 0.00010915 | 5.8565e-05 | 0.00013551 | 0.00033275 | 7.507e-05
5753 | 240 | 8 | 0.00011416 | 0.00011956 | 0.00011298 | 0.00015636 | 0.00020123 | 0.0001006 | 0.00010896 | 0 | 0.00019185 | 0.00016172 | 0.0001523 | 0.00021099 | 0.00015777 | 0.00010612 | 5.7218e-05 | 0.00013496 | 0.00025484 | 7.507e-05
5754 | 240 | 8 | 0.00011415 | 0.00012273 | 9.756e-05 | 0.00015917 | 0.00018922 | 0.00010342 | 0.00010988 | 0 | 0.00020655 | 0.00015864 | 0.00013871 | 0.00020402 | 0.00016001 | 0.0001174 | 5.0638e-05 | 0.00013461 | 8.1814e-05 | 7.507e-05
5755 | 240 | 8 | 0.00011416 | 0.00012076 | 9.895e-05 | 0.00011484 | 0.00013727 | 0.00010458 | 0.00010922 | 0 | 0.00020419 | 0.00015851 | 0.0001296 | 0.00016413 | 0.00013522 | 0.00010732 | 3.7984e-05 | 0.00013025 | 4.0979e-06 | 7.507e-05
5756 | 240 | 8 | 0.00011415 | 0.00011471 | 0.00011591 | 0.00010929 | 0.00012701 | 0.00010504 | 0.00010986 | 1.484e-05 | 0.00017308 | 0.00015028 | 0.00012056 | 0.00012845 | 0.00011484 | 0.00010188 | 3.5982e-05 | 0.00012804 | 0 | 7.507e-05
5757 | 240 | 8 | 0.00011416 | 0.00011578 | 0.00010099 | 6.299e-05 | 7.266e-05 | 0.00010834 | 0.00011158 | 1.272e-05 | 0.00013923 | 0.0001352 | 0.00011296 | 8.495e-05 | 8.672e-05 | 8.873e-05 | 3.5394e-05 | 0.00012931 | 0 | 7.507e-05
5758 | 240 | 8 | 0.00011415 | 0.00012251 | 9.919e-05 | 5.406e-05 | 6.316e-05 | 0.00010518 | 0.00010837 | 2.755e-05 | 9.782e-05 | 0.00011386 | 0.00010554 | 8.795e-05 | 8.834e-05 | 8.899e-05 | 3.2234e-05 | 0.00013606 | 0 | 7.507e-05
5759 | 240 | 8 | 0.00011416 | 0.00011291 | 9.566e-05 | 6.041e-05 | 7.698e-05 | 9.945e-05 | 0.00010386 | 4.663e-05 | 9.105e-05 | 9.944e-05 | 9.999e-05 | 7.803e-05 | 7.244e-05 | 6.716e-05 | 3.0062e-05 | 0.00014058 | 0 | 7.507e-05
5760 | 240 | 8 | 0.00011415 | 0.00012018 | 0.00010398 | 6.273e-05 | 7.495e-05 | 9.442e-05 | 9.792e-05 | 4.239e-05 | 8.087e-05 | 8.655e-05 | 9.082e-05 | 6.243e-05 | 6.041e-05 | 5.86e-05 | 2.4715e-05 | 0.00013822 | 0 | 7.507e-05
5761 | 241 | 8 | 0.00011416 | 0.00011973 | 0.00012259 | 6.268e-05 | 6.555e-05 | 9.12e-05 | 9.314e-05 | 3.391e-05 | 6.65e-05 | 7.417e-05 | 8.135e-05 | 5.467e-05 | 5.408e-05 | 5.366e-05 | 2.8093e-05 | 0.00013672 | 0 | 7.324e-05
5762 | 241 | 8 | 0.00011415 | 0.00011109 | 0.00012739 | 5.946e-05 | 6.598e-05 | 8.793e-05 | 9.053e-05 | 2.332e-05 | 5.766e-05 | 6.398e-05 | 7.227e-05 | 1.918e-05 | 3.802e-05 | 5.658e-05 | 3.0718e-05 | 0.00012703 | 0 | 7.324e-05
5763 | 241 | 8 | 0.00011416 | 0.00011783 | 0.00012541 | 5.563e-05 | 7.462e-05 | 8.68e-05 | 8.953e-05 | 3.179e-05 | 2.784e-05 | 5.232e-05 | 6.573e-05 | 1.372e-05 | 3.811e-05 | 6.211e-05 | 3.018e-05 | 0.00011411 | 0 | 7.324e-05
5764 | 241 | 8 | 0.00011415 | 0.00011346 | 0.00012769 | 6.089e-05 | 7.625e-05 | 8.655e-05 | 8.852e-05 | 3.815e-05 | 1.756e-05 | 4.443e-05 | 6.22e-05 | 1.357e-05 | 4.713e-05 | 8.016e-05 | 3.7658e-05 | 0.00010101 | 0 | 7.324e-05
5765 | 241 | 8 | 0.00011416 | 0.00011118 | 0.00012702 | 5.87e-05 | 6.989e-05 | 8.622e-05 | 8.777e-05 | 7.841e-05 | 1.47e-05 | 4.363e-05 | 6.463e-05 | 1.925e-05 | 5.723e-05 | 9.463e-05 | 3.7856e-05 | 8.0829e-05 | 0 | 7.324e-05
5766 | 241 | 8 | 0.00011415 | 0.00011971 | 0.00012407 | 0.0001135 | 0.0001377 | 8.69e-05 | 8.823e-05 | 2.12e-06 | 1.812e-05 | 4.866e-05 | 7.137e-05 | 4.673e-05 | 7.751e-05 | 0.00010793 | 4.3932e-05 | 7.6451e-05 | 3.767e-06 | 7.324e-05
5767 | 241 | 8 | 0.00011416 | 0.00011215 | 0.00012851 | 0.00011187 | 0.00013565 | 8.753e-05 | 8.9e-05 | 0 | 4.029e-05 | 6.047e-05 | 8.122e-05 | 0.00012253 | 0.00011711 | 0.00011219 | 5.003e-05 | 6.9661e-05 | 8.7219e-05 | 7.324e-05
5768 | 241 | 8 | 0.00011415 | 0.00011378 | 0.00011918 | 0.00015893 | 0.00020234 | 8.895e-05 | 9.358e-05 | 0 | 0.00010382 | 8.391e-05 | 9.12e-05 | 0.00021945 | 0.00017762 | 0.00013721 | 4.9713e-05 | 6.9115e-05 | 0.00026664 | 7.324e-05
5769 | 241 | 8 | 0.00011416 | 0.00011293 | 0.00012035 | 0.00016374 | 0.00019658 | 8.877e-05 | 9.934e-05 | 0 | 0.00019227 | 0.00012369 | 0.00010497 | 0.00021119 | 0.00019387 | 0.00017755 | 4.0261e-05 | 7.8101e-05 | 0.00042623 | 7.324e-05
5770 | 241 | 8 | 0.00011415 | 0.00012182 | 0.00011123 | 0.00016745 | 0.00019564 | 8.826e-05 | 0.00010186 | 0 | 0.00020471 | 0.00015905 | 0.00012505 | 0.00016629 | 0.00017384 | 0.00018183 | 1.9687e-05 | 8.6546e-05 | 0.0005315 | 7.324e-05
5771 | 241 | 8 | 0.00011416 | 0.00011239 | 0.00011548 | 0.00016539 | 0.00019521 | 8.924e-05 | 0.00010371 | 0 | 0.00017481 | 0.00017257 | 0.00014296 | 0.00016626 | 0.00017245 | 0.00017912 | 9.55e-06 | 8.9736e-05 | 0.00063989 | 7.324e-05
5772 | 241 | 8 | 0.00011415 | 0.00011931 | 0.00011387 | 0.00016468 | 0.00019937 | 8.852e-05 | 0.00010497 | 0 | 0.00016957 | 0.00017478 | 0.00015686 | 0.00016752 | 0.00016962 | 0.00017226 | 1.2431e-05 | 6.9283e-05 | 0.0006679 | 7.324e-05
5773 | 241 | 8 | 0.00011416 | 0.00011672 | 0.00011012 | 0.0001659 | 0.00020033 | 8.384e-05 | 0.00010424 | 0 | 0.00016814 | 0.00017301 | 0.00016585 | 0.00016022 | 0.0001631 | 0.00016648 | 1.226e-05 | 6.9257e-05 | 0.00066775 | 7.324e-05
5774 | 241 | 8 | 0.00011415 | 0.00011658 | 0.00013069 | 0.00016536 | 0.00018963 | 8.306e-05 | 0.00010168 | 0 | 0.00016174 | 0.00016895 | 0.00016991 | 0.00017838 | 0.00016957 | 0.00016151 | 1.3819e-05 | 6.7848e-05 | 0.000628 | 7.324e-05
5775 | 241 | 8 | 0.00011416 | 0.00011336 | 0.00012699 | 0.00016355 | 0.00019959 | 8.259e-05 | 0.00010093 | 0 | 0.00017487 | 0.00016805 | 0.00016959 | 0.0001834 | 0.00016778 | 0.00015304 | 8.831e-06 | 6.5652e-05 | 0.00053522 | 7.324e-05
5776 | 241 | 8 | 0.00011415 | 0.00012119 | 0.00011477 | 0.00016127 | 0.00019565 | 8.469e-05 | 0.00010184 | 0 | 0.00018117 | 0.00016783 | 0.00016588 | 0.00019842 | 0.00015392 | 0.00011082 | 4.1416e-06 | 5.7784e-05 | 0.00041159 | 7.324e-05
5777 | 241 | 8 | 0.00011416 | 0.00011205 | 0.00012738 | 0.00015899 | 0.00019945 | 8.908e-05 | 0.00010545 | 0 | 0.0001944 | 0.00016286 | 0.00015249 | 0.00021413 | 0.00016012 | 0.0001077 | 1.5516e-06 | 5.1525e-05 | 0.00026249 | 7.324e-05
5778 | 241 | 8 | 0.00011415 | 0.00011206 | 0.0001119 | 0.00016183 | 0.00020128 | 9.428e-05 | 0.0001069 | 0 | 0.00020952 | 0.00016047 | 0.00013939 | 0.00020621 | 0.00016173 | 0.00011866 | 6.4808e-07 | 4.9155e-05 | 8.2501e-05 | 7.324e-05
5779 | 241 | 8 | 0.00011416 | 0.00011502 | 0.00011969 | 0.00010913 | 0.00013755 | 9.906e-05 | 0.00010727 | 0 | 0.00020655 | 0.00016045 | 0.00013059 | 0.00016233 | 0.00013374 | 0.00010615 | 3.813e-06 | 4.4143e-05 | 4.0216e-06 | 7.324e-05
5780 | 241 | 8 | 0.00011415 | 0.00012157 | 0.00011272 | 0.00010647 | 0.00013845 | 0.00010248 | 0.00010822 | 2.12e-06 | 0.00017222 | 0.00015098 | 0.00012124 | 0.00012899 | 0.00011533 | 0.0001023 | 2.6474e-05 | 3.4518e-05 | 0 | 7.324e-05
5781 | 241 | 8 | 0.00011416 | 0.00012119 | 0.00011912 | 5.325e-05 | 7.173e-05 | 0.00010653 | 0.00011004 | 2.544e-05 | 0.00013955 | 0.00013548 | 0.00011357 | 8.425e-05 | 8.601e-05 | 8.8e-05 | 5.4184e-05 | 3.3542e-05 | 0 | 7.324e-05
5782 | 241 | 8 | 0.00011415 | 0.00012029 | 0.00012323 | 5.518e-05 | 7.32e-05 | 0.00010281 | 0.00010631 | 4.875e-05 | 9.731e-05 | 0.00011371 | 0.00010578 | 8.742e-05 | 8.781e-05 | 8.846e-05 | 6.4273e-05 | 3.7435e-05 | 0 | 7.324e-05
5783 | 241 | 8 | 0.00011416 | 0.00012033 | 0.0001183 | 5.454e-05 | 6.845e-05 | 9.747e-05 | 0.00010068 | 5.511e-05 | 9.052e-05 | 9.906e-05 | 9.992e-05 | 7.853e-05 | 7.289e-05 | 6.759e-05 | 6.584e-05 | 3.922e-05 | 0 | 7.324e-05
5784 | 241 | 8 | 0.00011415 | 0.00011508 | 0.00013072 | 6.28e-05 | 7.002e-05 | 9.197e-05 | 9.492e-05 | 8.054e-05 | 8.116e-05 | 8.641e-05 | 9.073e-05 | 6.294e-05 | 6.09e-05 | 5.908e-05 | 8.232e-05 | 3.3305e-05 | 0 | 7.324e-05
5785 | 242 | 8 | 0.00011416 | 0.00011436 | 0.00013564 | 5.729e-05 | 6.946e-05 | 8.859e-05 | 9.116e-05 | 8.053e-05 | 6.693e-05 | 7.434e-05 | 8.136e-05 | 5.466e-05 | 5.407e-05 | 5.365e-05 | 7.0332e-05 | 3.7331e-05 | 0 | 7.246e-05
5786 | 242 | 8 | 0.00011415 | 0.00011218 | 0.00011789 | 5.881e-05 | 6.425e-05 | 8.615e-05 | 8.966e-05 | 8.901e-05 | 5.775e-05 | 6.417e-05 | 7.227e-05 | 1.92e-05 | 3.806e-05 | 5.664e-05 | 7.5896e-05 | 3.2124e-05 | 0 | 7.246e-05
5787 | 242 | 8 | 0.00011416 | 0.00011894 | 0.00012167 | 5.359e-05 | 7.125e-05 | 8.635e-05 | 8.945e-05 | 0.00010173 | 2.789e-05 | 5.244e-05 | 6.579e-05 | 1.362e-05 | 3.785e-05 | 6.169e-05 | 8.4572e-05 | 2.8084e-05 | 0 | 7.246e-05
5788 | 242 | 8 | 0.00011415 | 0.00011789 | 0.00012343 | 6.039e-05 | 7.319e-05 | 8.79e-05 | 9.035e-05 | 0.00010385 | 1.75e-05 | 4.44e-05 | 6.219e-05 | 1.351e-05 | 4.693e-05 | 7.982e-05 | 8.5822e-05 | 2.5625e-05 | 0 | 7.246e-05
5789 | 242 | 8 | 0.00011416 | 0.00011911 | 0.00013742 | 5.852e-05 | 7.56e-05 | 9.292e-05 | 9.309e-05 | 9.961e-05 | 1.464e-05 | 4.35e-05 | 6.454e-05 | 1.913e-05 | 5.687e-05 | 9.404e-05 | 8.8308e-05 | 2.1684e-05 | 0 | 7.246e-05
5790 | 242 | 8 | 0.00011415 | 0.00011601 | 0.00013849 | 0.0001073 | 0.00013606 | 0.00010324 | 0.00010222 | 4.875e-05 | 1.801e-05 | 4.843e-05 | 7.113e-05 | 4.593e-05 | 7.619e-05 | 0.0001061 | 0.00010673 | 1.8498e-05 | 0 | 7.246e-05
5791 | 242 | 8 | 0.00011416 | 0.00011459 | 0.00013202 | 0.00011108 | 0.00013722 | 0.00011116 | 0.00011493 | 0 | 3.964e-05 | 5.982e-05 | 8.059e-05 | 0.0001231 | 0.00011766 | 0.00011271 | 0.00012418 | 1.453e-05 | 1.7537e-05 | 7.246e-05
5792 | 242 | 8 | 0.00011415 | 0.00011334 | 0.0001207 | 0.00016621 | 0.00019479 | 0.00011856 | 0.00012559 | 0 | 0.00010413 | 8.358e-05 | 9.072e-05 | 0.00021832 | 0.0001767 | 0.0001365 | 0.00012723 | 1.2115e-05 | 2.6479e-05 | 7.246e-05
5793 | 242 | 8 | 0.00011416 | 0.00011559 | 0.00013467 | 0.00016026 | 0.00019751 | 0.00012233 | 0.00013021 | 0 | 0.00019143 | 0.00012325 | 0.00010442 | 0.0002108 | 0.00019351 | 0.00017722 | 0.00011221 | 1.3074e-05 | 0.00037502 | 7.246e-05
5794 | 242 | 8 | 0.00011415 | 0.00011746 | 0.00013479 | 0.00015737 | 0.00019636 | 0.00012325 | 0.00013117 | 0 | 0.00020425 | 0.0001586 | 0.00012453 | 0.00016602 | 0.00017355 | 0.00018153 | 7.2247e-05 | 1.3822e-05 | 0.00054745 | 7.246e-05
5795 | 242 | 8 | 0.00011416 | 0.00012027 | 0.00012608 | 0.00016105 | 0.0001909 | 0.00012277 | 0.00013155 | 0 | 0.00017449 | 0.00017217 | 0.00014251 | 0.00016482 | 0.00017096 | 0.00017757 | 3.8616e-05 | 1.5312e-05 | 0.00042781 | 7.246e-05
5796 | 242 | 8 | 0.00011415 | 0.00011318 | 0.00012424 | 0.00016448 | 0.00020031 | 0.00011934 | 0.00013018 | 0 | 0.00016837 | 0.00017401 | 0.00015621 | 0.00016903 | 0.00017115 | 0.00017382 | 2.4165e-05 | 1.987e-05 | 0.00065881 | 7.246e-05
5797 | 242 | 8 | 0.00011416 | 0.00011496 | 0.00012084 | 0.0001618 | 0.00019438 | 0.00011646 | 0.00012978 | 0 | 0.00016909 | 0.00017297 | 0.00016564 | 0.0001622 | 0.00016512 | 0.00016854 | 2.7747e-05 | 2.432e-05 | 0.00065234 | 7.246e-05
5798 | 242 | 8 | 0.00011415 | 0.0001118 | 0.00012849 | 0.00016455 | 0.00019488 | 0.00011421 | 0.0001285 | 0 | 0.00016343 | 0.00016986 | 0.00017026 | 0.00017657 | 0.00016784 | 0.00015986 | 3.2474e-05 | 3.5007e-05 | 0.00043435 | 7.246e-05
5799 | 242 | 8 | 0.00011416 | 0.00011402 | 0.00013635 | 0.00016339 | 0.00019709 | 0.00011392 | 0.00012708 | 0 | 0.0001738 | 0.00016825 | 0.00016964 | 0.00018143 | 0.00016598 | 0.0001514 | 3.4918e-05 | 4.5214e-05 | 0.00031097 | 7.246e-05
5800 | 242 | 8 | 0.00011415 | 0.00011354 | 0.00013039 | 0.00015795 | 0.00019481 | 0.00011286 | 0.00012654 | 0 | 0.0001795 | 0.00016707 | 0.00016559 | 0.00019743 | 0.00015316 | 0.00011027 | 3.2798e-05 | 4.6398e-05 | 0.00026851 | 7.246e-05
5801 | 242 | 8 | 0.00011416 | 0.00011184 | 0.00013001 | 0.00016055 | 0.00019837 | 0.0001144 | 0.00012716 | 0 | 0.00019328 | 0.00016185 | 0.00015212 | 0.00021104 | 0.00015781 | 0.00010615 | 2.8379e-05 | 4.6161e-05 | 8.4359e-05 | 7.246e-05
5802 | 242 | 8 | 0.00011415 | 0.00011162 | 0.0001292 | 0.00016198 | 0.00019319 | 0.00011655 | 0.00012346 | 0 | 0.00020683 | 0.00015898 | 0.00013865 | 0.00020367 | 0.00015973 | 0.00011719 | 2.6672e-05 | 4.1189e-05 | 5.0829e-05 | 7.246e-05
5803 | 242 | 8 | 0.00011416 | 0.00011203 | 0.00012342 | 0.00011497 | 0.00013216 | 0.00011526 | 0.00012074 | 0 | 0.00020402 | 0.00015865 | 0.00012953 | 0.00016285 | 0.00013416 | 0.00010649 | 3.0981e-05 | 3.9326e-05 | 8.7388e-07 | 7.246e-05
5804 | 242 | 8 | 0.00011415 | 0.00011062 | 0.00012882 | 0.00011412 | 0.00013629 | 0.00011552 | 0.00011999 | 0 | 0.00017207 | 0.0001499 | 0.0001204 | 0.0001278 | 0.00011426 | 0.00010136 | 4.223e-05 | 4.2351e-05 | 0 | 7.246e-05
5805 | 242 | 8 | 0.00011416 | 0.00011299 | 0.00013511 | 6.263e-05 | 7.596e-05 | 0.00011607 | 0.0001211 | 0 | 0.00013851 | 0.00013464 | 0.00011271 | 8.465e-05 | 8.641e-05 | 8.841e-05 | 5.5256e-05 | 4.987e-05 | 0 | 7.246e-05
5806 | 242 | 8 | 0.00011415 | 0.00012011 | 0.00011861 | 6.007e-05 | 7.249e-05 | 0.00011259 | 0.00011387 | 0 | 9.741e-05 | 0.00011335 | 0.00010521 | 8.666e-05 | 8.704e-05 | 8.768e-05 | 6.6578e-05 | 6.1116e-05 | 0 | 7.246e-05
5807 | 242 | 8 | 0.00011416 | 0.0001142 | 0.00012068 | 5.574e-05 | 6.885e-05 | 0.00010641 | 0.00010739 | 0 | 8.994e-05 | 9.866e-05 | 9.941e-05 | 7.706e-05 | 7.153e-05 | 6.633e-05 | 6.3453e-05 | 6.7195e-05 | 0 | 7.246e-05
5808 | 242 | 8 | 0.00011415 | 0.00012008 | 0.00013877 | 5.636e-05 | 6.983e-05 | 0.00010046 | 9.987e-05 | 0 | 7.989e-05 | 8.566e-05 | 9.012e-05 | 6.265e-05 | 6.062e-05 | 5.881e-05 | 2.5406e-05 | 7.0668e-05 | 0 | 7.246e-05
5809 | 243 | 8 | 0.00011416 | 0.00011389 | 0.00011967 | 5.935e-05 | 7.273e-05 | 9.656e-05 | 9.487e-05 | 0 | 6.645e-05 | 7.365e-05 | 8.08e-05 | 5.437e-05 | 5.379e-05 | 5.336e-05 | 2.2892e-05 | 7.384e-05 | 0 | 7.125e-05
5810 | 243 | 8 | 0.00011415 | 0.00011779 | 0.00011727 | 5.511e-05 | 7.102e-05 | 9.385e-05 | 9.204e-05 | 0 | 5.739e-05 | 6.366e-05 | 7.178e-05 | 1.901e-05 | 3.767e-05 | 5.607e-05 | 2.4254e-05 | 6.1797e-05 | 0 | 7.125e-05
5811 | 243 | 8 | 0.00011416 | 0.000118 | 0.00013027 | 6.056e-05 | 7.271e-05 | 9.303e-05 | 9.09e-05 | 8.48e-06 | 2.765e-05 | 5.203e-05 | 6.526e-05 | 1.371e-05 | 3.81e-05 | 6.21e-05 | 2.2916e-05 | 5.1768e-05 | 0 | 7.125e-05
5812 | 243 | 8 | 0.00011415 | 0.00011898 | 0.0001244 | 5.504e-05 | 7.491e-05 | 9.355e-05 | 9.138e-05 | 2.12e-05 | 1.752e-05 | 4.423e-05 | 6.187e-05 | 1.365e-05 | 4.741e-05 | 8.063e-05 | 3.3739e-05 | 5.3676e-05 | 0 | 7.125e-05
5813 | 243 | 8 | 0.00011416 | 0.00011607 | 0.00012184 | 6.101e-05 | 6.775e-05 | 9.763e-05 | 9.39e-05 | 2.332e-05 | 1.474e-05 | 4.364e-05 | 6.452e-05 | 1.91e-05 | 5.68e-05 | 9.392e-05 | 3.3579e-05 | 5.5991e-05 | 0 | 7.125e-05
5814 | 243 | 8 | 0.00011415 | 0.00010843 | 0.00012244 | 0.00011132 | 0.00013419 | 0.00010728 | 0.00010237 | 0 | 1.801e-05 | 4.857e-05 | 7.116e-05 | 4.63e-05 | 7.68e-05 | 0.00010694 | 3.1496e-05 | 5.3276e-05 | 1.7308e-06 | 7.125e-05
5815 | 243 | 8 | 0.00011416 | 0.00011569 | 0.00011835 | 0.00011339 | 0.00013695 | 0.00011279 | 0.00011367 | 0 | 3.993e-05 | 6.011e-05 | 8.086e-05 | 0.00012285 | 0.00011742 | 0.00011248 | 2.5732e-05 | 5.0645e-05 | 4.2388e-05 | 7.125e-05
5816 | 243 | 8 | 0.00011415 | 0.00011121 | 0.00013818 | 0.00015853 | 0.00020234 | 0.00011636 | 0.00012267 | 0 | 0.000104 | 8.372e-05 | 9.095e-05 | 0.00021985 | 0.00017795 | 0.00013746 | 1.9402e-05 | 5.4824e-05 | 0.00023795 | 7.125e-05
5817 | 243 | 8 | 0.00011416 | 0.00010972 | 0.00011727 | 0.00015715 | 0.00019946 | 0.00011484 | 0.0001259 | 0 | 0.00019261 | 0.00012375 | 0.00010483 | 0.00020994 | 0.00019272 | 0.0001765 | 1.3317e-05 | 6.282e-05 | 0.00032667 | 7.125e-05
5818 | 243 | 8 | 0.00011415 | 0.00011928 | 0.00013682 | 0.00016726 | 0.00019565 | 0.00011227 | 0.00012678 | 0 | 0.0002038 | 0.00015873 | 0.00012471 | 0.0001675 | 0.0001751 | 0.00018315 | 1.8294e-05 | 7.8994e-05 | 0.00052995 | 7.125e-05
5819 | 243 | 8 | 0.00011416 | 0.00011615 | 0.00011815 | 0.00015629 | 0.00019982 | 0.00011112 | 0.00012683 | 0 | 0.00017559 | 0.00017271 | 0.00014298 | 0.00016721 | 0.00017344 | 0.00018015 | 2.4939e-05 | 0.00010279 | 0.00037944 | 7.125e-05
5820 | 243 | 8 | 0.00011415 | 0.0001157 | 0.00013982 | 0.00016668 | 0.00019446 | 0.00010723 | 0.00012577 | 0 | 0.00017045 | 0.00017537 | 0.00015716 | 0.00016929 | 0.00017142 | 0.00017409 | 1.3684e-05 | 0.0001116 | 0.00059642 | 7.125e-05
5821 | 243 | 8 | 0.00011416 | 0.00011504 | 0.00012026 | 0.00016573 | 0.00018866 | 0.00010485 | 0.00012628 | 0 | 0.00016971 | 0.00017415 | 0.00016656 | 0.00016127 | 0.00016417 | 0.00016757 | 2.4284e-05 | 9.9636e-05 | 0.00060547 | 7.125e-05
5822 | 243 | 8 | 0.00011415 | 0.00011472 | 0.00011895 | 0.00016094 | 0.00019989 | 0.0001046 | 0.00012665 | 0 | 0.00016289 | 0.00017019 | 0.00017083 | 0.00017804 | 0.00016924 | 0.0001612 | 3.1628e-05 | 9.5786e-05 | 0.00044386 | 7.125e-05
5823 | 243 | 8 | 0.00011416 | 0.00011764 | 0.00012864 | 0.00016172 | 0.00019767 | 0.00010612 | 0.00012674 | 0 | 0.00017487 | 0.00016873 | 0.00017037 | 0.00018434 | 0.00016864 | 0.00015382 | 2.4352e-05 | 9.0536e-05 | 3.3462e-05 | 7.125e-05
5824 | 243 | 8 | 0.00011415 | 0.0001134 | 0.00013017 | 0.00016303 | 0.00020074 | 0.00010788 | 0.00012715 | 0 | 0.00018194 | 0.00016842 | 0.00016666 | 0.00019845 | 0.00015395 | 0.00011084 | 3.6951e-05 | 9.276e-05 | 1.8623e-05 | 7.125e-05
5825 | 243 | 8 | 0.00011416 | 0.00011477 | 0.00012723 | 0.00016725 | 0.00018926 | 0.00011241 | 0.0001283 | 0 | 0.00019457 | 0.00016324 | 0.00015308 | 0.00021201 | 0.00015853 | 0.00010663 | 6.7531e-05 | 0.00010261 | 1.0487e-05 | 7.125e-05
5826 | 243 | 8 | 0.00011415 | 0.0001176 | 0.00012907 | 0.00015743 | 0.00019532 | 0.00011548 | 0.00012355 | 0 | 0.00020791 | 0.00016009 | 0.00013954 | 0.00020314 | 0.00015931 | 0.00011689 | 8.3954e-05 | 0.00012765 | 4.5272e-05 | 7.125e-05
5827 | 243 | 8 | 0.00011416 | 0.00011009 | 0.00013413 | 0.00010592 | 0.0001281 | 0.00011529 | 0.0001211 | 0 | 0.00020386 | 0.00015913 | 0.0001302 | 0.0001647 | 0.00013569 | 0.0001077 | 6.7095e-05 | 0.00014554 | 0 | 7.125e-05
5828 | 243 | 8 | 0.00011415 | 0.00010979 | 0.0001202 | 0.00010709 | 0.00012667 | 0.00011586 | 0.00012078 | 0 | 0.0001735 | 0.00015061 | 0.00012113 | 0.00012707 | 0.00011361 | 0.00010078 | 6.407e-05 | 0.00015375 | 0 | 7.125e-05
5829 | 243 | 8 | 0.00011416 | 0.00011595 | 0.00012483 | 5.577e-05 | 7.198e-05 | 0.00011688 | 0.00012138 | 0 | 0.00013822 | 0.00013493 | 0.0001131 | 8.527e-05 | 8.705e-05 | 8.906e-05 | 7.1241e-05 | 0.00015876 | 0 | 7.125e-05
5830 | 243 | 8 | 0.00011415 | 0.00011023 | 0.00012121 | 5.733e-05 | 6.644e-05 | 0.00011349 | 0.00011429 | 0 | 9.787e-05 | 0.00011365 | 0.0001056 | 8.668e-05 | 8.706e-05 | 8.77e-05 | 7.4478e-05 | 0.00016713 | 0 | 7.125e-05
5831 | 243 | 8 | 0.00011416 | 0.00011677 | 0.00012884 | 6.233e-05 | 7.361e-05 | 0.00010692 | 0.00010774 | 0 | 9.005e-05 | 9.887e-05 | 9.967e-05 | 7.752e-05 | 7.196e-05 | 6.672e-05 | 8.7547e-05 | 0.00018147 | 0 | 7.125e-05
5832 | 243 | 8 | 0.00011415 | 0.00011841 | 0.00011884 | 5.727e-05 | 7.101e-05 | 0.00010021 | 0.00010017 | 0 | 8.027e-05 | 8.593e-05 | 9.039e-05 | 6.273e-05 | 6.07e-05 | 5.888e-05 | 0.00010626 | 0.00018915 | 0 | 7.125e-05
5833 | 244 | 9 | 0.00011416 | 0.00011411 | 0.00012509 | 6.156e-05 | 4.548e-05 | 9.616e-05 | 9.468e-05 | 0 | 6.659e-05 | 7.387e-05 | 8.101e-05 | 6.811e-05 | 6.064e-05 | 5.348e-05 | 9.4628e-05 | 0.00018674 | 0 | 7.081e-05
5834 | 244 | 9 | 0.00011415 | 0.00010642 | 0.00013848 | 5.993e-05 | 4.513e-05 | 9.352e-05 | 9.204e-05 | 0 | 6.814e-05 | 6.625e-05 | 7.198e-05 | 3.545e-05 | 4.603e-05 | 5.641e-05 | 0.00010172 | 0.00018321 | 0 | 7.081e-05
5835 | 244 | 9 | 0.00011416 | 0.0001054 | 0.00013942 | 5.342e-05 | 4.349e-05 | 9.224e-05 | 9.165e-05 | 0 | 4.255e-05 | 5.735e-05 | 6.547e-05 | 2.23e-05 | 4.231e-05 | 6.189e-05 | 0.0001045 | 0.00017694 | 0 | 7.081e-05
5836 | 244 | 9 | 0.00011415 | 0.00011089 | 0.0001404 | 5.52e-05 | 4.627e-05 | 9.248e-05 | 9.168e-05 | 0 | 2.737e-05 | 4.983e-05 | 6.199e-05 | 2.155e-05 | 5.107e-05 | 8e-05 | 0.00012832 | 0.00016499 | 0 | 7.081e-05
5837 | 244 | 9 | 0.00011416 | 0.00011074 | 0.00011797 | 6.183e-05 | 3.853e-05 | 9.628e-05 | 9.445e-05 | 0 | 2.329e-05 | 4.848e-05 | 6.446e-05 | 2.365e-05 | 5.921e-05 | 9.41e-05 | 0.00013484 | 0.00015991 | 0 | 7.081e-05
5838 | 244 | 9 | 0.00011415 | 0.00011003 | 0.00011811 | 0.00011547 | 8.006e-05 | 0.00010618 | 0.0001018 | 0 | 2.35e-05 | 5.232e-05 | 7.112e-05 | 2.992e-05 | 6.897e-05 | 0.00010734 | 0.00012799 | 0.0001629 | 0 | 7.081e-05
5839 | 244 | 9 | 0.00011416 | 0.00011057 | 0.00012009 | 0.00011467 | 7.922e-05 | 0.00011232 | 0.00011343 | 0 | 2.841e-05 | 5.944e-05 | 8.089e-05 | 4.669e-05 | 8.031e-05 | 0.00011344 | 0.00012098 | 0.00015906 | 1.1004e-05 | 7.081e-05
5840 | 244 | 9 | 0.00011415 | 0.00011136 | 0.00013814 | 0.00016377 | 0.00012274 | 0.00011543 | 0.00012298 | 0 | 4.252e-05 | 6.874e-05 | 9.118e-05 | 6.778e-05 | 0.00010193 | 0.00013572 | 0.0001121 | 0.00015814 | 5.547e-05 | 7.081e-05
5841 | 244 | 9 | 0.00011416 | 0.00010607 | 0.00013797 | 0.00015752 | 0.0001204 | 0.00011467 | 0.00012682 | 0 | 6.184e-05 | 8.299e-05 | 0.00010467 | 0.00010062 | 0.0001396 | 0.00017837 | 0.00010537 | 0.00015393 | 0.00016001 | 7.081e-05
5842 | 244 | 9 | 0.00011415 | 0.00010793 | 0.00013669 | 0.00016559 | 0.00012294 | 0.00011324 | 0.000127 | 0 | 9.159e-05 | 0.00010696 | 0.00012498 | 0.00012881 | 0.00015561 | 0.00018258 | 0.00010749 | 0.00014788 | 0.00031274 | 7.081e-05
5843 | 244 | 9 | 0.00011416 | 0.00010561 | 0.00013721 | 0.0001664 | 0.00012285 | 0.0001122 | 0.00012718 | 0 | 0.00011989 | 0.00013054 | 0.00014311 | 0.00013687 | 0.00015811 | 0.00017966 | 9.9168e-05 | 0.00014556 | 0.00024457 | 7.081e-05
5844 | 244 | 9 | 0.00011415 | 0.00010917 | 0.00012508 | 0.00016379 | 0.00012274 | 0.00010809 | 0.00012617 | 0 | 0.00013247 | 0.00014605 | 0.00015715 | 0.00013919 | 0.00015715 | 0.00017549 | 7.5965e-05 | 0.00015561 | 0.00023473 | 7.081e-05
5845 | 244 | 9 | 0.00011416 | 0.0001084 | 0.00013253 | 0.00016641 | 0.00011482 | 0.00010868 | 0.00012675 | 0 | 0.00013755 | 0.00015335 | 0.00016682 | 0.00013009 | 0.00014874 | 0.0001677 | 0.00010273 | 0.00014933 | 0.00044233 | 7.081e-05
5846 | 244 | 9 | 0.00011415 | 0.00011213 | 0.00012643 | 0.00015788 | 0.00012165 | 0.00010886 | 0.00012661 | 0 | 0.00013177 | 0.0001531 | 0.00017112 | 0.00011248 | 0.00013664 | 0.00016091 | 0.00010756 | 0.00014127 | 0.00031526 | 7.081e-05
5847 | 244 | 9 | 0.00011416 | 0.00010733 | 0.00013687 | 0.00015704 | 0.00012103 | 0.00010992 | 0.00012704 | 0 | 0.00011694 | 0.00014685 | 0.00017052 | 0.00012714 | 0.00013972 | 0.00015269 | 0.00011544 | 0.00013521 | 0.0004483 | 7.081e-05
5848 | 244 | 9 | 0.00011415 | 0.00011338 | 0.0001249 | 0.00016204 | 0.00011782 | 0.00011149 | 0.00012809 | 0 | 0.00012533 | 0.00014252 | 0.00016655 | 0.00013412 | 0.00012162 | 0.00010994 | 0.00012568 | 0.00013869 | 0.00042982 | 7.081e-05
5849 | 244 | 9 | 0.00011416 | 0.00011368 | 0.00012558 | 0.00015967 | 0.00012071 | 0.00011473 | 0.00012933 | 0 | 0.00013191 | 0.00013405 | 0.00015275 | 0.00013883 | 0.00012207 | 0.00010624 | 0.00012536 | 0.00013763 | 0.00025959 | 7.081e-05
5850 | 244 | 9 | 0.00011415 | 0.00010719 | 0.00011962 | 0.0001576 | 0.0001188 | 0.0001176 | 0.00012478 | 0 | 0.00013701 | 0.00012759 | 0.00013908 | 0.00014205 | 0.00013003 | 0.00011888 | 0.0001247 | 0.00013654 | 7.137e-05 | 7.081e-05
5851 | 244 | 9 | 0.00011416 | 0.00011394 | 0.00012912 | 0.00011192 | 7.713e-05 | 0.00011691 | 0.000122 | 0 | 0.00014087 | 0.00012697 | 0.00013021 | 0.00014213 | 0.00012444 | 0.00010771 | 0.00011276 | 0.0001351 | 0 | 7.081e-05
5852 | 244 | 9 | 0.00011415 | 0.0001089 | 0.00013594 | 0.00010737 | 7.965e-05 | 0.00011733 | 0.00012162 | 0 | 0.00014179 | 0.00012619 | 0.0001212 | 0.0001445 | 0.00012296 | 0.00010245 | 0.00010095 | 0.00013841 | 0 | 7.081e-05
5853 | 244 | 9 | 0.00011416 | 0.00011588 | 0.00011995 | 6.086e-05 | 3.983e-05 | 0.0001178 | 0.00012177 | 0 | 0.00014391 | 0.00012485 | 0.0001136 | 8.418e-05 | 8.59e-05 | 8.789e-05 | 9.1042e-05 | 0.00014608 | 0 | 7.081e-05
5854 | 244 | 9 | 0.00011415 | 0.00010578 | 0.00012932 | 6.159e-05 | 4.027e-05 | 0.00011478 | 0.00011445 | 0 | 9.728e-05 | 0.00011042 | 0.00010587 | 8.697e-05 | 8.731e-05 | 8.796e-05 | 9.3909e-05 | 0.00015808 | 0 | 7.081e-05
5855 | 244 | 9 | 0.00011416 | 0.0001053 | 0.00011788 | 5.515e-05 | 4.27e-05 | 0.00010826 | 0.00010774 | 0 | 9.053e-05 | 9.822e-05 | 9.997e-05 | 8.492e-05 | 7.582e-05 | 6.717e-05 | 9.8127e-05 | 0.00016613 | 0 | 7.081e-05
5856 | 244 | 9 | 0.00011415 | 0.0001151 | 0.00012675 | 6.148e-05 | 4.022e-05 | 0.00010222 | 0.00010088 | 0 | 8.638e-05 | 8.73e-05 | 9.068e-05 | 7.886e-05 | 6.856e-05 | 5.869e-05 | 0.00011647 | 0.00017569 | 0 | 7.081e-05
5857 | 245 | 9 | 0.00011416 | 0.00011705 | 0.00014171 | 5.487e-05 | 1.437e-05 | 9.733e-05 | 9.569e-05 | 0 | 8.028e-05 | 7.81e-05 | 8.117e-05 | 6.83e-05 | 6.081e-05 | 5.363e-05 | 0.00011938 | 0.0001758 | 0 | 7.003e-05
5858 | 245 | 9 | 0.00011415 | 0.00010938 | 0.00012652 | 5.414e-05 | 1.408e-05 | 9.449e-05 | 9.366e-05 | 1.06e-05 | 7.109e-05 | 6.972e-05 | 7.207e-05 | 3.507e-05 | 4.554e-05 | 5.582e-05 | 0.00011791 | 0.00017647 | 0 | 7.003e-05
5859 | 245 | 9 | 0.00011416 | 0.00011098 | 0.00014336 | 5.948e-05 | 1.543e-05 | 9.306e-05 | 9.293e-05 | 0 | 4.324e-05 | 5.903e-05 | 6.542e-05 | 2.221e-05 | 4.214e-05 | 6.165e-05 | 0.00010724 | 0.00017692 | 0 | 7.003e-05
5860 | 245 | 9 | 0.00011415 | 0.00011177 | 0.00013086 | 6.349e-05 | 1.449e-05 | 9.4e-05 | 9.303e-05 | 0 | 2.758e-05 | 5.039e-05 | 6.186e-05 | 2.181e-05 | 5.168e-05 | 8.096e-05 | 0.00010493 | 0.00017559 | 0 | 7.003e-05
5861 | 245 | 9 | 0.00011416 | 0.00010972 | 0.0001432 | 6.076e-05 | 1.614e-05 | 9.812e-05 | 9.595e-05 | 0 | 2.346e-05 | 4.885e-05 | 6.453e-05 | 2.377e-05 | 5.95e-05 | 9.456e-05 | 0.00010275 | 0.00017259 | 0 | 7.003e-05
5862 | 245 | 9 | 0.00011415 | 0.00011727 | 0.00013256 | 0.00011379 | 2.894e-05 | 0.00010878 | 0.00010469 | 0 | 2.362e-05 | 5.263e-05 | 7.13e-05 | 2.98e-05 | 6.87e-05 | 0.00010691 | 9.7678e-05 | 0.0001715 | 0 | 7.003e-05
5863 | 245 | 9 | 0.00011416 | 0.00011022 | 0.00013502 | 0.00011099 | 2.819e-05 | 0.00011716 | 0.00011676 | 0 | 2.834e-05 | 5.953e-05 | 8.097e-05 | 4.653e-05 | 8.003e-05 | 0.00011305 | 9.1978e-05 | 0.00016995 | 5.5402e-05 | 7.003e-05
5864 | 245 | 9 | 0.00011415 | 0.0001099 | 0.00013401 | 0.00015797 | 4.332e-05 | 0.00012236 | 0.00012702 | 0 | 4.239e-05 | 6.864e-05 | 9.118e-05 | 6.857e-05 | 0.00010312 | 0.00013731 | 9.2425e-05 | 0.00016679 | 2.8321e-05 | 7.003e-05
5865 | 245 | 9 | 0.00011416 | 0.00010892 | 0.00013054 | 0.00016296 | 4.124e-05 | 0.00012622 | 0.00013127 | 0 | 6.243e-05 | 8.332e-05 | 0.00010502 | 9.945e-05 | 0.00013798 | 0.00017629 | 8.8044e-05 | 0.00016124 | 8.3723e-05 | 7.003e-05
5866 | 245 | 9 | 0.00011415 | 0.00011021 | 0.00014701 | 0.00015925 | 4.269e-05 | 0.0001279 | 0.00013185 | 0 | 9.078e-05 | 0.0001067 | 0.00012482 | 0.00012848 | 0.00015521 | 0.00018211 | 8.4438e-05 | 0.00015742 | 0.00011782 | 7.003e-05
5867 | 245 | 9 | 0.00011416 | 0.0001099 | 0.00014509 | 0.00016053 | 4.301e-05 | 0.00012919 | 0.0001322 | 0 | 0.00011949 | 0.00013006 | 0.00014281 | 0.00013553 | 0.00015656 | 0.0001779 | 7.7819e-05 | 0.00015242 | 0.00068728 | 7.003e-05
5868 | 245 | 9 | 0.00011415 | 0.0001127 | 0.00012748 | 0.00016454 | 4.319e-05 | 0.00012691 | 0.00012977 | 0 | 0.00013133 | 0.00014513 | 0.00015647 | 0.00013844 | 0.00015631 | 0.00017455 | 6.7805e-05 | 0.00015661 | 0.00050829 | 7.003e-05
5869 | 245 | 9 | 0.00011416 | 0.00011204 | 0.00014018 | 0.00016196 | 4.153e-05 | 0.00012713 | 0.00012978 | 0 | 0.00013673 | 0.00015236 | 0.00016598 | 0.00012927 | 0.0001478 | 0.00016664 | 7.4199e-05 | 0.00015838 | 0.00019835 | 7.003e-05
5870 | 245 | 9 | 0.00011415 | 0.00010929 | 0.00013354 | 0.00016181 | 4.071e-05 | 0.0001265 | 0.00012936 | 0 | 0.00013095 | 0.00015212 | 0.00017011 | 0.000113 | 0.00013728 | 0.00016166 | 7.1621e-05 | 0.00016025 | 0.00056391 | 7.003e-05
5871 | 245 | 9 | 0.00011416 | 0.00011669 | 0.0001461 | 0.00016004 | 4.359e-05 | 0.000125 | 0.00012885 | 0 | 0.00011716 | 0.00014646 | 0.00016987 | 0.00012772 | 0.00014036 | 0.00015339 | 7.0297e-05 | 0.00015952 | 0.00013646 | 7.003e-05
5872 | 245 | 9 | 0.00011415 | 0.0001137 | 0.00014211 | 0.0001607 | 4.07e-05 | 0.00012497 | 0.00012932 | 0 | 0.00012581 | 0.00014267 | 0.00016622 | 0.0001336 | 0.00012115 | 0.00010951 | 7.0298e-05 | 0.00016165 | 0.00042811 | 7.003e-05
5873 | 245 | 9 | 0.00011416 | 0.00011726 | 0.00013958 | 0.00016539 | 4.176e-05 | 0.00012508 | 0.00012983 | 0 | 0.00013161 | 0.0001341 | 0.00015253 | 0.00014093 | 0.00012392 | 0.00010785 | 6.3627e-05 | 0.0001628 | 0.00023987 | 7.003e-05
5874 | 245 | 9 | 0.00011415 | 0.00011153 | 0.00014403 | 0.00015967 | 4.181e-05 | 0.00012319 | 0.00012604 | 0 | 0.00013862 | 0.00012824 | 0.00013936 | 0.00013949 | 0.00012768 | 0.00011673 | 5.232e-05 | 0.00015953 | 6.1486e-05 | 7.003e-05
5875 | 245 | 9 | 0.00011416 | 0.00011352 | 0.00013018 | 0.00011409 | 2.749e-05 | 0.0001188 | 0.00012399 | 0 | 0.00013917 | 0.0001267 | 0.00013009 | 0.00014188 | 0.00012422 | 0.00010752 | 4.1888e-05 | 0.00015603 | 0 | 7.003e-05
5876 | 245 | 9 | 0.00011415 | 0.00010916 | 0.00014016 | 0.0001142 | 2.783e-05 | 0.00011856 | 0.00012444 | 0 | 0.00014131 | 0.00012568 | 0.00012103 | 0.00014454 | 0.00012299 | 0.00010247 | 3.9096e-05 | 0.00014981 | 0 | 7.003e-05
5877 | 245 | 9 | 0.00011416 | 0.00011433 | 0.0001354 | 5.619e-05 | 1.537e-05 | 0.00011778 | 0.00012321 | 0 | 0.00014381 | 0.00012448 | 0.00011342 | 8.416e-05 | 8.588e-05 | 8.787e-05 | 3.533e-05 | 0.00014545 | 0 | 7.003e-05
5878 | 245 | 9 | 0.00011415 | 0.00011048 | 0.00013552 | 5.32e-05 | 1.577e-05 | 0.00011409 | 0.00011517 | 0 | 9.721e-05 | 0.00011025 | 0.00010569 | 8.703e-05 | 8.737e-05 | 8.801e-05 | 3.2479e-05 | 0.00014758 | 0 | 7.003e-05
5879 | 245 | 9 | 0.00011416 | 0.00011726 | 0.00014348 | 5.785e-05 | 1.398e-05 | 0.00010762 | 0.0001087 | 0 | 9.057e-05 | 9.817e-05 | 9.979e-05 | 8.47e-05 | 7.563e-05 | 6.699e-05 | 3.1654e-05 | 0.00014657 | 0 | 7.003e-05
5880 | 245 | 9 | 0.00011415 | 0.00010817 | 0.00014462 | 6.301e-05 | 1.413e-05 | 0.00010079 | 0.00010084 | 0 | 8.622e-05 | 8.722e-05 | 9.055e-05 | 7.874e-05 | 6.846e-05 | 5.86e-05 | 4.7342e-05 | 0.00016198 | 0 | 7.003e-05
5881 | 246 | 9 | 0.00011416 | 0.00012444 | 0.00011401 | 5.588e-05 | 6.429e-05 | 9.667e-05 | 9.562e-05 | 0 | 8.016e-05 | 7.8e-05 | 8.107e-05 | 5.418e-05 | 5.36e-05 | 5.318e-05 | 4.2274e-05 | 0.00015403 | 0 | 6.925e-05
5882 | 246 | 9 | 0.00011415 | 0.00011585 | 0.00011745 | 5.418e-05 | 6.212e-05 | 9.445e-05 | 9.348e-05 | 0 | 6.005e-05 | 6.705e-05 | 7.19e-05 | 1.889e-05 | 3.766e-05 | 5.605e-05 | 3.8473e-05 | 0.00015326 | 0 | 6.925e-05
5883 | 246 | 9 | 0.00011416 | 0.00011916 | 0.0001118 | 6.197e-05 | 6.813e-05 | 9.325e-05 | 9.243e-05 | 0 | 2.85e-05 | 5.378e-05 | 6.533e-05 | 1.336e-05 | 3.747e-05 | 6.107e-05 | 3.5943e-05 | 0.00015498 | 0 | 6.925e-05
5884 | 246 | 9 | 0.00011415 | 0.0001171 | 0.00012271 | 5.628e-05 | 7.141e-05 | 9.336e-05 | 9.259e-05 | 0 | 1.754e-05 | 4.472e-05 | 6.167e-05 | 1.352e-05 | 4.739e-05 | 8.061e-05 | 3.2912e-05 | 0.00015665 | 0 | 6.925e-05
5885 | 246 | 9 | 0.00011416 | 0.00011371 | 0.0001002 | 5.527e-05 | 7.479e-05 | 9.759e-05 | 9.496e-05 | 0 | 1.458e-05 | 4.368e-05 | 6.429e-05 | 1.885e-05 | 5.635e-05 | 9.318e-05 | 2.9509e-05 | 0.00015518 | 0 | 6.925e-05
5886 | 246 | 9 | 0.00011415 | 0.00012015 | 0.00011434 | 0.00011318 | 0.00013021 | 0.00010868 | 0.00010362 | 0 | 1.777e-05 | 4.835e-05 | 7.079e-05 | 4.597e-05 | 7.63e-05 | 0.00010624 | 3.3765e-05 | 0.00014939 | 0 | 6.925e-05
5887 | 246 | 9 | 0.00011416 | 0.00011876 | 0.00012045 | 0.00010632 | 0.00013006 | 0.00011695 | 0.00011505 | 0 | 3.963e-05 | 5.973e-05 | 8.037e-05 | 0.00012189 | 0.00011631 | 0.00011142 | 4.2415e-05 | 0.00014014 | 8.4012e-05 | 6.925e-05
5888 | 246 | 9 | 0.00011415 | 0.00011542 | 0.00011038 | 0.00016097 | 0.00018701 | 0.00012206 | 0.00012495 | 0 | 0.00010319 | 8.305e-05 | 9.03e-05 | 0.00021746 | 0.00017561 | 0.00013566 | 4.8305e-05 | 0.00013194 | 0.00023905 | 6.925e-05
5889 | 246 | 9 | 0.00011416 | 0.00012004 | 0.0001197 | 0.00015916 | 0.00019396 | 0.00012623 | 0.00012881 | 0 | 0.00019058 | 0.00012241 | 0.00010389 | 0.00021005 | 0.00019239 | 0.0001762 | 4.8659e-05 | 0.00013302 | 0.00032906 | 6.925e-05
5890 | 246 | 9 | 0.00011415 | 0.00012042 | 0.00011266 | 0.00016172 | 0.00019117 | 0.00012784 | 0.00012914 | 0 | 0.00020347 | 0.00015758 | 0.00012383 | 0.00016654 | 0.00017374 | 0.00018173 | 4.9814e-05 | 0.00013761 | 4.5162e-05 | 6.925e-05
5891 | 246 | 9 | 0.00011416 | 0.00011335 | 0.00011875 | 0.00015903 | 0.00019935 | 0.00012857 | 0.00012938 | 0 | 0.00017472 | 0.00017156 | 0.00014195 | 0.00016757 | 0.00017346 | 0.00018016 | 5.5623e-05 | 0.00014219 | 7.8658e-05 | 6.925e-05
5892 | 246 | 9 | 0.00011415 | 0.00011894 | 0.00010243 | 0.00015791 | 0.00018619 | 0.00012505 | 0.00012843 | 0 | 0.00017054 | 0.00017464 | 0.00015633 | 0.00016882 | 0.00017059 | 0.00017324 | 6.4777e-05 | 0.00015519 | 0.00037476 | 6.925e-05
5893 | 246 | 9 | 0.00011416 | 0.00011547 | 0.00011945 | 0.00016061 | 0.00018731 | 0.00012321 | 0.00012842 | 0 | 0.00016934 | 0.00017349 | 0.00016575 | 0.00016157 | 0.00016415 | 0.00016755 | 6.8028e-05 | 0.00015485 | 0.0002053 | 6.925e-05
5894 | 246 | 9 | 0.00011415 | 0.00011813 | 0.00010688 | 0.00015753 | 0.00019054 | 0.00012298 | 0.00012829 | 0 | 0.00016305 | 0.00016977 | 0.00017024 | 0.00017896 | 0.00016976 | 0.00016169 | 6.4457e-05 | 0.00015522 | 0.00017291 | 6.925e-05
5895 | 246 | 9 | 0.00011416 | 0.00011635 | 0.00010014 | 0.00016149 | 0.00018639 | 0.000123 | 0.00012787 | 0 | 0.00017561 | 0.00016871 | 0.00017006 | 0.00018277 | 0.00016685 | 0.00015219 | 7.08e-05 | 0.00015594 | 0.0002534 | 6.925e-05
5896 | 246 | 9 | 0.00011415 | 0.00012284 | 0.00011104 | 0.00016626 | 0.00019756 | 0.00012329 | 0.00012772 | 0 | 0.00018086 | 0.00016786 | 0.00016616 | 0.0001971 | 0.00015257 | 0.00010984 | 5.7003e-05 | 0.00015295 | 0.00022354 | 6.925e-05
5897 | 246 | 9 | 0.00011416 | 0.00011702 | 0.00011582 | 0.00015906 | 0.00019163 | 0.00012319 | 0.00012834 | 0 | 0.00019333 | 0.00016223 | 0.00015247 | 0.00021492 | 0.00016035 | 0.00010786 | 5.9109e-05 | 0.00015109 | 9.7069e-05 | 6.925e-05
5898 | 246 | 9 | 0.00011415 | 0.00011378 | 0.00012051 | 0.00015929 | 0.00019512 | 0.00012034 | 0.00012496 | 0 | 0.00020992 | 0.00015999 | 0.00013931 | 0.00020497 | 0.0001604 | 0.00011768 | 6.189e-05 | 0.00015237 | 4.3312e-05 | 6.925e-05
5899 | 246 | 9 | 0.00011416 | 0.00011995 | 0.0001215 | 0.00011296 | 0.00013708 | 0.00011593 | 0.00012223 | 0 | 0.00020562 | 0.00015973 | 0.00013022 | 0.00016421 | 0.00013502 | 0.00010717 | 6.2519e-05 | 0.0001582 | 0 | 6.925e-05
5900 | 246 | 9 | 0.00011415 | 0.00012271 | 0.00011702 | 0.00010466 | 0.00012806 | 0.0001176 | 0.0001226 | 0 | 0.00017352 | 0.00015091 | 0.00012108 | 0.00012821 | 0.00011444 | 0.00010151 | 6.4668e-05 | 0.00015691 | 0 | 6.925e-05
5901 | 246 | 9 | 0.00011416 | 0.00011413 | 0.00010772 | 5.255e-05 | 7.397e-05 | 0.00011457 | 0.00011821 | 0 | 0.00013919 | 0.0001353 | 0.00011329 | 8.396e-05 | 8.562e-05 | 8.76e-05 | 7.4908e-05 | 0.0001555 | 0 | 6.925e-05
5902 | 246 | 9 | 0.00011415 | 0.0001183 | 0.00011736 | 5.999e-05 | 6.3e-05 | 0.00011095 | 0.00011138 | 0 | 9.703e-05 | 0.00011341 | 0.0001055 | 8.67e-05 | 8.698e-05 | 8.763e-05 | 8.999e-05 | 0.00015188 | 0 | 6.925e-05
5903 | 246 | 9 | 0.00011416 | 0.00012392 | 0.00010415 | 5.633e-05 | 6.359e-05 | 0.00010645 | 0.0001064 | 0 | 8.992e-05 | 9.853e-05 | 9.952e-05 | 7.8e-05 | 7.235e-05 | 6.708e-05 | 0.00010373 | 0.00014552 | 0 | 6.925e-05
5904 | 246 | 9 | 0.00011415 | 0.0001163 | 0.00012079 | 5.989e-05 | 7.53e-05 | 9.961e-05 | 9.925e-05 | 2.13e-06 | 8.061e-05 | 8.583e-05 | 9.03e-05 | 6.271e-05 | 6.066e-05 | 5.885e-05 | 0.0001129 | 0.00015923 | 0 | 6.925e-05
5905 | 247 | 9 | 0.00011416 | 0.00011714 | 0.00012729 | 5.382e-05 | 6.883e-05 | 9.493e-05 | 9.374e-05 | 6.36e-06 | 6.663e-05 | 7.387e-05 | 8.092e-05 | 5.466e-05 | 5.407e-05 | 5.365e-05 | 0.00012083 | 0.00015726 | 0 | 6.847e-05
5906 | 247 | 9 | 0.00011415 | 0.00011257 | 0.00013908 | 6.069e-05 | 7.157e-05 | 9.145e-05 | 9.076e-05 | 2.332e-05 | 5.767e-05 | 6.39e-05 | 7.192e-05 | 1.902e-05 | 3.792e-05 | 5.643e-05 | 0.0001368 | 0.00014596 | 0 | 6.847e-05
5907 | 247 | 9 | 0.00011416 | 0.00011636 | 0.00013339 | 5.817e-05 | 7.364e-05 | 9.015e-05 | 8.951e-05 | 3.815e-05 | 2.773e-05 | 5.227e-05 | 6.548e-05 | 1.355e-05 | 3.798e-05 | 6.191e-05 | 0.00015213 | 0.00013323 | 0 | 6.847e-05
5908 | 247 | 9 | 0.00011415 | 0.00011508 | 0.00014168 | 5.944e-05 | 6.764e-05 | 8.921e-05 | 8.916e-05 | 5.511e-05 | 1.741e-05 | 4.435e-05 | 6.203e-05 | 1.344e-05 | 4.711e-05 | 8.012e-05 | 0.00016252 | 0.00012716 | 0 | 6.847e-05
5909 | 247 | 9 | 0.00011416 | 0.00012046 | 0.00012936 | 6.03e-05 | 6.349e-05 | 8.93e-05 | 8.956e-05 | 6.57e-05 | 1.456e-05 | 4.357e-05 | 6.452e-05 | 1.876e-05 | 5.61e-05 | 9.277e-05 | 0.00016392 | 0.00012333 | 0 | 6.847e-05
5910 | 247 | 9 | 0.00011415 | 0.00010973 | 0.00012851 | 0.00011125 | 0.00013795 | 9.301e-05 | 9.233e-05 | 2.332e-05 | 1.771e-05 | 4.822e-05 | 7.088e-05 | 4.588e-05 | 7.614e-05 | 0.00010603 | 0.00016512 | 0.00011949 | 0 | 6.847e-05
5911 | 247 | 9 | 0.00011416 | 0.00011309 | 0.00013174 | 0.00011138 | 0.00013401 | 9.569e-05 | 9.638e-05 | 0 | 3.954e-05 | 5.959e-05 | 8.036e-05 | 0.00012206 | 0.00011647 | 0.00011157 | 0.00017007 | 0.00011966 | 5.6853e-05 | 6.847e-05
5912 | 247 | 9 | 0.00011415 | 0.00011477 | 0.00013328 | 0.00016408 | 0.00019561 | 0.00010133 | 0.00010362 | 0 | 0.0001033 | 8.3e-05 | 9.027e-05 | 0.00021671 | 0.00017501 | 0.00013519 | 0.00017647 | 0.00011803 | 5.8134e-05 | 6.847e-05
5913 | 247 | 9 | 0.00011416 | 0.00011165 | 0.00012944 | 0.00016587 | 0.00019013 | 0.00010689 | 0.00010917 | 0 | 0.00019001 | 0.00012219 | 0.00010372 | 0.0002087 | 0.00019115 | 0.00017506 | 0.00018011 | 0.00011674 | 0.00021197 | 6.847e-05
5914 | 247 | 9 | 0.00011415 | 0.00011221 | 0.00012744 | 0.00015686 | 0.00020159 | 0.00011077 | 0.00011087 | 0 | 0.00020231 | 0.00015694 | 0.00012343 | 0.00016666 | 0.00017387 | 0.00018186 | 0.00018547 | 0.00011683 | 5.6149e-05 | 6.847e-05
5915 | 247 | 9 | 0.00011416 | 0.00010987 | 0.00014183 | 0.00016625 | 0.00020013 | 0.00011271 | 0.00011018 | 0 | 0.00017458 | 0.00017109 | 0.00014162 | 0.00016572 | 0.00017155 | 0.00017818 | 0.00019084 | 0.00012457 | 0.00030916 | 6.847e-05
5916 | 247 | 9 | 0.00011415 | 0.00011977 | 0.00012386 | 0.00016048 | 0.0001981 | 0.00011213 | 0.00010871 | 0 | 0.00016903 | 0.00017371 | 0.00015562 | 0.00016847 | 0.00017024 | 0.00017289 | 0.00018719 | 0.00013081 | 0.00033066 | 6.847e-05
5917 | 247 | 9 | 0.00011416 | 0.00011797 | 0.00014005 | 0.00016542 | 0.00020095 | 0.00010913 | 0.00010716 | 0 | 0.00016877 | 0.00017264 | 0.00016504 | 0.00016281 | 0.00016541 | 0.00016884 | 0.00019392 | 0.00013608 | 0.00014809 | 6.847e-05
5918 | 247 | 9 | 0.00011415 | 0.00011712 | 0.00012345 | 0.00016009 | 0.00018993 | 0.00010608 | 0.00010586 | 0 | 0.00016388 | 0.00016971 | 0.00016993 | 0.00017666 | 0.00016759 | 0.00015962 | 0.00020091 | 0.00013942 | 0.00029133 | 6.847e-05
5919 | 247 | 9 | 0.00011416 | 0.00011931 | 0.00012598 | 0.00016514 | 0.00019109 | 0.00010368 | 0.00010511 | 0 | 0.00017396 | 0.00016811 | 0.00016943 | 0.00018264 | 0.00016673 | 0.00015208 | 0.00020337 | 0.00014883 | 2.6785e-05 | 6.847e-05
5920 | 247 | 9 | 0.00011415 | 0.00012025 | 0.00012364 | 0.00016604 | 0.00020337 | 0.00010525 | 0.00010595 | 0 | 0.00018047 | 0.00016726 | 0.00016562 | 0.00019547 | 0.00015132 | 0.00010894 | 0.00019772 | 0.00016076 | 4.5357e-05 | 6.847e-05
5921 | 247 | 9 | 0.00011416 | 0.00011684 | 0.00013135 | 0.00015971 | 0.0002007 | 0.00010518 | 0.00010871 | 0 | 0.00019196 | 0.00016139 | 0.00015189 | 0.00021529 | 0.00016063 | 0.00010805 | 0.00019519 | 0.00017406 | 2.9076e-05 | 6.847e-05
5922 | 247 | 9 | 0.00011415 | 0.00011219 | 0.00014512 | 0.00016451 | 0.00020153 | 0.00010574 | 0.0001105 | 0 | 0.00020991 | 0.00015951 | 0.00013888 | 0.00020672 | 0.00016177 | 0.00011869 | 0.00019436 | 0.00018102 | 2.0277e-06 | 6.847e-05
5923 | 247 | 9 | 0.00011416 | 0.00011926 | 0.00013742 | 0.00011196 | 0.00013443 | 0.00010478 | 0.00010957 | 0 | 0.00020697 | 0.00016002 | 0.00013009 | 0.00016419 | 0.000135 | 0.00010715 | 0.00019282 | 0.00018293 | 0 | 6.847e-05
5924 | 247 | 9 | 0.00011415 | 0.00012098 | 0.00012392 | 0.00010584 | 0.00013088 | 0.00010553 | 0.00011121 | 0 | 0.00017375 | 0.00015129 | 0.00012108 | 0.00012784 | 0.0001141 | 0.00010122 | 0.00018761 | 0.00018254 | 0 | 6.847e-05
5925 | 247 | 9 | 0.00011416 | 0.00011904 | 0.00013282 | 5.873e-05 | 6.4e-05 | 0.00010565 | 0.00010974 | 0 | 0.00013898 | 0.00013542 | 0.00011328 | 8.539e-05 | 8.708e-05 | 8.909e-05 | 0.00018273 | 0.00018337 | 0 | 6.847e-05
5926 | 247 | 9 | 0.00011415 | 0.00011919 | 0.00014322 | 6.012e-05 | 6.649e-05 | 0.00010183 | 0.00010543 | 0 | 9.812e-05 | 0.00011392 | 0.00010587 | 8.789e-05 | 8.818e-05 | 8.883e-05 | 0.00017779 | 0.00018425 | 0 | 6.847e-05
5927 | 247 | 9 | 0.00011416 | 0.00011277 | 0.00012438 | 5.343e-05 | 7.162e-05 | 9.825e-05 | 0.00010037 | 0 | 9.104e-05 | 9.942e-05 | 0.00010014 | 7.858e-05 | 7.288e-05 | 6.757e-05 | 0.00017225 | 0.00018448 | 0 | 6.847e-05
5928 | 247 | 9 | 0.00011415 | 0.0001187 | 0.00013159 | 6.196e-05 | 6.499e-05 | 9.211e-05 | 9.488e-05 | 0 | 8.13e-05 | 8.667e-05 | 9.095e-05 | 6.3e-05 | 6.094e-05 | 5.912e-05 | 0.0001508 | 0.00018682 | 0 | 6.847e-05
5929 | 248 | 9 | 0.00011416 | 0.00010836 | 0.00010193 | 5.722e-05 | 7.476e-05 | 8.894e-05 | 9.061e-05 | 0 | 6.703e-05 | 7.448e-05 | 8.155e-05 | 5.486e-05 | 5.427e-05 | 5.385e-05 | 0.00014792 | 0.00018485 | 0 | 6.804e-05
5930 | 248 | 9 | 0.00011415 | 0.00011502 | 0.00010128 | 5.361e-05 | 7.373e-05 | 8.605e-05 | 8.796e-05 | 0 | 5.793e-05 | 6.43e-05 | 7.248e-05 | 1.889e-05 | 3.766e-05 | 5.604e-05 | 0.00014307 | 0.00018213 | 0 | 6.804e-05
5931 | 248 | 9 | 0.00011416 | 0.00010982 | 9.161e-05 | 6.117e-05 | 6.871e-05 | 8.493e-05 | 8.675e-05 | 0 | 2.769e-05 | 5.239e-05 | 6.58e-05 | 1.335e-05 | 3.744e-05 | 6.103e-05 | 0.00015416 | 0.00018116 | 0 | 6.804e-05
5932 | 248 | 9 | 0.00011415 | 0.00010446 | 0.00010379 | 5.319e-05 | 7.382e-05 | 8.439e-05 | 8.621e-05 | 0 | 1.725e-05 | 4.416e-05 | 6.201e-05 | 1.339e-05 | 4.694e-05 | 7.983e-05 | 0.00016161 | 0.00018121 | 0 | 6.804e-05
5933 | 248 | 9 | 0.00011416 | 0.00011331 | 9.72e-05 | 6.165e-05 | 7.349e-05 | 8.555e-05 | 8.634e-05 | 0 | 1.449e-05 | 4.331e-05 | 6.435e-05 | 1.884e-05 | 5.634e-05 | 9.317e-05 | 0.00015739 | 0.00018383 | 0 | 6.804e-05
5934 | 248 | 9 | 0.00011415 | 0.00010978 | 0.00011092 | 0.00010908 | 0.00012861 | 8.73e-05 | 8.76e-05 | 0 | 1.775e-05 | 4.814e-05 | 7.075e-05 | 4.662e-05 | 7.738e-05 | 0.00010774 | 0.00015095 | 0.00018561 | 0 | 6.804e-05
5935 | 248 | 9 | 0.00011416 | 0.00011202 | 0.00011096 | 0.00010527 | 0.00013068 | 8.841e-05 | 8.849e-05 | 0 | 4.013e-05 | 6.003e-05 | 8.061e-05 | 0.00012274 | 0.00011712 | 0.00011219 | 0.00015641 | 0.00018612 | 7.4424e-05 | 6.804e-05
5936 | 248 | 9 | 0.00011415 | 0.0001086 | 9.718e-05 | 0.00016262 | 0.00019304 | 9.352e-05 | 9.406e-05 | 0 | 0.00010394 | 8.366e-05 | 9.068e-05 | 0.00022047 | 0.00017804 | 0.00013754 | 0.00016556 | 0.00018708 | 6.1732e-05 | 6.804e-05
5937 | 248 | 9 | 0.00011416 | 0.00010657 | 0.0001091 | 0.00016659 | 0.00018786 | 9.804e-05 | 9.924e-05 | 0 | 0.00019309 | 0.00012374 | 0.00010466 | 0.00021139 | 0.00019362 | 0.00017732 | 0.00017006 | 0.00018718 | 7.3907e-05 | 6.804e-05
5938 | 248 | 9 | 0.00011415 | 0.00011244 | 9.057e-05 | 0.00016622 | 0.00020103 | 0.00010414 | 0.00010194 | 0 | 0.00020503 | 0.00015906 | 0.00012481 | 0.00016676 | 0.00017397 | 0.00018197 | 0.0001627 | 0.0001863 | 0.00011883 | 6.804e-05
5939 | 248 | 9 | 0.00011416 | 0.00010922 | 9.707e-05 | 0.00015696 | 0.00019314 | 0.00011161 | 0.00010314 | 0 | 0.00017526 | 0.00017261 | 0.00014288 | 0.000167 | 0.00017287 | 0.00017955 | 0.00017067 | 0.00018738 | 0.00012815 | 6.804e-05
5940 | 248 | 9 | 0.00011415 | 0.00010581 | 0.00011319 | 0.00016144 | 0.00018776 | 0.00011217 | 0.0001035 | 0 | 0.00017025 | 0.00017496 | 0.00015693 | 0.0001692 | 0.00017097 | 0.00017364 | 0.00015021 | 0.00018715 | 0.0004217 | 6.804e-05
5941 | 248 | 9 | 0.00011416 | 0.0001078 | 9.316e-05 | 0.00015914 | 0.0001999 | 0.00010632 | 0.00010275 | 0 | 0.00016959 | 0.00017365 | 0.00016625 | 0.00016125 | 0.00016383 | 0.00016722 | 0.0001572 | 0.00018861 | 0.00023059 | 6.804e-05
5942 | 248 | 9 | 0.00011415 | 0.00011106 | 0.00010128 | 0.00015854 | 0.00019615 | 0.00010137 | 0.00010191 | 0 | 0.00016284 | 0.00016975 | 0.00017046 | 0.00017717 | 0.00016807 | 0.00016008 | 0.00017281 | 0.00018924 | 0.00047928 | 6.804e-05
5943 | 248 | 9 | 0.00011416 | 0.00010826 | 0.00010143 | 0.0001566 | 0.00019945 | 0.0001003 | 0.00010152 | 0 | 0.00017418 | 0.00016804 | 0.00016978 | 0.0001817 | 0.00016588 | 0.0001513 | 0.00019029 | 0.00018955 | 0.000109 | 6.804e-05
5944 | 248 | 9 | 0.00011415 | 0.00011426 | 0.00010641 | 0.00015894 | 0.00018776 | 9.93e-05 | 0.00010325 | 0 | 0.00017975 | 0.00016691 | 0.00016562 | 0.00019766 | 0.00015301 | 0.00011016 | 0.00019338 | 0.00019013 | 0.00042962 | 6.804e-05
5945 | 248 | 9 | 0.00011416 | 0.00010842 | 0.00010222 | 0.00016248 | 0.00019766 | 0.0001024 | 0.00010842 | 0 | 0.00019352 | 0.00016172 | 0.00015202 | 0.00021283 | 0.00015879 | 0.00010681 | 0.00020049 | 0.00019027 | 8.3155e-05 | 6.804e-05
5946 | 248 | 9 | 0.00011415 | 0.00011364 | 0.0001042 | 0.00016387 | 0.00019671 | 0.00010688 | 0.00010949 | 0 | 0.00020828 | 0.00015924 | 0.00013868 | 0.00020328 | 0.00015907 | 0.00011671 | 0.00020163 | 0.00019028 | 4.6927e-05 | 6.804e-05
5947 | 248 | 9 | 0.00011416 | 0.00011158 | 0.00010446 | 0.00010576 | 0.00012919 | 0.00010735 | 0.00010877 | 0 | 0.000204 | 0.00015869 | 0.00012949 | 0.00016267 | 0.00013375 | 0.00010616 | 0.00020757 | 0.00019029 | 0 | 6.804e-05
5948 | 248 | 9 | 0.00011415 | 0.00010776 | 9.424e-05 | 0.00011322 | 0.00012967 | 0.00010925 | 0.00011084 | 0 | 0.00017197 | 0.00014971 | 0.0001203 | 0.0001281 | 0.00011433 | 0.00010142 | 0.00020531 | 0.00019029 | 0 | 6.804e-05
5949 | 248 | 9 | 0.00011416 | 0.00011389 | 9.081e-05 | 5.687e-05 | 6.611e-05 | 0.00010801 | 0.00010951 | 0 | 0.00013874 | 0.00013447 | 0.00011264 | 8.548e-05 | 8.717e-05 | 8.919e-05 | 0.00020244 | 0.00019029 | 0 | 6.804e-05
5950 | 248 | 9 | 0.00011415 | 0.00011194 | 0.0001068 | 5.495e-05 | 7.63e-05 | 0.00010322 | 0.00010498 | 0 | 9.809e-05 | 0.00011354 | 0.00010533 | 8.726e-05 | 8.754e-05 | 8.819e-05 | 0.00019718 | 0.00019029 | 0 | 6.804e-05
5951 | 248 | 9 | 0.00011416 | 0.00011182 | 0.00010887 | 6.213e-05 | 7.335e-05 | 9.823e-05 | 9.866e-05 | 6.36e-06 | 9.054e-05 | 9.907e-05 | 9.962e-05 | 7.77e-05 | 7.206e-05 | 6.682e-05 | 0.00019338 | 0.00019029 | 0 | 6.804e-05
5952 | 248 | 9 | 0.00011415 | 0.00010887 | 0.00011274 | 5.758e-05 | 6.637e-05 | 9.32e-05 | 9.348e-05 | 1.484e-05 | 8.053e-05 | 8.614e-05 | 9.044e-05 | 6.272e-05 | 6.066e-05 | 5.885e-05 | 0.00017864 | 0.00019025 | 0 | 6.804e-05
5953 | 249 | 9 | 0.00011416 | 0.00011655 | 9.009e-05 | 5.644e-05 | 6.868e-05 | 8.999e-05 | 8.997e-05 | 3.392e-05 | 6.665e-05 | 7.399e-05 | 8.111e-05 | 5.426e-05 | 5.368e-05 | 5.326e-05 | 0.0001818 | 0.00019024 | 0 | 6.743e-05
5954 | 249 | 9 | 0.00011415 | 0.00011115 | 0.00010164 | 6.256e-05 | 7.046e-05 | 8.8e-05 | 8.848e-05 | 2.332e-05 | 5.736e-05 | 6.38e-05 | 7.202e-05 | 1.887e-05 | 3.761e-05 | 5.597e-05 | 0.00018598 | 0.00019028 | 0 | 6.743e-05
5955 | 249 | 9 | 0.00011416 | 0.0001121 | 9.791e-05 | 5.583e-05 | 7.528e-05 | 8.687e-05 | 8.821e-05 | 4.875e-05 | 2.754e-05 | 5.204e-05 | 6.541e-05 | 1.337e-05 | 3.748e-05 | 6.109e-05 | 0.00018873 | 0.00019028 | 0 | 6.743e-05
5956 | 249 | 9 | 0.00011415 | 0.0001219 | 9.805e-05 | 5.62e-05 | 6.966e-05 | 8.741e-05 | 8.884e-05 | 4.875e-05 | 1.722e-05 | 4.399e-05 | 6.173e-05 | 1.354e-05 | 4.746e-05 | 8.073e-05 | 0.00018535 | 0.00019027 | 0 | 6.743e-05
5957 | 249 | 9 | 0.00011416 | 0.0001184 | 9.969e-05 | 5.653e-05 | 7.647e-05 | 9.46e-05 | 9.236e-05 | 3.603e-05 | 1.46e-05 | 4.344e-05 | 6.435e-05 | 1.901e-05 | 5.683e-05 | 9.397e-05 | 0.00018615 | 0.00019028 | 0 | 6.743e-05
5958 | 249 | 9 | 0.00011415 | 0.00011362 | 0.0001003 | 0.0001123 | 0.00012979 | 0.00010715 | 0.00010232 | 2.119e-05 | 1.79e-05 | 4.847e-05 | 7.1e-05 | 4.624e-05 | 7.675e-05 | 0.00010687 | 0.00018429 | 0.00019029 | 0 | 6.743e-05
5959 | 249 | 9 | 0.00011416 | 0.00011938 | 0.00010538 | 0.00010568 | 0.00013369 | 0.00011561 | 0.00011492 | 0 | 3.987e-05 | 6.006e-05 | 8.07e-05 | 0.0001234 | 0.00011775 | 0.00011279 | 0.00017944 | 0.00019028 | 4.6138e-05 | 6.743e-05
5960 | 249 | 9 | 0.00011415 | 0.00011156 | 9.718e-05 | 0.00016593 | 0.00019077 | 0.00012176 | 0.00012481 | 0 | 0.00010441 | 8.381e-05 | 9.09e-05 | 0.00022062 | 0.00017816 | 0.00013763 | 0.00017459 | 0.00019024 | 0.00027594 | 6.743e-05
5961 | 249 | 9 | 0.00011416 | 0.00011641 | 9.226e-05 | 0.00016367 | 0.00019577 | 0.00012453 | 0.00012846 | 0 | 0.00019328 | 0.00012392 | 0.00010487 | 0.00021131 | 0.00019354 | 0.00017725 | 0.00017351 | 0.00019001 | 0.00018156 | 6.743e-05
5962 | 249 | 9 | 0.00011415 | 0.00011539 | 8.471e-05 | 0.00015848 | 0.00019217 | 0.00012638 | 0.00012881 | 0 | 0.00020501 | 0.00015916 | 0.00012494 | 0.00016845 | 0.00017574 | 0.00018382 | 0.00016529 | 0.00018896 | 0.00034457 | 6.743e-05
5963 | 249 | 9 | 0.00011416 | 0.00011227 | 0.0001054 | 0.00016398 | 0.00018952 | 0.00012865 | 0.00012914 | 0 | 0.00017659 | 0.00017328 | 0.00014336 | 0.00016713 | 0.00017301 | 0.00017969 | 0.00018705 | 0.00018558 | 7.9303e-05 | 6.743e-05
5964 | 249 | 9 | 0.00011415 | 0.00011601 | 9.95e-05 | 0.00016734 | 0.00019804 | 0.00012547 | 0.00012746 | 0 | 0.00017061 | 0.0001756 | 0.00015741 | 0.00016895 | 0.00017073 | 0.00017339 | 0.00014836 | 0.00016993 | 0.00027342 | 6.743e-05
5965 | 249 | 9 | 0.00011416 | 0.00012213 | 9.875e-05 | 0.00016025 | 0.0001984 | 0.00012523 | 0.00012884 | 0 | 0.0001695 | 0.00017395 | 0.0001666 | 0.00016074 | 0.00016331 | 0.00016669 | 0.00016341 | 0.00017153 | 0.00025388 | 6.743e-05
5966 | 249 | 9 | 0.00011415 | 0.00012163 | 9.688e-05 | 0.00016606 | 0.0001988 | 0.00012442 | 0.00012843 | 0 | 0.00016245 | 0.00016965 | 0.00017062 | 0.00017697 | 0.00016788 | 0.0001599 | 0.00018327 | 0.00017328 | 0.0002505 | 6.743e-05
5967 | 249 | 9 | 0.00011416 | 0.00011175 | 0.00010133 | 0.00015891 | 0.00019633 | 0.00012489 | 0.00012774 | 0 | 0.00017394 | 0.00016781 | 0.00016983 | 0.00018228 | 0.0001664 | 0.00015178 | 0.00018585 | 0.00017527 | 0.00010739 | 6.743e-05
5968 | 249 | 9 | 0.00011415 | 0.00011578 | 0.00010212 | 0.00016111 | 0.00020151 | 0.0001237 | 0.00012837 | 0 | 0.00018014 | 0.00016694 | 0.00016567 | 0.00019588 | 0.00015163 | 0.00010917 | 0.00018345 | 0.00017931 | 0.00037462 | 6.743e-05
5969 | 249 | 9 | 0.00011416 | 0.00012093 | 9.123e-05 | 0.00016153 | 0.00019218 | 0.00012449 | 0.00012889 | 0 | 0.00019219 | 0.00016131 | 0.00015182 | 0.0002146 | 0.00016011 | 0.0001077 | 0.00016728 | 0.00018297 | 0.00012004 | 6.743e-05
5970 | 249 | 9 | 0.00011415 | 0.00012147 | 0.00010388 | 0.0001563 | 0.00019889 | 0.00012446 | 0.00012506 | 0 | 0.00020943 | 0.00015933 | 0.00013868 | 0.00020576 | 0.00016102 | 0.00011814 | 0.0001564 | 0.00018316 | 3.9444e-05 | 6.743e-05
5971 | 249 | 9 | 0.00011416 | 0.00011368 | 9.425e-05 | 0.00011531 | 0.00013068 | 0.00011992 | 0.00012287 | 0 | 0.00020613 | 0.0001596 | 0.00012982 | 0.0001647 | 0.00013542 | 0.00010748 | 0.00016178 | 0.00018212 | 0 | 6.743e-05
5972 | 249 | 9 | 0.00011415 | 0.00011644 | 0.00010351 | 0.00011234 | 0.000135 | 0.00012107 | 0.00012431 | 0 | 0.00017397 | 0.00015111 | 0.00012093 | 0.00012826 | 0.00011447 | 0.00010155 | 0.00015988 | 0.00018101 | 0 | 6.743e-05
5973 | 249 | 9 | 0.00011416 | 0.0001162 | 9.774e-05 | 5.336e-05 | 7.256e-05 | 0.00011837 | 0.00012309 | 0 | 0.00013933 | 0.00013551 | 0.00011326 | 8.385e-05 | 8.551e-05 | 8.749e-05 | 0.00016131 | 0.00018092 | 0 | 6.743e-05
5974 | 249 | 9 | 0.00011415 | 0.00011176 | 8.592e-05 | 6.344e-05 | 6.62e-05 | 0.00011426 | 0.00011504 | 0 | 9.699e-05 | 0.00011349 | 0.00010552 | 8.804e-05 | 8.833e-05 | 8.898e-05 | 0.00016681 | 0.00018076 | 0 | 6.743e-05
5975 | 249 | 9 | 0.00011416 | 0.00011726 | 9.851e-05 | 6.152e-05 | 7.074e-05 | 0.00010789 | 0.00010806 | 0 | 9.096e-05 | 9.903e-05 | 9.987e-05 | 7.811e-05 | 7.244e-05 | 6.717e-05 | 0.00017116 | 0.00018081 | 0 | 6.743e-05
5976 | 249 | 9 | 0.00011415 | 0.00012203 | 0.00010511 | 5.743e-05 | 6.299e-05 | 0.00010206 | 0.00010034 | 0 | 8.089e-05 | 8.63e-05 | 9.064e-05 | 6.323e-05 | 6.117e-05 | 5.934e-05 | 0.0001636 | 0.0001789 | 0 | 6.743e-05
5977 | 250 | 9 | 0.00011416 | 0.00011527 | 0.00012665 | 5.708e-05 | 6.482e-05 | 9.783e-05 | 9.555e-05 | 0 | 6.712e-05 | 7.434e-05 | 8.132e-05 | 5.487e-05 | 5.428e-05 | 5.386e-05 | 0.00016816 | 0.00017876 | 0 | 6.691e-05
5978 | 250 | 9 | 0.00011415 | 0.00011086 | 0.00014552 | 5.254e-05 | 6.851e-05 | 9.594e-05 | 9.343e-05 | 2.13e-06 | 5.795e-05 | 6.427e-05 | 7.231e-05 | 1.883e-05 | 3.754e-05 | 5.587e-05 | 0.00016573 | 0.00017976 | 0 | 6.691e-05
5979 | 250 | 9 | 0.00011416 | 0.00011039 | 0.00013496 | 6.336e-05 | 6.755e-05 | 9.482e-05 | 9.263e-05 | 1.06e-05 | 2.764e-05 | 5.235e-05 | 6.567e-05 | 1.356e-05 | 3.802e-05 | 6.197e-05 | 0.00016858 | 0.00018097 | 0 | 6.691e-05
5980 | 250 | 9 | 0.00011415 | 0.00011215 | 0.00012651 | 5.29e-05 | 7.098e-05 | 9.603e-05 | 9.3e-05 | 0 | 1.741e-05 | 4.434e-05 | 6.213e-05 | 1.339e-05 | 4.692e-05 | 7.98e-05 | 0.0001666 | 0.0001798 | 0 | 6.691e-05
5981 | 250 | 9 | 0.00011416 | 0.00011328 | 0.00013285 | 5.521e-05 | 7.137e-05 | 9.991e-05 | 9.618e-05 | 2.119e-05 | 1.452e-05 | 4.347e-05 | 6.45e-05 | 1.887e-05 | 5.642e-05 | 9.33e-05 | 0.00016415 | 0.00017583 | 0 | 6.691e-05
5982 | 250 | 9 | 0.00011415 | 0.00011441 | 0.00014052 | 0.00011157 | 0.00013651 | 0.0001112 | 0.00010586 | 0 | 1.778e-05 | 4.826e-05 | 7.093e-05 | 4.608e-05 | 7.649e-05 | 0.0001065 | 0.00015009 | 0.00017393 | 0 | 6.691e-05
5983 | 250 | 9 | 0.00011416 | 0.00011765 | 0.00014526 | 0.00011346 | 0.00013759 | 0.00011955 | 0.00011815 | 0 | 3.972e-05 | 5.978e-05 | 8.049e-05 | 0.00012302 | 0.00011739 | 0.00011245 | 0.00014001 | 0.00017181 | 6.0035e-05 | 6.691e-05
5984 | 250 | 9 | 0.00011415 | 0.0001128 | 0.00012731 | 0.00016163 | 0.00019479 | 0.00012463 | 0.00012727 | 0 | 0.00010408 | 8.349e-05 | 9.06e-05 | 0.00021687 | 0.00017513 | 0.00013529 | 0.00013524 | 0.00017259 | 0.00023977 | 6.691e-05
5985 | 250 | 9 | 0.00011416 | 0.00011413 | 0.00014463 | 0.0001625 | 0.00019154 | 0.00012771 | 0.00013074 | 0 | 0.00019029 | 0.00012262 | 0.00010405 | 0.00021002 | 0.00019237 | 0.00017617 | 0.00012672 | 0.000167 | 0.00040653 | 6.691e-05
5986 | 250 | 9 | 0.00011415 | 0.00011187 | 0.0001268 | 0.00015613 | 0.00019986 | 0.00012836 | 0.00013121 | 0 | 0.00020342 | 0.00015763 | 0.00012398 | 0.0001667 | 0.00017391 | 0.00018191 | 0.00013006 | 0.00016644 | 0.0001988 | 6.691e-05
5987 | 250 | 9 | 0.00011416 | 0.00011889 | 0.0001425 | 0.00015733 | 0.000199 | 0.00013016 | 0.00013068 | 0 | 0.00017483 | 0.00017161 | 0.00014211 | 0.00016624 | 0.00017209 | 0.00017874 | 0.00012395 | 0.00016614 | 0.00023959 | 6.691e-05
5988 | 250 | 9 | 0.00011415 | 0.00011513 | 0.00013335 | 0.00016103 | 0.00019033 | 0.00012674 | 0.00012992 | 0 | 0.00016951 | 0.00017419 | 0.00015612 | 0.0001684 | 0.00017017 | 0.00017282 | 6.6438e-05 | 0.0001623 | 5.6896e-05 | 6.691e-05
5989 | 250 | 9 | 0.00011416 | 0.00011812 | 0.00014553 | 0.00016429 | 0.00019134 | 0.00012701 | 0.0001322 | 0 | 0.00016882 | 0.00017291 | 0.00016542 | 0.00016057 | 0.00016313 | 0.00016651 | 6.4982e-05 | 0.00015658 | 9.3047e-05 | 6.691e-05
5990 | 250 | 9 | 0.00011415 | 0.00011493 | 0.00012448 | 0.00016496 | 0.00019369 | 0.00012695 | 0.00013284 | 0 | 0.00016215 | 0.00016901 | 0.00016969 | 0.00017904 | 0.00016984 | 0.00016177 | 7.2061e-05 | 0.00015332 | 0.00012586 | 6.691e-05
5991 | 250 | 9 | 0.00011416 | 0.00011356 | 0.00012994 | 0.00015942 | 0.00019674 | 0.00012565 | 0.0001327 | 0 | 0.00017548 | 0.00016822 | 0.00016957 | 0.00018221 | 0.00016634 | 0.00015172 | 7.8811e-05 | 0.00015223 | 7.7572e-05 | 6.691e-05
5992 | 250 | 9 | 0.00011415 | 0.00011075 | 0.00012884 | 0.00016493 | 0.0001922 | 0.00012555 | 0.00013315 | 0 | 0.00018038 | 0.00016744 | 0.00016564 | 0.0001976 | 0.00015296 | 0.00011012 | 8.7013e-05 | 0.00015541 | 0.00014052 | 6.691e-05
5993 | 250 | 9 | 0.00011416 | 0.00011478 | 0.00014038 | 0.00016555 | 0.00018971 | 0.00012716 | 0.00013347 | 0 | 0.00019362 | 0.0001621 | 0.00015215 | 0.00021144 | 0.00015776 | 0.00010611 | 9.6307e-05 | 0.00016195 | 0.00010168 | 6.691e-05
5994 | 250 | 9 | 0.00011415 | 0.00011221 | 0.00012376 | 0.00016652 | 0.00019228 | 0.00012604 | 0.00012839 | 0 | 0.00020725 | 0.00015906 | 0.00013871 | 0.00020666 | 0.00016172 | 0.00011865 | 9.4747e-05 | 0.00016468 | 4.1115e-05 | 6.691e-05
5995 | 250 | 9 | 0.00011416 | 0.00011889 | 0.00013236 | 0.00011494 | 0.00012867 | 0.00012237 | 0.00012609 | 0 | 0.00020643 | 0.00015937 | 0.00012996 | 0.00016261 | 0.0001337 | 0.00010612 | 0.00010456 | 0.00016445 | 0 | 6.691e-05
5996 | 250 | 9 | 0.00011415 | 0.00010992 | 0.00013827 | 0.00011485 | 0.00013597 | 0.00012279 | 0.00012754 | 0 | 0.00017236 | 0.0001504 | 0.00012068 | 0.00012802 | 0.00011426 | 0.00010136 | 0.00011126 | 0.00015486 | 0 | 6.691e-05
5997 | 250 | 9 | 0.00011416 | 0.00011288 | 0.00013689 | 5.397e-05 | 7.146e-05 | 0.00012093 | 0.00012476 | 4.24e-06 | 0.00013881 | 0.00013486 | 0.00011294 | 8.513e-05 | 8.682e-05 | 8.883e-05 | 0.00011343 | 0.00014876 | 0 | 6.691e-05
5998 | 250 | 9 | 0.00011415 | 0.00011468 | 0.00012956 | 6.306e-05 | 6.432e-05 | 0.00011654 | 0.00011698 | 1.06e-05 | 9.787e-05 | 0.00011356 | 0.00010548 | 8.722e-05 | 8.751e-05 | 8.815e-05 | 0.00011217 | 0.00013853 | 0 | 6.691e-05
5999 | 250 | 9 | 0.00011416 | 0.00011596 | 0.00013825 | 5.435e-05 | 7.508e-05 | 0.00010995 | 0.00011001 | 2.331e-05 | 9.046e-05 | 9.899e-05 | 9.971e-05 | 7.723e-05 | 7.163e-05 | 6.641e-05 | 0.00010974 | 0.00012575 | 0 | 6.691e-05
6000 | 250 | 9 | 0.00011415 | 0.00011704 | 0.00014293 | 5.409e-05 | 7.564e-05 | 0.00010342 | 0.00010197 | 0 | 8.014e-05 | 8.593e-05 | 9.036e-05 | 6.234e-05 | 6.03e-05 | 5.849e-05 | 8.8286e-05 | 0.00011596 | 0 | 6.691e-05
6001 | 251 | 9 | 0.00011416 | 0.00011817 | 0.00012619 | 6.124e-05 | 3.988e-05 | 9.946e-05 | 9.681e-05 | 1.907e-05 | 6.627e-05 | 7.368e-05 | 8.093e-05 | 6.837e-05 | 6.088e-05 | 5.369e-05 | 9.0332e-05 | 9.9858e-05 | 0 | 6.96e-05
6002 | 251 | 9 | 0.00011415 | 0.00012343 | 0.00012257 | 5.932e-05 | 3.85e-05 | 9.627e-05 | 9.453e-05 | 2.967e-05 | 6.829e-05 | 6.617e-05 | 7.193e-05 | 3.535e-05 | 4.59e-05 | 5.625e-05 | 9.8808e-05 | 8.5764e-05 | 0 | 6.96e-05
6003 | 251 | 9 | 0.00011416 | 0.00011455 | 0.00011943 | 5.505e-05 | 3.748e-05 | 9.48e-05 | 9.343e-05 | 3.18e-05 | 4.249e-05 | 5.729e-05 | 6.54e-05 | 2.213e-05 | 4.2e-05 | 6.144e-05 | 0.00010205 | 8.3236e-05 | 0 | 6.96e-05
6004 | 251 | 9 | 0.00011415 | 0.00011323 | 0.00012904 | 5.394e-05 | 3.773e-05 | 9.546e-05 | 9.344e-05 | 4.662e-05 | 2.723e-05 | 4.968e-05 | 6.183e-05 | 2.153e-05 | 5.102e-05 | 7.993e-05 | 9.7475e-05 | 7.9581e-05 | 0 | 6.96e-05
6005 | 251 | 9 | 0.00011416 | 0.00011724 | 0.00012749 | 6.025e-05 | 3.988e-05 | 9.951e-05 | 9.575e-05 | 2.967e-05 | 2.325e-05 | 4.834e-05 | 6.43e-05 | 2.343e-05 | 5.866e-05 | 9.323e-05 | 9.1895e-05 | 7.8242e-05 | 0 | 6.96e-05
6006 | 251 | 9 | 0.00011415 | 0.00011801 | 0.00011824 | 0.00010812 | 8.103e-05 | 0.00010964 | 0.00010524 | 4.24e-06 | 2.332e-05 | 5.204e-05 | 7.079e-05 | 2.962e-05 | 6.827e-05 | 0.00010625 | 8.9449e-05 | 8.2881e-05 | 0 | 6.96e-05
6007 | 251 | 9 | 0.00011416 | 0.00011892 | 0.00012171 | 0.00010668 | 7.728e-05 | 0.00011874 | 0.00011772 | 0 | 2.814e-05 | 5.898e-05 | 8.036e-05 | 4.587e-05 | 7.89e-05 | 0.00011144 | 8.7761e-05 | 8.7369e-05 | 5.2611e-05 | 6.96e-05
6008 | 251 | 9 | 0.00011415 | 0.00012047 | 0.00012657 | 0.00015823 | 0.00011711 | 0.00012235 | 0.00012762 | 0 | 4.182e-05 | 6.788e-05 | 9.027e-05 | 6.866e-05 | 0.00010325 | 0.00013748 | 8.1277e-05 | 9.0363e-05 | 0.00019007 | 6.96e-05
6009 | 251 | 9 | 0.00011416 | 0.00012142 | 0.00011649 | 0.00015954 | 0.00011766 | 0.00012668 | 0.00013065 | 0 | 6.238e-05 | 8.282e-05 | 0.00010425 | 0.00010001 | 0.00013875 | 0.00017728 | 7.3726e-05 | 9.3908e-05 | 0.00028338 | 6.96e-05
6010 | 251 | 9 | 0.00011415 | 0.00011542 | 0.00011299 | 0.00016381 | 0.00011334 | 0.00012872 | 0.00013105 | 0 | 9.119e-05 | 0.00010674 | 0.00012443 | 0.00012897 | 0.0001558 | 0.0001828 | 6.2124e-05 | 9.4241e-05 | 0.0004072 | 6.96e-05
6011 | 251 | 9 | 0.00011416 | 0.00011733 | 0.00012991 | 0.00016052 | 0.00011541 | 0.00013144 | 0.00013142 | 0 | 0.00011995 | 0.00013044 | 0.00014275 | 0.0001362 | 0.00015733 | 0.00017877 | 5.8368e-05 | 9.1798e-05 | 0.00013252 | 6.96e-05
6012 | 251 | 9 | 0.00011415 | 0.00011668 | 0.00012696 | 0.000159 | 0.00011533 | 0.00012823 | 0.00012981 | 0 | 0.00013195 | 0.00014572 | 0.00015674 | 0.00013899 | 0.00015692 | 0.00017523 | 1.7323e-05 | 7.6806e-05 | 0.00025094 | 6.96e-05
6013 | 251 | 9 | 0.00011416 | 0.00012057 | 0.00012199 | 0.00015856 | 0.0001132 | 0.00012867 | 0.00013063 | 0 | 0.00013729 | 0.000153 | 0.00016649 | 0.00013034 | 0.00014902 | 0.00016801 | 1.9094e-05 | 7.2427e-05 | 0.00024656 | 6.96e-05
6014 | 251 | 9 | 0.00011415 | 0.00012148 | 0.00012392 | 0.0001627 | 0.00011381 | 0.00012772 | 0.00013044 | 0 | 0.0001319 | 0.00015298 | 0.0001709 | 0.00011201 | 0.00013607 | 0.00016024 | 2.182e-05 | 5.9416e-05 | 0.00015185 | 6.96e-05
6015 | 251 | 9 | 0.00011416 | 0.0001131 | 0.00011501 | 0.00016196 | 0.00011427 | 0.00012766 | 0.00013029 | 0 | 0.00011659 | 0.00014663 | 0.00017024 | 0.00012686 | 0.00013942 | 0.00015235 | 2.3418e-05 | 4.8402e-05 | 0.0001464 | 6.96e-05
6016 | 251 | 9 | 0.00011415 | 0.00011785 | 0.00012625 | 0.00015777 | 0.00011722 | 0.00012655 | 0.00013096 | 0 | 0.00012505 | 0.00014224 | 0.00016624 | 0.00013336 | 0.00012093 | 0.00010931 | 2.2599e-05 | 4.2065e-05 | 0.00013637 | 6.96e-05
6017 | 251 | 9 | 0.00011416 | 0.00011949 | 0.00012725 | 0.00016659 | 0.00011947 | 0.00012562 | 0.00013222 | 0 | 0.00013126 | 0.0001336 | 0.00015238 | 0.00013986 | 0.00012298 | 0.00010703 | 2.3036e-05 | 3.8942e-05 | 0.00010173 | 6.96e-05
6018 | 251 | 9 | 0.00011415 | 0.00011629 | 0.00012846 | 0.00016113 | 0.00011395 | 0.00012331 | 0.00012728 | 0 | 0.00013768 | 0.00012759 | 0.00013895 | 0.00014215 | 0.00013012 | 0.00011896 | 2.1498e-05 | 3.7673e-05 | 3.6525e-05 | 6.96e-05
6019 | 251 | 9 | 0.00011416 | 0.00011989 | 0.0001178 | 0.00011314 | 8.111e-05 | 0.00011904 | 0.00012491 | 0 | 0.00014106 | 0.00012713 | 0.00013015 | 0.00014024 | 0.00012279 | 0.00010628 | 2.3021e-05 | 3.6434e-05 | 0 | 6.96e-05
6020 | 251 | 9 | 0.00011415 | 0.00012033 | 0.00011328 | 0.00011104 | 8.25e-05 | 0.00012016 | 0.00012627 | 0 | 0.00014037 | 0.00012573 | 0.00012088 | 0.00014293 | 0.00012162 | 0.00010133 | 3.301e-05 | 3.7146e-05 | 0 | 6.96e-05
6021 | 251 | 9 | 0.00011416 | 0.00011195 | 0.00011712 | 6.054e-05 | 4.378e-05 | 0.0001181 | 0.00012519 | 0 | 0.00014242 | 0.00012389 | 0.00011308 | 8.447e-05 | 8.619e-05 | 8.819e-05 | 4.6723e-05 | 3.5891e-05 | 0 | 6.96e-05
6022 | 251 | 9 | 0.00011415 | 0.00011524 | 0.00012008 | 5.598e-05 | 4.135e-05 | 0.00011389 | 0.000117 | 0 | 9.718e-05 | 0.0001098 | 0.00010548 | 8.735e-05 | 8.769e-05 | 8.834e-05 | 5.5976e-05 | 3.4158e-05 | 0 | 6.96e-05
6023 | 251 | 9 | 0.00011416 | 0.00011715 | 0.00011549 | 6.342e-05 | 3.967e-05 | 0.00010826 | 0.00010956 | 0 | 9.075e-05 | 9.808e-05 | 9.971e-05 | 8.467e-05 | 7.56e-05 | 6.697e-05 | 5.0292e-05 | 3.1149e-05 | 0 | 6.96e-05
6024 | 251 | 9 | 0.00011415 | 0.00012297 | 0.0001218 | 6.109e-05 | 4.201e-05 | 0.00010208 | 0.00010235 | 0 | 8.623e-05 | 8.724e-05 | 9.045e-05 | 7.855e-05 | 6.829e-05 | 5.846e-05 | 6.0274e-05 | 2.9256e-05 | 0 | 6.96e-05
6025 | 252 | 9 | 0.00011416 | 0.00011557 | 0.00014466 | 6.003e-05 | 1.384e-05 | 9.787e-05 | 9.723e-05 | 0 | 8.003e-05 | 7.797e-05 | 8.099e-05 | 6.794e-05 | 6.049e-05 | 5.335e-05 | 5.7169e-05 | 2.4246e-05 | 0 | 6.951e-05
6026 | 252 | 9 | 0.00011415 | 0.00012166 | 0.00012562 | 5.973e-05 | 1.345e-05 | 9.455e-05 | 9.491e-05 | 0 | 7.075e-05 | 6.949e-05 | 7.191e-05 | 3.513e-05 | 4.562e-05 | 5.591e-05 | 6.2238e-05 | 1.9698e-05 | 0 | 6.951e-05
6027 | 252 | 9 | 0.00011416 | 0.00012027 | 0.00013546 | 5.943e-05 | 1.447e-05 | 9.346e-05 | 9.404e-05 | 0 | 4.322e-05 | 5.89e-05 | 6.532e-05 | 2.199e-05 | 4.174e-05 | 6.105e-05 | 5.5879e-05 | 1.2634e-05 | 0 | 6.951e-05
6028 | 252 | 9 | 0.00011415 | 0.00011504 | 0.00013019 | 5.215e-05 | 1.463e-05 | 9.427e-05 | 9.432e-05 | 0 | 2.739e-05 | 5.018e-05 | 6.166e-05 | 2.145e-05 | 5.083e-05 | 7.963e-05 | 5.2287e-05 | 8.8381e-06 | 0 | 6.951e-05
6029 | 252 | 9 | 0.00011416 | 0.00011622 | 0.00014654 | 5.743e-05 | 1.349e-05 | 9.871e-05 | 9.687e-05 | 0 | 2.315e-05 | 4.839e-05 | 6.406e-05 | 2.336e-05 | 5.847e-05 | 9.292e-05 | 5.3641e-05 | 8.8918e-06 | 0 | 6.951e-05
6030 | 252 | 9 | 0.00011415 | 0.00011349 | 0.00014434 | 0.00011053 | 2.565e-05 | 0.00011014 | 0.00010699 | 0 | 2.324e-05 | 5.19e-05 | 7.051e-05 | 2.997e-05 | 6.909e-05 | 0.00010752 | 5.5804e-05 | 1.0828e-05 | 0 | 6.951e-05
6031 | 252 | 9 | 0.00011416 | 0.00012086 | 0.00013868 | 0.00011012 | 2.528e-05 | 0.00011856 | 0.00011946 | 0 | 2.839e-05 | 5.914e-05 | 8.04e-05 | 4.62e-05 | 7.945e-05 | 0.00011223 | 5.3701e-05 | 1.0326e-05 | 6.1486e-05 | 6.951e-05
6032 | 252 | 9 | 0.00011415 | 0.0001151 | 0.00014648 | 0.00016396 | 3.886e-05 | 0.00012235 | 0.00012867 | 0 | 4.212e-05 | 6.829e-05 | 9.053e-05 | 6.762e-05 | 0.00010168 | 0.00013539 | 5.0524e-05 | 1.0407e-05 | 0.00024597 | 6.951e-05
6033 | 252 | 9 | 0.00011416 | 0.00011076 | 0.00014683 | 0.00015837 | 3.789e-05 | 0.00012625 | 0.00013197 | 0 | 6.164e-05 | 8.257e-05 | 0.00010408 | 9.996e-05 | 0.00013868 | 0.00017719 | 4.475e-05 | 1.2534e-05 | 0.00044133 | 6.951e-05
6034 | 252 | 9 | 0.00011415 | 0.00011373 | 0.00014445 | 0.00016105 | 3.835e-05 | 0.00012848 | 0.00013237 | 0 | 9.102e-05 | 0.00010636 | 0.00012426 | 0.00012924 | 0.00015613 | 0.00018319 | 2.4358e-05 | 1.6573e-05 | 0.00058212 | 6.951e-05
6035 | 252 | 9 | 0.00011416 | 0.00011252 | 0.00014009 | 0.00016357 | 3.876e-05 | 0.00013033 | 0.00013239 | 0 | 0.00012011 | 0.0001303 | 0.00014267 | 0.00013653 | 0.00015771 | 0.00017921 | 2.6342e-05 | 2.1627e-05 | 0.0006671 | 6.951e-05
6036 | 252 | 9 | 0.00011415 | 0.00011669 | 0.00013937 | 0.0001615 | 3.793e-05 | 0.00012834 | 0.00013116 | 0 | 0.00013223 | 0.00014586 | 0.00015673 | 0.00013734 | 0.00015506 | 0.00017316 | 4.4068e-05 | 2.3609e-05 | 0.0006695 | 6.951e-05
6037 | 252 | 9 | 0.00011416 | 0.00011329 | 0.00013188 | 0.00016141 | 3.885e-05 | 0.0001289 | 0.00013221 | 0 | 0.00013607 | 0.00015247 | 0.00016602 | 0.00012931 | 0.00014785 | 0.00016669 | 5.8698e-05 | 3.0974e-05 | 0.00061728 | 6.951e-05
6038 | 252 | 9 | 0.00011415 | 0.00012131 | 0.00014329 | 0.00015885 | 4.021e-05 | 0.00012773 | 0.00013247 | 0 | 0.00013088 | 0.00015203 | 0.00017022 | 0.00011132 | 0.00013523 | 0.00015925 | 6.9147e-05 | 3.943e-05 | 0.00048855 | 6.951e-05
6039 | 252 | 9 | 0.00011416 | 0.00011759 | 0.00013773 | 0.00016661 | 3.868e-05 | 0.00012677 | 0.00013253 | 0 | 0.00011582 | 0.00014562 | 0.00016941 | 0.00012652 | 0.00013904 | 0.00015195 | 7.3726e-05 | 4.9821e-05 | 0.00055863 | 6.951e-05
6040 | 252 | 9 | 0.00011415 | 0.00011578 | 0.0001383 | 0.00015722 | 3.771e-05 | 0.00012704 | 0.00013353 | 0 | 0.0001246 | 0.00014147 | 0.00016541 | 0.00013371 | 0.00012125 | 0.0001096 | 7.5081e-05 | 6.0225e-05 | 0.00043329 | 6.951e-05
6041 | 252 | 9 | 0.00011416 | 0.00011149 | 0.00013665 | 0.00016301 | 3.773e-05 | 0.00012753 | 0.00013432 | 0 | 0.00013143 | 0.00013328 | 0.00015175 | 0.00014098 | 0.00012397 | 0.00010789 | 7.9596e-05 | 6.8087e-05 | 0.00022855 | 6.951e-05
6042 | 252 | 9 | 0.00011415 | 0.00012166 | 0.00012622 | 0.00015951 | 3.822e-05 | 0.00012397 | 0.0001302 | 0 | 0.00013858 | 0.00012786 | 0.0001387 | 0.00014016 | 0.0001283 | 0.0001173 | 7.8073e-05 | 6.9568e-05 | 4.5934e-05 | 6.951e-05
6043 | 252 | 9 | 0.00011416 | 0.00011816 | 0.00014162 | 0.00010625 | 2.597e-05 | 0.00011988 | 0.00012823 | 0 | 0.00013969 | 0.00012679 | 0.0001297 | 0.00014229 | 0.00012458 | 0.00010783 | 8.7263e-05 | 6.8328e-05 | 0 | 6.951e-05
6044 | 252 | 9 | 0.00011415 | 0.00011644 | 0.00013921 | 0.00011107 | 2.602e-05 | 0.00012095 | 0.00013028 | 0 | 0.00014173 | 0.00012597 | 0.00012091 | 0.00014424 | 0.00012273 | 0.00010226 | 0.00011843 | 7.199e-05 | 0 | 6.951e-05
6045 | 252 | 9 | 0.00011416 | 0.0001187 | 0.00014314 | 5.655e-05 | 1.409e-05 | 0.00011908 | 0.00012669 | 0 | 0.00014368 | 0.00012462 | 0.0001134 | 8.543e-05 | 8.717e-05 | 8.919e-05 | 0.00016261 | 7.996e-05 | 0 | 6.951e-05
6046 | 252 | 9 | 0.00011415 | 0.00011994 | 0.00013922 | 5.476e-05 | 1.421e-05 | 0.0001144 | 0.00011779 | 0 | 9.819e-05 | 0.00011075 | 0.00010603 | 8.655e-05 | 8.689e-05 | 8.753e-05 | 0.00018805 | 8.7717e-05 | 0 | 6.951e-05
6047 | 252 | 9 | 0.00011416 | 0.00012036 | 0.00012774 | 5.289e-05 | 1.284e-05 | 0.000108 | 0.00011058 | 0 | 9.038e-05 | 9.842e-05 | 0.00010003 | 8.446e-05 | 7.541e-05 | 6.68e-05 | 0.00019554 | 9.5791e-05 | 0 | 6.951e-05
6048 | 252 | 9 | 0.00011415 | 0.00011845 | 0.00013146 | 5.568e-05 | 1.51e-05 | 0.00010136 | 0.00010273 | 0 | 8.602e-05 | 8.722e-05 | 9.07e-05 | 7.936e-05 | 6.899e-05 | 5.906e-05 | 0.00020394 | 0.00010297 | 0 | 6.951e-05
6049 | 253 | 9 | 0.00011416 | 0.00011799 | 8.718e-05 | 5.772e-05 | 7.657e-05 | 9.731e-05 | 9.734e-05 | 0 | 8.06e-05 | 7.813e-05 | 8.126e-05 | 5.479e-05 | 5.421e-05 | 5.378e-05 | 0.00019576 | 0.00010124 | 0 | 6.951e-05
6050 | 253 | 9 | 0.00011415 | 0.00011137 | 0.00010176 | 5.98e-05 | 7.349e-05 | 9.525e-05 | 9.555e-05 | 0 | 6.06e-05 | 6.741e-05 | 7.218e-05 | 1.889e-05 | 3.766e-05 | 5.604e-05 | 0.00018458 | 8.9191e-05 | 0 | 6.951e-05
6051 | 253 | 9 | 0.00011416 | 0.00011614 | 8.976e-05 | 5.906e-05 | 7.171e-05 | 9.329e-05 | 9.442e-05 | 0 | 2.861e-05 | 5.407e-05 | 6.553e-05 | 1.342e-05 | 3.761e-05 | 6.131e-05 | 0.00016969 | 7.8738e-05 | 0 | 6.951e-05
6052 | 253 | 9 | 0.00011415 | 0.00011293 | 8.822e-05 | 6.058e-05 | 7.636e-05 | 9.48e-05 | 9.45e-05 | 0 | 1.762e-05 | 4.492e-05 | 6.189e-05 | 1.347e-05 | 4.721e-05 | 8.03e-05 | 0.00016374 | 7.3809e-05 | 0 | 6.951e-05
6053 | 253 | 9 | 0.00011416 | 0.00011385 | 0.0001062 | 5.349e-05 | 7.429e-05 | 9.884e-05 | 9.697e-05 | 0 | 1.456e-05 | 4.372e-05 | 6.441e-05 | 1.879e-05 | 5.619e-05 | 9.291e-05 | 0.00016264 | 6.9382e-05 | 0 | 6.951e-05
6054 | 253 | 9 | 0.00011415 | 0.00011251 | 8.902e-05 | 0.00011172 | 0.00013811 | 0.00011008 | 0.00010628 | 0 | 1.773e-05 | 4.828e-05 | 7.08e-05 | 4.657e-05 | 7.73e-05 | 0.00010763 | 0.00016362 | 6.7579e-05 | 0 | 6.951e-05
6055 | 253 | 9 | 0.00011416 | 0.00010884 | 0.00010658 | 0.00011278 | 0.00013495 | 0.00011817 | 0.00011818 | 0 | 4.009e-05 | 6.002e-05 | 8.065e-05 | 0.00012421 | 0.00011852 | 0.00011353 | 0.00016767 | 6.8518e-05 | 5.9636e-05 | 6.951e-05
6056 | 253 | 9 | 0.00011415 | 0.00011463 | 9.93e-05 | 0.00016732 | 0.00019147 | 0.0001228 | 0.00012762 | 0 | 0.00010508 | 8.413e-05 | 9.101e-05 | 0.00021922 | 0.00017704 | 0.00013676 | 0.0001684 | 7.22e-05 | 0.00023673 | 6.951e-05
6057 | 253 | 9 | 0.00011416 | 0.0001118 | 0.00010359 | 0.00015736 | 0.00019306 | 0.00012675 | 0.00013127 | 0 | 0.00019233 | 0.00012382 | 0.00010478 | 0.00020914 | 0.00019156 | 0.00017544 | 0.00015558 | 7.1595e-05 | 0.00037827 | 6.951e-05
6058 | 253 | 9 | 0.00011415 | 0.0001112 | 9.188e-05 | 0.00016478 | 0.0001944 | 0.00012692 | 0.00013165 | 0 | 0.00020316 | 0.00015824 | 0.00012448 | 0.00016746 | 0.00017471 | 0.00018274 | 8.9013e-05 | 6.8949e-05 | 0.00053593 | 6.951e-05
6059 | 253 | 9 | 0.00011416 | 0.0001134 | 9.911e-05 | 0.00016138 | 0.00019953 | 0.00012868 | 0.00013122 | 0 | 0.00017544 | 0.00017211 | 0.00014271 | 0.00016642 | 0.00017227 | 0.00017893 | 6.0559e-05 | 6.5674e-05 | 0.00064225 | 6.951e-05
6060 | 253 | 9 | 0.00011415 | 0.00010892 | 9.817e-05 | 0.00015953 | 0.00019508 | 0.00012545 | 0.0001289 | 0 | 0.00016977 | 0.00017456 | 0.00015663 | 0.00016998 | 0.00017177 | 0.00017444 | 5.2853e-05 | 5.6458e-05 | 0.0007259 | 6.951e-05
6061 | 253 | 9 | 0.00011416 | 0.00011631 | 9.571e-05 | 0.00015627 | 0.00019968 | 0.00012467 | 0.00012829 | 0 | 0.0001701 | 0.0001737 | 0.00016612 | 0.00016282 | 0.00016542 | 0.00016885 | 7.1277e-05 | 5.9094e-05 | 0.000712 | 6.951e-05
6062 | 253 | 9 | 0.00011415 | 0.0001136 | 0.0001057 | 0.00016253 | 0.00019021 | 0.00012303 | 0.00012768 | 0 | 0.00016417 | 0.00017046 | 0.00017075 | 0.0001795 | 0.00017027 | 0.00016218 | 8.7752e-05 | 6.3988e-05 | 0.00058979 | 6.951e-05
6063 | 253 | 9 | 0.00011416 | 0.00011085 | 9.659e-05 | 0.0001665 | 0.00019919 | 0.00012157 | 0.00012664 | 0 | 0.00017626 | 0.00016946 | 0.0001706 | 0.00018414 | 0.00016811 | 0.00015333 | 9.6468e-05 | 7.2283e-05 | 0.00054854 | 6.951e-05
6064 | 253 | 9 | 0.00011415 | 0.00011511 | 0.000104 | 0.00016372 | 0.0001993 | 0.00012095 | 0.00012667 | 0 | 0.0001821 | 0.0001688 | 0.00016685 | 0.00019881 | 0.0001539 | 0.0001108 | 9.7724e-05 | 8.7406e-05 | 0.0003848 | 6.951e-05
6065 | 253 | 9 | 0.00011416 | 0.00011409 | 9.888e-05 | 0.00016642 | 0.00019239 | 0.00012096 | 0.00012792 | 0 | 0.00019493 | 0.00016334 | 0.00015331 | 0.00021246 | 0.00015851 | 0.00010662 | 0.00010164 | 9.9019e-05 | 0.00021631 | 6.951e-05
6066 | 253 | 9 | 0.00011415 | 0.00011583 | 9.002e-05 | 0.00016451 | 0.00019831 | 0.00011806 | 0.00012515 | 0 | 0.00020834 | 0.00016009 | 0.00013973 | 0.00020592 | 0.00016114 | 0.00011823 | 9.7812e-05 | 0.00010319 | 4.3261e-05 | 6.951e-05
6067 | 253 | 9 | 0.00011416 | 0.00010993 | 0.00010734 | 0.00010938 | 0.00012729 | 0.00011472 | 0.00012255 | 0 | 0.00020611 | 0.00015977 | 0.0001306 | 0.00016245 | 0.00013357 | 0.00010602 | 0.00011674 | 0.00010337 | 0 | 6.951e-05
6068 | 253 | 9 | 0.00011415 | 0.00010905 | 9.085e-05 | 0.00010505 | 0.00012946 | 0.00011738 | 0.00012384 | 0 | 0.0001722 | 0.00015044 | 0.00012108 | 0.00012905 | 0.00011518 | 0.00010217 | 0.00015047 | 0.00010027 | 0 | 6.951e-05
6069 | 253 | 9 | 0.00011416 | 0.00010857 | 9.349e-05 | 5.469e-05 | 7.652e-05 | 0.00011424 | 0.00012026 | 0 | 0.00013957 | 0.00013514 | 0.00011331 | 8.398e-05 | 8.564e-05 | 8.762e-05 | 0.00017286 | 0.00010593 | 0 | 6.951e-05
6070 | 253 | 9 | 0.00011415 | 0.00010974 | 0.00010107 | 5.699e-05 | 7.174e-05 | 0.00011177 | 0.00011292 | 0 | 9.71e-05 | 0.0001134 | 0.00010546 | 8.76e-05 | 8.788e-05 | 8.853e-05 | 0.00018282 | 0.00011798 | 0 | 6.951e-05
6071 | 253 | 9 | 0.00011416 | 0.00011623 | 0.00010478 | 5.998e-05 | 6.834e-05 | 0.00010645 | 0.00010712 | 0 | 9.062e-05 | 9.889e-05 | 9.97e-05 | 7.833e-05 | 7.264e-05 | 6.736e-05 | 0.00018519 | 0.00013224 | 0 | 6.951e-05
6072 | 253 | 9 | 0.00011415 | 0.00010801 | 8.704e-05 | 5.363e-05 | 7.498e-05 | 0.00010013 | 0.00010002 | 0 | 8.101e-05 | 8.626e-05 | 9.053e-05 | 6.27e-05 | 6.065e-05 | 5.884e-05 | 0.00019805 | 0.00014722 | 0 | 6.951e-05
6073 | 254 | 9 | 0.00011416 | 0.00011254 | 0.00012302 | 5.567e-05 | 7.546e-05 | 9.588e-05 | 9.447e-05 | 0 | 6.672e-05 | 7.415e-05 | 8.116e-05 | 5.422e-05 | 5.364e-05 | 5.322e-05 | 0.00018917 | 0.00014141 | 0 | 6.873e-05
6074 | 254 | 9 | 0.00011415 | 0.00011095 | 0.00014336 | 6.246e-05 | 6.587e-05 | 9.186e-05 | 9.151e-05 | 0 | 5.736e-05 | 6.388e-05 | 7.203e-05 | 1.898e-05 | 3.784e-05 | 5.631e-05 | 0.00018369 | 0.00013249 | 0 | 6.873e-05
6075 | 254 | 9 | 0.00011416 | 0.00011323 | 0.0001368 | 5.715e-05 | 6.971e-05 | 8.96e-05 | 8.983e-05 | 0 | 2.764e-05 | 5.215e-05 | 6.553e-05 | 1.336e-05 | 3.745e-05 | 6.103e-05 | 0.00017603 | 0.00012164 | 0 | 6.873e-05
6076 | 254 | 9 | 0.00011415 | 0.00010717 | 0.0001328 | 5.892e-05 | 6.366e-05 | 8.808e-05 | 8.909e-05 | 0 | 1.723e-05 | 4.407e-05 | 6.182e-05 | 1.355e-05 | 4.748e-05 | 8.075e-05 | 0.00016496 | 0.00011972 | 0 | 6.873e-05
6077 | 254 | 9 | 0.00011416 | 0.00011222 | 0.00014424 | 6.321e-05 | 7.306e-05 | 8.915e-05 | 8.945e-05 | 0 | 1.46e-05 | 4.348e-05 | 6.443e-05 | 1.88e-05 | 5.622e-05 | 9.296e-05 | 0.00015056 | 0.00011889 | 0 | 6.873e-05
6078 | 254 | 9 | 0.00011415 | 0.00011264 | 0.00013802 | 0.00011255 | 0.00013597 | 9.278e-05 | 9.245e-05 | 0 | 1.774e-05 | 4.826e-05 | 7.084e-05 | 4.621e-05 | 7.67e-05 | 0.00010681 | 0.00014567 | 0.00011604 | 0 | 6.873e-05
6079 | 254 | 9 | 0.00011416 | 0.00011024 | 0.00012925 | 0.00011426 | 0.00013086 | 9.497e-05 | 9.647e-05 | 0 | 3.981e-05 | 5.985e-05 | 8.052e-05 | 0.00012218 | 0.00011658 | 0.00011168 | 0.0001442 | 0.00011832 | 6.9902e-05 | 6.873e-05
6080 | 254 | 9 | 0.00011415 | 0.00011248 | 0.00012979 | 0.00016199 | 0.00018991 | 0.00010121 | 0.00010304 | 0 | 0.00010344 | 8.326e-05 | 9.047e-05 | 0.00021739 | 0.00017556 | 0.00013562 | 0.00013575 | 0.00012386 | 0.00025782 | 6.873e-05
6081 | 254 | 9 | 0.00011416 | 0.00011272 | 0.00012823 | 0.00016305 | 0.00020089 | 0.00010763 | 0.0001081 | 0 | 0.00019058 | 0.00012254 | 0.00010403 | 0.00021249 | 0.00019462 | 0.00017824 | 0.0001167 | 0.00012267 | 0.00044213 | 6.873e-05
6082 | 254 | 9 | 0.00011415 | 0.00011254 | 0.00012611 | 0.00015955 | 0.00019691 | 0.00011111 | 0.00010968 | 0 | 0.00020538 | 0.00015845 | 0.0001244 | 0.00016823 | 0.0001755 | 0.00018357 | 6.5777e-05 | 0.00011853 | 0.00058222 | 6.873e-05
6083 | 254 | 9 | 0.00011416 | 0.00011242 | 0.00012881 | 0.00016203 | 0.00019982 | 0.0001122 | 0.00010895 | 0 | 0.0001764 | 0.00017295 | 0.00014288 | 0.00016789 | 0.0001738 | 0.00018051 | 5.2854e-05 | 0.00011791 | 0.00066491 | 6.873e-05
6084 | 254 | 9 | 0.00011415 | 0.00011203 | 0.00012321 | 0.00016271 | 0.00019893 | 0.00011098 | 0.00010746 | 0 | 0.00017116 | 0.00017577 | 0.00015723 | 0.00016802 | 0.00016979 | 0.00017243 | 2.5799e-05 | 0.00011225 | 0.00073284 | 6.873e-05
6085 | 254 | 9 | 0.00011416 | 0.00011544 | 0.00013982 | 0.0001645 | 0.0001953 | 0.00010825 | 0.00010605 | 0 | 0.0001689 | 0.00017382 | 0.00016635 | 0.00016259 | 0.00016518 | 0.0001686 | 2.8669e-05 | 0.00011937 | 0.00071423 | 6.873e-05
6086 | 254 | 9 | 0.00011415 | 0.00010895 | 0.0001298 | 0.0001666 | 0.00018719 | 0.00010609 | 0.00010504 | 0 | 0.00016378 | 0.00017015 | 0.00017092 | 0.00017818 | 0.00016903 | 0.00016099 | 2.6445e-05 | 0.00011568 | 0.00065281 | 6.873e-05
6087 | 254 | 9 | 0.00011416 | 0.00010888 | 0.00012603 | 0.00016617 | 0.00019981 | 0.00010428 | 0.00010486 | 0 | 0.00017513 | 0.00016873 | 0.00017038 | 0.00018375 | 0.00016775 | 0.00015301 | 2.2326e-05 | 0.0001073 | 0.00054216 | 6.873e-05
6088 | 254 | 9 | 0.00011415 | 0.00011792 | 0.00014104 | 0.00016425 | 0.00019317 | 0.00010435 | 0.00010663 | 0 | 0.00018154 | 0.00016811 | 0.00016647 | 0.00019865 | 0.00015378 | 0.00011071 | 2.2096e-05 | 9.913e-05 | 0.00040469 | 6.873e-05
6089 | 254 | 9 | 0.00011416 | 0.00011383 | 0.00012499 | 0.00016612 | 0.00019504 | 0.00010599 | 0.0001098 | 0 | 0.00019467 | 0.00016288 | 0.00015287 | 0.00021388 | 0.00015958 | 0.00010734 | 2.2535e-05 | 9.2963e-05 | 0.00021609 | 6.873e-05
6090 | 254 | 9 | 0.00011415 | 0.00011513 | 0.00014155 | 0.00015979 | 0.00019015 | 0.00010587 | 0.00011066 | 0 | 0.00020938 | 0.00016024 | 0.00013952 | 0.00020669 | 0.00016174 | 0.00011867 | 2.1969e-05 | 8.3239e-05 | 3.9274e-05 | 6.873e-05
6091 | 254 | 9 | 0.00011416 | 0.0001154 | 0.00013234 | 0.00011196 | 0.00013199 | 0.00010466 | 0.00011015 | 0 | 0.00020691 | 0.00016025 | 0.00013058 | 0.00016441 | 0.00013518 | 0.0001073 | 3.0523e-05 | 7.7173e-05 | 0 | 6.873e-05
6092 | 254 | 9 | 0.00011415 | 0.0001083 | 0.00012576 | 0.00011229 | 0.00013371 | 0.00010681 | 0.00011287 | 0 | 0.00017391 | 0.00015139 | 0.00012144 | 0.00012924 | 0.00011535 | 0.00010233 | 6.0739e-05 | 7.9235e-05 | 0 | 6.873e-05
6093 | 254 | 9 | 0.00011416 | 0.00011043 | 0.00013314 | 5.29e-05 | 6.437e-05 | 0.00010486 | 0.00011028 | 0 | 0.00014008 | 0.00013593 | 0.00011375 | 8.468e-05 | 8.635e-05 | 8.835e-05 | 0.00010316 | 8.5564e-05 | 0 | 6.873e-05
6094 | 254 | 9 | 0.00011415 | 0.00011401 | 0.00013532 | 5.803e-05 | 6.885e-05 | 0.00010135 | 0.00010605 | 0 | 9.779e-05 | 0.0001141 | 0.00010602 | 8.724e-05 | 8.753e-05 | 8.818e-05 | 0.00012578 | 9.5235e-05 | 0 | 6.873e-05
6095 | 254 | 9 | 0.00011416 | 0.00010975 | 0.00014257 | 6.275e-05 | 6.399e-05 | 9.776e-05 | 0.0001012 | 0 | 9.05e-05 | 9.919e-05 | 0.00010009 | 7.738e-05 | 7.176e-05 | 6.654e-05 | 0.00013302 | 0.00010438 | 0 | 6.873e-05
6096 | 254 | 9 | 0.00011415 | 0.00011529 | 0.00012689 | 5.886e-05 | 6.897e-05 | 9.245e-05 | 9.557e-05 | 0 | 8.026e-05 | 8.603e-05 | 9.064e-05 | 6.28e-05 | 6.075e-05 | 5.893e-05 | 0.00013229 | 0.00011732 | 0 | 6.873e-05
6097 | 255 | 9 | 0.00011416 | 0.00012333 | 0.00011494 | 6.277e-05 | 6.737e-05 | 8.837e-05 | 9.066e-05 | 0 | 6.665e-05 | 7.39e-05 | 8.118e-05 | 5.455e-05 | 5.396e-05 | 5.354e-05 | 0.00012911 | 0.00011774 | 0 | 6.951e-05
6098 | 255 | 9 | 0.00011415 | 0.00012356 | 0.00010113 | 5.368e-05 | 6.35e-05 | 8.582e-05 | 8.842e-05 | 0 | 5.758e-05 | 6.386e-05 | 7.205e-05 | 1.884e-05 | 3.756e-05 | 5.59e-05 | 0.00012124 | 0.00011804 | 0 | 6.951e-05
6099 | 255 | 9 | 0.00011416 | 0.00012147 | 0.00011095 | 5.398e-05 | 6.765e-05 | 8.45e-05 | 8.718e-05 | 0 | 2.757e-05 | 5.21e-05 | 6.541e-05 | 1.36e-05 | 3.813e-05 | 6.215e-05 | 0.0001169 | 0.00011848 | 0 | 6.951e-05
6100 | 255 | 9 | 0.00011415 | 0.00011492 | 0.0001149 | 5.545e-05 | 6.575e-05 | 8.374e-05 | 8.574e-05 | 0 | 1.742e-05 | 4.426e-05 | 6.196e-05 | 1.358e-05 | 4.758e-05 | 8.092e-05 | 0.00011277 | 0.0001184 | 0 | 6.951e-05
6101 | 255 | 9 | 0.00011416 | 0.00011682 | 0.00010116 | 5.904e-05 | 6.598e-05 | 8.453e-05 | 8.553e-05 | 0 | 1.466e-05 | 4.371e-05 | 6.464e-05 | 1.887e-05 | 5.643e-05 | 9.331e-05 | 0.00011449 | 0.00012408 | 0 | 6.951e-05
6102 | 255 | 9 | 0.00011415 | 0.00011837 | 9.926e-05 | 0.00011536 | 0.00013834 | 8.685e-05 | 8.638e-05 | 0 | 1.781e-05 | 4.849e-05 | 7.111e-05 | 4.634e-05 | 7.691e-05 | 0.00010709 | 0.00011766 | 0.00013419 | 0 | 6.951e-05
6103 | 255 | 9 | 0.00011416 | 0.00011439 | 0.00011546 | 0.00010691 | 0.00012632 | 8.788e-05 | 8.798e-05 | 0 | 3.993e-05 | 6.007e-05 | 8.083e-05 | 0.00012294 | 0.00011731 | 0.00011238 | 0.00012237 | 0.00015069 | 1.3185e-05 | 6.951e-05
6104 | 255 | 9 | 0.00011415 | 0.00011747 | 0.00010984 | 0.00016469 | 0.000199 | 9.229e-05 | 9.282e-05 | 0 | 0.00010406 | 8.366e-05 | 9.09e-05 | 0.00021884 | 0.00017673 | 0.00013652 | 0.00013168 | 0.00016652 | 1.7062e-05 | 6.951e-05
6105 | 255 | 9 | 0.00011416 | 0.00011611 | 0.00011265 | 0.0001595 | 0.0001919 | 9.862e-05 | 9.792e-05 | 0 | 0.00019183 | 0.00012327 | 0.00010456 | 0.00021109 | 0.00019334 | 0.00017707 | 0.00013897 | 0.00017652 | 7.7394e-05 | 6.951e-05
6106 | 255 | 9 | 0.00011415 | 0.00012125 | 0.00011384 | 0.00016236 | 0.00018695 | 0.0001019 | 0.00010155 | 0 | 0.00020455 | 0.00015853 | 0.00012459 | 0.00016662 | 0.00017383 | 0.00018183 | 0.00013051 | 0.00018256 | 0.00022115 | 6.951e-05
6107 | 255 | 9 | 0.00011416 | 0.000113 | 0.00010367 | 0.00015833 | 0.00019311 | 0.00010542 | 0.00010223 | 0 | 0.00017503 | 0.00017222 | 0.00014261 | 0.0001662 | 0.00017205 | 0.0001787 | 0.00012566 | 0.00018595 | 0.00055104 | 6.951e-05
6108 | 255 | 9 | 0.00011415 | 0.00011234 | 9.951e-05 | 0.00016458 | 0.00018734 | 0.00010533 | 0.00010359 | 0 | 0.00016956 | 0.00017446 | 0.0001565 | 0.00016786 | 0.00016962 | 0.00017226 | 8.721e-05 | 0.0001735 | 0.00032899 | 6.951e-05
6109 | 255 | 9 | 0.00011416 | 0.00011711 | 9.933e-05 | 0.00016245 | 0.00018975 | 0.00010248 | 0.00010246 | 0 | 0.00016841 | 0.00017281 | 0.00016557 | 0.00016109 | 0.00016366 | 0.00016706 | 0.00010802 | 0.00017076 | 0.00028658 | 6.951e-05
6110 | 255 | 9 | 0.00011415 | 0.00011656 | 0.00010742 | 0.00015897 | 0.00019496 | 9.959e-05 | 0.00010147 | 0 | 0.00016247 | 0.00016906 | 0.00016985 | 0.00017719 | 0.00016809 | 0.0001601 | 0.00011846 | 0.00017575 | 0.00016599 | 6.951e-05
6111 | 255 | 9 | 0.00011416 | 0.00011879 | 9.944e-05 | 0.00016155 | 0.00019908 | 9.881e-05 | 0.00010175 | 0 | 0.00017409 | 0.00016766 | 0.00016929 | 0.00018151 | 0.0001657 | 0.00015114 | 0.00012118 | 0.00018014 | 0.00013287 | 6.951e-05
6112 | 255 | 9 | 0.00011415 | 0.00011362 | 0.00011484 | 0.00016708 | 0.00019933 | 9.856e-05 | 0.00010297 | 0 | 0.00017957 | 0.00016669 | 0.0001652 | 0.00019535 | 0.00015122 | 0.00010887 | 0.00011994 | 0.00017791 | 7.1921e-05 | 6.951e-05
6113 | 255 | 9 | 0.00011416 | 0.00012186 | 0.0001157 | 0.00015895 | 0.0001935 | 0.0001011 | 0.0001082 | 0 | 0.00019168 | 0.00016096 | 0.00015146 | 0.0002143 | 0.00015989 | 0.00010755 | 0.00011622 | 0.00017358 | 6.9223e-05 | 6.951e-05
6114 | 255 | 9 | 0.00011415 | 0.00011302 | 9.702e-05 | 0.00016605 | 0.00019917 | 0.00010377 | 0.0001105 | 0 | 0.00020908 | 0.000159 | 0.00013842 | 0.00020635 | 0.00016148 | 0.00011847 | 0.00010648 | 0.00017211 | 1.6544e-05 | 6.951e-05
6115 | 255 | 9 | 0.00011416 | 0.00011692 | 0.0001123 | 0.00010868 | 0.00012625 | 0.00010542 | 0.00011131 | 2.12e-06 | 0.00020649 | 0.00015956 | 0.00012971 | 0.00016421 | 0.00013501 | 0.00010716 | 9.112e-05 | 0.0001685 | 0 | 6.951e-05
6116 | 255 | 9 | 0.00011415 | 0.00011912 | 0.00010807 | 0.0001096 | 0.00013731 | 0.00010914 | 0.00011498 | 3.815e-05 | 0.00017366 | 0.00015102 | 0.00012079 | 0.00012783 | 0.0001141 | 0.00010121 | 7.9212e-05 | 0.00016199 | 0 | 6.951e-05
6117 | 255 | 9 | 0.00011416 | 0.00011639 | 0.00010901 | 5.615e-05 | 6.603e-05 | 0.00010784 | 0.00011264 | 5.723e-05 | 0.00013894 | 0.00013529 | 0.0001131 | 8.454e-05 | 8.621e-05 | 8.821e-05 | 6.346e-05 | 0.00015308 | 0 | 6.951e-05
6118 | 255 | 9 | 0.00011415 | 0.00011908 | 9.773e-05 | 5.441e-05 | 6.563e-05 | 0.00010436 | 0.00010762 | 5.087e-05 | 9.745e-05 | 0.00011357 | 0.00010555 | 8.764e-05 | 8.793e-05 | 8.858e-05 | 6.0187e-05 | 0.00013724 | 0 | 6.951e-05
6119 | 255 | 9 | 0.00011416 | 0.00011298 | 0.00010062 | 5.244e-05 | 7.377e-05 | 9.734e-05 | 0.00010105 | 4.663e-05 | 9.072e-05 | 9.903e-05 | 9.983e-05 | 7.735e-05 | 7.174e-05 | 6.652e-05 | 5.4875e-05 | 0.000119 | 0 | 6.951e-05
6120 | 255 | 9 | 0.00011415 | 0.00012108 | 0.0001102 | 5.443e-05 | 7.535e-05 | 9.217e-05 | 9.571e-05 | 3.392e-05 | 8.026e-05 | 8.602e-05 | 9.047e-05 | 6.334e-05 | 6.127e-05 | 5.944e-05 | 4.8731e-05 | 9.1918e-05 | 0 | 6.951e-05
6121 | 256 | 9 | 0.00011416 | 0.00010735 | 0.00010108 | 6.074e-05 | 6.553e-05 | 8.857e-05 | 9.215e-05 | 4.875e-05 | 6.708e-05 | 7.411e-05 | 8.119e-05 | 5.477e-05 | 5.418e-05 | 5.376e-05 | 4.7914e-05 | 6.4083e-05 | 0 | 6.943e-05
6122 | 256 | 9 | 0.00011415 | 0.00011608 | 0.00010735 | 5.693e-05 | 7.011e-05 | 8.717e-05 | 9.067e-05 | 5.511e-05 | 5.784e-05 | 6.412e-05 | 7.218e-05 | 1.902e-05 | 3.791e-05 | 5.642e-05 | 4.0654e-05 | 3.5258e-05 | 0 | 6.943e-05
6123 | 256 | 9 | 0.00011416 | 0.00011619 | 9.631e-05 | 5.863e-05 | 6.371e-05 | 8.644e-05 | 9.031e-05 | 7.418e-05 | 2.776e-05 | 5.241e-05 | 6.567e-05 | 1.336e-05 | 3.745e-05 | 6.104e-05 | 2.9426e-05 | 1.435e-05 | 0 | 6.943e-05
6124 | 256 | 9 | 0.00011415 | 0.00011623 | 8.873e-05 | 5.446e-05 | 7.32e-05 | 8.835e-05 | 9.113e-05 | 6.994e-05 | 1.728e-05 | 4.422e-05 | 6.195e-05 | 1.349e-05 | 4.729e-05 | 8.043e-05 | 2.152e-05 | 4.5759e-06 | 0 | 6.943e-05
6125 | 256 | 9 | 0.00011416 | 0.00010886 | 9.939e-05 | 5.995e-05 | 6.525e-05 | 9.347e-05 | 9.462e-05 | 8.69e-05 | 1.457e-05 | 4.347e-05 | 6.45e-05 | 1.896e-05 | 5.668e-05 | 9.373e-05 | 1.9058e-05 | 3.2889e-06 | 0 | 6.943e-05
6126 | 256 | 9 | 0.00011415 | 0.00010781 | 0.00010428 | 0.00011465 | 0.00013628 | 0.00010597 | 0.00010516 | 8.901e-05 | 1.786e-05 | 4.84e-05 | 7.103e-05 | 4.62e-05 | 7.667e-05 | 0.00010676 | 1.8486e-05 | 3.5601e-06 | 0 | 6.943e-05
6127 | 256 | 9 | 0.00011416 | 0.00011572 | 8.777e-05 | 0.00010775 | 0.00013772 | 0.00011611 | 0.00011835 | 1.06e-05 | 3.982e-05 | 5.997e-05 | 8.066e-05 | 0.00012362 | 0.00011796 | 0.000113 | 2.3068e-05 | 5.2194e-06 | 6.5864e-05 | 6.943e-05
6128 | 256 | 9 | 0.00011415 | 0.00010731 | 9.118e-05 | 0.00015661 | 0.00019428 | 0.0001209 | 0.00012857 | 0 | 0.00010457 | 8.382e-05 | 9.087e-05 | 0.00022094 | 0.00017842 | 0.00013783 | 2.113e-05 | 8.382e-06 | 0.00025523 | 6.943e-05
6129 | 256 | 9 | 0.00011416 | 0.00011186 | 8.799e-05 | 0.00016222 | 0.00018796 | 0.00012516 | 0.00013226 | 0 | 0.00019356 | 0.00012405 | 0.00010488 | 0.00021159 | 0.0001938 | 0.00017749 | 1.2858e-05 | 1.0637e-05 | 0.00038988 | 6.943e-05
6130 | 256 | 9 | 0.00011415 | 0.00011481 | 9.672e-05 | 0.00015871 | 0.00019036 | 0.00012659 | 0.00013195 | 0 | 0.00020528 | 0.00015937 | 0.00012501 | 0.00016658 | 0.00017379 | 0.00018178 | 9.1945e-06 | 1.1506e-05 | 0.0003498 | 6.943e-05
6131 | 256 | 9 | 0.00011416 | 0.00011006 | 9.768e-05 | 0.00016161 | 0.00019029 | 0.00012908 | 0.00013196 | 0 | 0.00017519 | 0.00017272 | 0.00014299 | 0.00016834 | 0.00017426 | 0.000181 | 8.0346e-06 | 1.8607e-05 | 0.0005309 | 6.943e-05
6132 | 256 | 9 | 0.00011415 | 0.0001129 | 8.732e-05 | 0.00016554 | 0.0001941 | 0.00012716 | 0.000131 | 0 | 0.00017129 | 0.00017549 | 0.00015735 | 0.00016947 | 0.00017125 | 0.00017391 | 5.2826e-06 | 2.8687e-05 | 0.00057042 | 6.943e-05
6133 | 256 | 9 | 0.00011416 | 0.00011787 | 9.035e-05 | 0.0001623 | 0.00018881 | 0.0001272 | 0.00013243 | 0 | 0.00017 | 0.00017421 | 0.00016667 | 0.0001628 | 0.0001654 | 0.00016883 | 5.5833e-06 | 3.1348e-05 | 0.00025448 | 6.943e-05
6134 | 256 | 9 | 0.00011415 | 0.00011224 | 9.964e-05 | 0.00015646 | 0.00018786 | 0.00012657 | 0.00013329 | 0 | 0.00016415 | 0.00017067 | 0.00017116 | 0.00017846 | 0.00016929 | 0.00016124 | 1.3252e-05 | 2.9393e-05 | 0.00039393 | 6.943e-05
6135 | 256 | 9 | 0.00011416 | 0.00011241 | 9.347e-05 | 0.00015732 | 0.00019007 | 0.00012702 | 0.0001335 | 0 | 0.00017546 | 0.00016916 | 0.00017066 | 0.0001843 | 0.00016825 | 0.00015347 | 4.5368e-05 | 2.0905e-05 | 0.00039766 | 6.943e-05
6136 | 256 | 9 | 0.00011415 | 0.00010945 | 8.874e-05 | 0.00016529 | 0.00019963 | 0.00012542 | 0.00013411 | 0 | 0.00018206 | 0.00016853 | 0.00016686 | 0.00019801 | 0.00015328 | 0.00011035 | 6.4158e-05 | 1.632e-05 | 0.00013146 | 6.943e-05
6137 | 256 | 9 | 0.00011416 | 0.000108 | 9.972e-05 | 0.00015851 | 0.00019801 | 0.00012588 | 0.00013486 | 0 | 0.00019427 | 0.00016298 | 0.00015311 | 0.00021535 | 0.00016067 | 0.00010807 | 9.1294e-05 | 1.6705e-05 | 6.6576e-05 | 6.943e-05
6138 | 256 | 9 | 0.00011415 | 0.00010899 | 9.436e-05 | 0.00015802 | 0.00018771 | 0.00012351 | 0.00013088 | 0 | 0.00021046 | 0.00016061 | 0.00013985 | 0.00020562 | 0.0001609 | 0.00011805 | 0.00012049 | 1.7685e-05 | 3.0543e-07 | 6.943e-05
6139 | 256 | 9 | 0.00011416 | 0.00011663 | 0.00010427 | 0.0001097 | 0.00012857 | 0.00012029 | 0.00012817 | 1.484e-05 | 0.00020627 | 0.00016026 | 0.0001307 | 0.00016503 | 0.00013569 | 0.0001077 | 0.00015005 | 2.3752e-05 | 0 | 6.943e-05
6140 | 256 | 9 | 0.00011415 | 0.00011321 | 0.00010434 | 0.00010504 | 0.00013796 | 0.00012345 | 0.0001313 | 3.603e-05 | 0.00017429 | 0.00015148 | 0.00012157 | 0.0001294 | 0.00011549 | 0.00010245 | 0.00018504 | 2.9974e-05 | 0 | 6.943e-05
6141 | 256 | 9 | 0.00011416 | 0.00011522 | 0.00010591 | 5.714e-05 | 6.422e-05 | 0.00011969 | 0.00012735 | 5.722e-05 | 0.00014027 | 0.00013606 | 0.00011385 | 8.54e-05 | 8.709e-05 | 8.911e-05 | 0.00020013 | 4.7481e-05 | 0 | 6.943e-05
6142 | 256 | 9 | 0.00011415 | 0.00011458 | 8.771e-05 | 5.492e-05 | 7.288e-05 | 0.0001153 | 0.00011966 | 6.358e-05 | 9.839e-05 | 0.00011447 | 0.00010628 | 8.716e-05 | 8.745e-05 | 8.809e-05 | 0.00019887 | 7.4498e-05 | 0 | 6.943e-05
6143 | 256 | 9 | 0.00011416 | 0.0001069 | 9.051e-05 | 6.158e-05 | 6.587e-05 | 0.00010786 | 0.00011225 | 8.69e-05 | 9.057e-05 | 9.945e-05 | 0.00010029 | 7.73e-05 | 7.169e-05 | 6.647e-05 | 0.00019837 | 9.5549e-05 | 0 | 6.943e-05
6144 | 256 | 9 | 0.00011415 | 0.00011211 | 8.932e-05 | 5.519e-05 | 7.612e-05 | 0.0001017 | 0.00010395 | 6.146e-05 | 8.023e-05 | 8.613e-05 | 9.08e-05 | 6.284e-05 | 6.079e-05 | 5.897e-05 | 0.00017264 | 0.00011652 | 0 | 6.943e-05
6145 | 257 | 9 | 0.00011416 | 0.00011952 | 0.00012631 | 5.67e-05 | 6.701e-05 | 9.746e-05 | 9.888e-05 | 3.815e-05 | 6.668e-05 | 7.394e-05 | 8.131e-05 | 5.463e-05 | 5.404e-05 | 5.362e-05 | 0.00016354 | 0.00014127 | 0 | 6.934e-05
6146 | 257 | 9 | 0.00011415 | 0.00011643 | 0.00011153 | 5.275e-05 | 7.131e-05 | 9.462e-05 | 9.669e-05 | 4.239e-05 | 5.764e-05 | 6.39e-05 | 7.216e-05 | 1.891e-05 | 3.769e-05 | 5.609e-05 | 0.00013952 | 0.00014789 | 0 | 6.934e-05
6147 | 257 | 9 | 0.00011416 | 0.00011887 | 0.00012595 | 5.728e-05 | 6.793e-05 | 9.313e-05 | 9.583e-05 | 3.603e-05 | 2.763e-05 | 5.218e-05 | 6.551e-05 | 1.355e-05 | 3.8e-05 | 6.193e-05 | 0.00012296 | 0.00014053 | 0 | 6.934e-05
6148 | 257 | 9 | 0.00011415 | 0.00011507 | 0.00010959 | 5.369e-05 | 7.677e-05 | 9.474e-05 | 9.606e-05 | 3.179e-05 | 1.74e-05 | 4.427e-05 | 6.199e-05 | 1.342e-05 | 4.704e-05 | 8e-05 | 0.00010031 | 0.00013497 | 0 | 6.934e-05
6149 | 257 | 9 | 0.00011416 | 0.00012113 | 0.00012321 | 5.327e-05 | 6.951e-05 | 9.902e-05 | 9.918e-05 | 1.272e-05 | 1.454e-05 | 4.35e-05 | 6.444e-05 | 1.884e-05 | 5.634e-05 | 9.316e-05 | 7.7267e-05 | 0.00014272 | 0 | 6.934e-05
6150 | 257 | 9 | 0.00011415 | 0.00011313 | 0.00012539 | 0.00010605 | 0.00013959 | 0.00011156 | 0.00010951 | 4.24e-06 | 1.777e-05 | 4.827e-05 | 7.088e-05 | 4.634e-05 | 7.69e-05 | 0.00010709 | 5.778e-05 | 0.00013724 | 0 | 6.934e-05
6151 | 257 | 9 | 0.00011416 | 0.00011808 | 0.00011082 | 0.00011555 | 0.00013902 | 0.00012055 | 0.00012167 | 0 | 3.991e-05 | 5.992e-05 | 8.061e-05 | 0.00012313 | 0.00011749 | 0.00011254 | 5.9258e-05 | 0.00012231 | 3.0501e-05 | 6.934e-05
6152 | 257 | 9 | 0.00011415 | 0.00012301 | 0.00011201 | 0.00015759 | 0.00019619 | 0.0001254 | 0.00013121 | 0 | 0.0001042 | 8.366e-05 | 9.074e-05 | 0.00021826 | 0.00017626 | 0.00013616 | 6.9189e-05 | 0.00011476 | 8.5887e-05 | 6.934e-05
6153 | 257 | 9 | 0.00011416 | 0.00011332 | 0.00012195 | 0.00016177 | 0.000196 | 0.00012918 | 0.00013492 | 0 | 0.0001914 | 0.00012313 | 0.00010438 | 0.00020947 | 0.00019186 | 0.00017571 | 8.0243e-05 | 0.00010375 | 0.00020782 | 6.934e-05
6154 | 257 | 9 | 0.00011415 | 0.00011943 | 0.00012558 | 0.00016331 | 0.00020132 | 0.00013162 | 0.00013565 | 0 | 0.00020321 | 0.00015787 | 0.00012416 | 0.0001666 | 0.00017381 | 0.0001818 | 8.5202e-05 | 9.3985e-05 | 0.00014603 | 6.934e-05
6155 | 257 | 9 | 0.00011416 | 0.00011891 | 0.00011253 | 0.00015942 | 0.00019023 | 0.00013232 | 0.00013675 | 0 | 0.00017474 | 0.00017164 | 0.00014223 | 0.00016569 | 0.00017151 | 0.00017814 | 9.0237e-05 | 9.1585e-05 | 0.00045151 | 6.934e-05
6156 | 257 | 9 | 0.00011415 | 0.00011946 | 0.00012604 | 0.00015766 | 0.00019339 | 0.00012989 | 0.00013556 | 0 | 0.00016906 | 0.00017395 | 0.00015606 | 0.00016975 | 0.00017153 | 0.0001742 | 8.7488e-05 | 9.2916e-05 | 0.00056854 | 6.934e-05
6157 | 257 | 9 | 0.00011416 | 0.00012263 | 0.00012797 | 0.00016169 | 0.00020156 | 0.0001296 | 0.00013677 | 0 | 0.00016978 | 0.00017319 | 0.00016563 | 0.00016065 | 0.00016322 | 0.0001666 | 6.6575e-05 | 0.00010336 | 0.00051741 | 6.934e-05
6158 | 257 | 9 | 0.00011415 | 0.00012422 | 0.00011933 | 0.00016304 | 0.00019195 | 0.00012928 | 0.00013697 | 0 | 0.00016239 | 0.00016937 | 0.00016987 | 0.00017813 | 0.00016898 | 0.00016095 | 8.7005e-05 | 9.6885e-05 | 3.7696e-05 | 6.934e-05
6159 | 257 | 9 | 0.00011416 | 0.00012452 | 0.00010738 | 0.00016578 | 0.00019163 | 0.00012818 | 0.0001372 | 0 | 0.00017484 | 0.00016814 | 0.00016956 | 0.00018286 | 0.00016693 | 0.00015226 | 9.642e-05 | 9.4833e-05 | 0.00037882 | 6.934e-05
6160 | 257 | 9 | 0.00011415 | 0.00011465 | 0.00012309 | 0.0001579 | 0.00019107 | 0.00012769 | 0.00013699 | 0 | 0.00018078 | 0.00016748 | 0.00016574 | 0.00019547 | 0.00015131 | 0.00010894 | 0.0001309 | 0.00010075 | 0.00023048 | 6.934e-05
6161 | 257 | 9 | 0.00011416 | 0.00012195 | 0.00011224 | 0.00016412 | 0.00019715 | 0.00012852 | 0.00013725 | 0 | 0.00019202 | 0.00016159 | 0.00015198 | 0.00021306 | 0.00015896 | 0.00010692 | 0.00015244 | 0.00012 | 0.00012292 | 6.934e-05
6162 | 257 | 9 | 0.00011415 | 0.00012309 | 0.00010971 | 0.0001628 | 0.00018952 | 0.00012644 | 0.0001329 | 0 | 0.00020821 | 0.00015901 | 0.00013869 | 0.00020694 | 0.00016194 | 0.00011881 | 0.00017612 | 0.00014711 | 3.0476e-05 | 6.934e-05
6163 | 257 | 9 | 0.00011416 | 0.00012183 | 0.0001277 | 0.00011354 | 0.0001281 | 0.0001218 | 0.00013067 | 0 | 0.0002068 | 0.00015956 | 0.00012997 | 0.00016324 | 0.00013422 | 0.00010653 | 0.00018492 | 0.00015246 | 0 | 6.934e-05
6164 | 257 | 9 | 0.00011415 | 0.00012226 | 0.00011842 | 0.00010581 | 0.00012913 | 0.00012404 | 0.00013365 | 0 | 0.00017293 | 0.00015077 | 0.0001208 | 0.00012969 | 0.00011576 | 0.00010269 | 0.00019505 | 0.00015553 | 0 | 6.934e-05
6165 | 257 | 9 | 0.00011416 | 0.00011933 | 0.00011212 | 5.408e-05 | 7.111e-05 | 0.00012131 | 0.00013009 | 0 | 0.00014026 | 0.00013566 | 0.00011335 | 8.438e-05 | 8.605e-05 | 8.804e-05 | 0.0002061 | 0.00016453 | 0 | 6.934e-05
6166 | 257 | 9 | 0.00011415 | 0.00012172 | 0.00011419 | 5.277e-05 | 6.318e-05 | 0.00011667 | 0.00012214 | 0 | 9.757e-05 | 0.00011392 | 0.00010573 | 8.743e-05 | 8.771e-05 | 8.836e-05 | 0.00020973 | 0.00016863 | 0 | 6.934e-05
6167 | 257 | 9 | 0.00011416 | 0.00011414 | 0.00012056 | 5.604e-05 | 6.838e-05 | 0.00010939 | 0.00011393 | 1.272e-05 | 9.06e-05 | 9.915e-05 | 9.995e-05 | 7.742e-05 | 7.18e-05 | 6.658e-05 | 0.00021084 | 0.00016507 | 0 | 6.934e-05
6168 | 257 | 9 | 0.00011415 | 0.00011914 | 0.00011989 | 5.598e-05 | 6.405e-05 | 0.00010266 | 0.00010603 | 4.451e-05 | 8.031e-05 | 8.605e-05 | 9.057e-05 | 6.332e-05 | 6.125e-05 | 5.942e-05 | 0.00021191 | 0.00017139 | 0 | 6.934e-05
6169 | 258 | 9 | 0.00011416 | 0.00011892 | 0.00010242 | 5.53e-05 | 4.163e-05 | 9.839e-05 | 0.00010042 | 5.087e-05 | 6.706e-05 | 7.411e-05 | 8.127e-05 | 6.762e-05 | 6.021e-05 | 5.31e-05 | 0.00021136 | 0.00018494 | 0 | 6.969e-05
6170 | 258 | 9 | 0.00011415 | 0.00011465 | 0.00011422 | 5.23e-05 | 3.926e-05 | 9.656e-05 | 9.796e-05 | 6.146e-05 | 6.786e-05 | 6.629e-05 | 7.206e-05 | 3.534e-05 | 4.589e-05 | 5.624e-05 | 0.0002116 | 0.00018817 | 0 | 6.969e-05
6171 | 258 | 9 | 0.00011416 | 0.00011795 | 0.00011335 | 5.896e-05 | 4.386e-05 | 9.539e-05 | 9.708e-05 | 7.418e-05 | 4.242e-05 | 5.726e-05 | 6.55e-05 | 2.211e-05 | 4.195e-05 | 6.137e-05 | 0.00021102 | 0.00018975 | 0 | 6.969e-05
6172 | 258 | 9 | 0.00011415 | 0.00011761 | 9.563e-05 | 6.117e-05 | 4.484e-05 | 9.558e-05 | 9.694e-05 | 8.266e-05 | 2.719e-05 | 4.962e-05 | 6.187e-05 | 2.179e-05 | 5.163e-05 | 8.088e-05 | 0.0002097 | 0.00018924 | 0 | 6.969e-05
6173 | 258 | 9 | 0.00011416 | 0.00011937 | 9.786e-05 | 5.213e-05 | 4.024e-05 | 0.00010099 | 0.00010019 | 7.63e-05 | 2.343e-05 | 4.852e-05 | 6.452e-05 | 2.377e-05 | 5.95e-05 | 9.455e-05 | 0.00020677 | 0.00018954 | 0 | 6.969e-05
6174 | 258 | 9 | 0.00011415 | 0.00012039 | 9.774e-05 | 0.00011445 | 7.791e-05 | 0.00011206 | 0.00011029 | 7.418e-05 | 2.362e-05 | 5.252e-05 | 7.126e-05 | 2.968e-05 | 6.841e-05 | 0.00010647 | 0.00020679 | 0.00018945 | 0 | 6.969e-05
6175 | 258 | 9 | 0.00011416 | 0.00011659 | 9.943e-05 | 0.00010981 | 8.231e-05 | 0.00012106 | 0.00012332 | 2.13e-06 | 2.825e-05 | 5.941e-05 | 8.085e-05 | 4.619e-05 | 7.944e-05 | 0.00011222 | 0.0002086 | 0.0001886 | 2.6488e-05 | 6.969e-05
6176 | 258 | 9 | 0.00011415 | 0.00012052 | 0.00010063 | 0.00016263 | 0.00011519 | 0.00012554 | 0.00013239 | 0 | 4.21e-05 | 6.833e-05 | 9.088e-05 | 6.786e-05 | 0.00010204 | 0.00013587 | 0.00020834 | 0.00018829 | 0.00026885 | 6.969e-05
6177 | 258 | 9 | 0.00011416 | 0.00011181 | 0.00010316 | 0.00016508 | 0.00012254 | 0.00012941 | 0.0001364 | 0 | 6.182e-05 | 8.268e-05 | 0.00010442 | 0.00010059 | 0.00013955 | 0.0001783 | 0.00020748 | 0.00018677 | 0.00027712 | 6.969e-05
6178 | 258 | 9 | 0.00011415 | 0.00011478 | 0.00010086 | 0.00016401 | 0.00011848 | 0.00013171 | 0.00013673 | 0 | 9.154e-05 | 0.00010678 | 0.00012472 | 0.00012767 | 0.00015423 | 0.00018096 | 0.00020535 | 0.00018868 | 0.00023294 | 6.969e-05
6179 | 258 | 9 | 0.00011416 | 0.00012287 | 9.64e-05 | 0.00016027 | 0.00011537 | 0.00013309 | 0.00013699 | 0 | 0.00011899 | 0.00012996 | 0.00014251 | 0.00013676 | 0.00015798 | 0.00017952 | 0.00020878 | 0.00018894 | 0.00039986 | 6.969e-05
6180 | 258 | 9 | 0.00011415 | 0.00012007 | 0.00010034 | 0.0001592 | 0.00011897 | 0.0001321 | 0.00013617 | 0 | 0.00013221 | 0.00014552 | 0.00015661 | 0.00013818 | 0.00015602 | 0.00017422 | 0.00019886 | 0.00017412 | 0.00049097 | 6.969e-05
6181 | 258 | 9 | 0.00011416 | 0.00012156 | 0.00010236 | 0.00016671 | 0.00011527 | 0.00013153 | 0.00013724 | 0 | 0.00013669 | 0.00015262 | 0.00016611 | 0.00012922 | 0.00014774 | 0.00016656 | 0.00020222 | 0.00015566 | 0.0001038 | 6.969e-05
6182 | 258 | 9 | 0.00011415 | 0.00011212 | 0.00010864 | 0.00015695 | 0.00012204 | 0.00013101 | 0.00013689 | 0 | 0.00013091 | 0.00015223 | 0.00017027 | 0.00011276 | 0.00013699 | 0.00016132 | 0.00020553 | 0.0001701 | 4.7639e-05 | 6.969e-05
6183 | 258 | 9 | 0.00011416 | 0.00011391 | 0.00010342 | 0.00015908 | 0.00012274 | 0.00012912 | 0.00013656 | 0 | 0.00011698 | 0.00014637 | 0.00016991 | 0.00012611 | 0.00013859 | 0.00015145 | 0.00021083 | 0.00016822 | 5.066e-05 | 6.969e-05
6184 | 258 | 9 | 0.00011415 | 0.00012092 | 9.625e-05 | 0.0001616 | 0.00012083 | 0.00012779 | 0.00013627 | 0 | 0.00012451 | 0.00014193 | 0.00016583 | 0.00013258 | 0.00012022 | 0.00010867 | 0.00021123 | 0.00016038 | 8.0949e-05 | 6.969e-05
6185 | 258 | 9 | 0.00011416 | 0.00011599 | 0.00011079 | 0.00015776 | 0.000119 | 0.00012778 | 0.00013655 | 0 | 0.00013055 | 0.00013312 | 0.0001519 | 0.0001387 | 0.00012196 | 0.00010614 | 0.00021173 | 0.0001635 | 7.9167e-05 | 6.969e-05
6186 | 258 | 9 | 0.00011415 | 0.00011854 | 0.00011115 | 0.00016456 | 0.00012249 | 0.00012512 | 0.00013198 | 0 | 0.00013664 | 0.00012686 | 0.0001384 | 0.00014118 | 0.00012924 | 0.00011815 | 0.00021241 | 0.00015425 | 2.2229e-05 | 6.969e-05
6187 | 258 | 9 | 0.00011416 | 0.00011826 | 0.00010472 | 0.00010667 | 8.383e-05 | 0.00012232 | 0.00012848 | 0 | 0.00014008 | 0.00012629 | 0.00012954 | 0.00014188 | 0.00012422 | 0.00010752 | 0.00021211 | 0.00014412 | 0 | 6.969e-05
6188 | 258 | 9 | 0.00011415 | 0.00012142 | 0.00011292 | 0.0001048 | 7.89e-05 | 0.00012516 | 0.00013176 | 0 | 0.00014143 | 0.00012569 | 0.00012061 | 0.00014285 | 0.00012155 | 0.00010127 | 0.00020783 | 0.00013347 | 0 | 6.969e-05
6189 | 258 | 9 | 0.00011416 | 0.00011863 | 0.0001177 | 6.238e-05 | 4.363e-05 | 0.00012111 | 0.00012826 | 0 | 0.00014253 | 0.00012406 | 0.00011292 | 8.498e-05 | 8.672e-05 | 8.873e-05 | 0.00018925 | 0.00013255 | 0 | 6.969e-05
6190 | 258 | 9 | 0.00011415 | 0.00012286 | 9.924e-05 | 5.591e-05 | 4.343e-05 | 0.00011693 | 0.0001205 | 1.484e-05 | 9.763e-05 | 0.00011013 | 0.00010553 | 8.796e-05 | 8.83e-05 | 8.896e-05 | 0.00017284 | 0.00012844 | 0 | 6.969e-05
6191 | 258 | 9 | 0.00011416 | 0.00012181 | 0.00010728 | 5.9e-05 | 4.037e-05 | 0.00010836 | 0.00011312 | 4.451e-05 | 9.134e-05 | 9.854e-05 | 9.997e-05 | 8.52e-05 | 7.607e-05 | 6.739e-05 | 0.00015469 | 0.00011972 | 0 | 6.969e-05
6192 | 258 | 9 | 0.00011415 | 0.0001183 | 0.00011728 | 5.429e-05 | 4.554e-05 | 0.00010204 | 0.00010495 | 5.087e-05 | 8.676e-05 | 8.775e-05 | 9.083e-05 | 7.939e-05 | 6.902e-05 | 5.908e-05 | 0.00016313 | 0.0001214 | 0 | 6.969e-05
6193 | 259 | 9 | 0.00011416 | 0.0001123 | 0.00012197 | 6.066e-05 | 1.515e-05 | 9.88e-05 | 9.951e-05 | 5.935e-05 | 8.08e-05 | 7.856e-05 | 8.146e-05 | 6.825e-05 | 6.077e-05 | 5.359e-05 | 0.00013627 | 0.00010833 | 0 | 7.238e-05
6194 | 259 | 9 | 0.00011415 | 0.00011411 | 0.00011782 | 5.595e-05 | 1.49e-05 | 9.555e-05 | 9.721e-05 | 6.782e-05 | 7.117e-05 | 6.999e-05 | 7.237e-05 | 3.527e-05 | 4.579e-05 | 5.612e-05 | 0.00013371 | 9.3558e-05 | 0 | 7.238e-05
6195 | 259 | 9 | 0.00011416 | 0.00011908 | 0.00011831 | 5.934e-05 | 1.309e-05 | 9.494e-05 | 9.61e-05 | 8.478e-05 | 4.342e-05 | 5.926e-05 | 6.572e-05 | 2.233e-05 | 4.237e-05 | 6.197e-05 | 0.00014942 | 7.7347e-05 | 0 | 7.238e-05
6196 | 259 | 9 | 0.00011415 | 0.00011187 | 0.00011935 | 6.151e-05 | 1.524e-05 | 9.584e-05 | 9.628e-05 | 8.054e-05 | 2.77e-05 | 5.06e-05 | 6.215e-05 | 2.172e-05 | 5.148e-05 | 8.064e-05 | 0.00017335 | 6.1443e-05 | 0 | 7.238e-05
6197 | 259 | 9 | 0.00011416 | 0.00011707 | 0.00013084 | 5.269e-05 | 1.312e-05 | 0.00010019 | 9.935e-05 | 7.63e-05 | 2.342e-05 | 4.891e-05 | 6.468e-05 | 2.332e-05 | 5.838e-05 | 9.277e-05 | 0.00017852 | 5.6995e-05 | 0 | 7.238e-05
6198 | 259 | 9 | 0.00011415 | 0.00011586 | 0.00012079 | 0.00010503 | 2.797e-05 | 0.00011163 | 0.00010975 | 6.994e-05 | 2.327e-05 | 5.223e-05 | 7.099e-05 | 3.005e-05 | 6.927e-05 | 0.00010781 | 0.00016869 | 7.9153e-05 | 0 | 7.238e-05
6199 | 259 | 9 | 0.00011416 | 0.00011149 | 0.0001286 | 0.00011473 | 2.858e-05 | 0.00012047 | 0.00012297 | 6.571e-05 | 2.847e-05 | 5.935e-05 | 8.083e-05 | 4.593e-05 | 7.899e-05 | 0.00011158 | 0.00015343 | 9.0501e-05 | 5.6395e-05 | 7.238e-05
6200 | 259 | 9 | 0.00011415 | 0.00011854 | 0.00013021 | 0.00016007 | 3.902e-05 | 0.00012426 | 0.00013153 | 3.179e-05 | 4.193e-05 | 6.823e-05 | 9.072e-05 | 6.837e-05 | 0.00010281 | 0.0001369 | 0.00015963 | 8.3666e-05 | 1.1199e-05 | 7.238e-05
6201 | 259 | 9 | 0.00011416 | 0.00011742 | 0.00012792 | 0.00015627 | 4.108e-05 | 0.00012668 | 0.00013469 | 3.18e-05 | 6.219e-05 | 8.288e-05 | 0.00010449 | 9.997e-05 | 0.0001387 | 0.00017721 | 0.00016622 | 8.1058e-05 | 0.00010039 | 7.238e-05
6202 | 259 | 9 | 0.00011415 | 0.00010997 | 0.00011895 | 0.00016273 | 4.074e-05 | 0.00012892 | 0.00013439 | 4.663e-05 | 9.113e-05 | 0.00010667 | 0.00012457 | 0.00012853 | 0.00015528 | 0.00018219 | 0.00017464 | 7.0271e-05 | 0.00024054 | 7.238e-05
6203 | 259 | 9 | 0.00011416 | 0.00011103 | 0.00013055 | 0.00015776 | 4.166e-05 | 0.00013179 | 0.00013449 | 8.477e-05 | 0.00011959 | 0.00013018 | 0.0001427 | 0.00013674 | 0.00015796 | 0.00017949 | 0.00018146 | 7.1608e-05 | 0.00021312 | 7.238e-05
6204 | 259 | 9 | 0.00011415 | 0.00011733 | 0.000125 | 0.00016023 | 3.987e-05 | 0.00013011 | 0.00013384 | 1.908e-05 | 0.0001323 | 0.00014574 | 0.00015677 | 0.00013781 | 0.0001556 | 0.00017376 | 0.00017239 | 7.5425e-05 | 0.00022459 | 7.238e-05
6205 | 259 | 9 | 0.00011416 | 0.00012098 | 0.00013493 | 0.00016747 | 3.922e-05 | 0.00013058 | 0.00013505 | 1.908e-05 | 0.00013643 | 0.00015261 | 0.00016617 | 0.00012903 | 0.00014752 | 0.00016632 | 0.00017598 | 8.7245e-05 | 0.00013821 | 7.238e-05
6206 | 259 | 9 | 0.00011415 | 0.00011165 | 0.00013386 | 0.00015902 | 4.16e-05 | 0.00012954 | 0.00013557 | 2.12e-05 | 0.00013072 | 0.00015208 | 0.00017024 | 0.00011298 | 0.00013725 | 0.00016163 | 0.00018378 | 7.4494e-05 | 4.7953e-05 | 7.238e-05
6207 | 259 | 9 | 0.00011416 | 0.00011522 | 0.00011314 | 0.00016757 | 3.967e-05 | 0.00013038 | 0.00013566 | 2.13e-06 | 0.0001171 | 0.00014634 | 0.00016994 | 0.00012736 | 0.00013996 | 0.00015295 | 0.0001869 | 6.7179e-05 | 0.00016691 | 7.238e-05
6208 | 259 | 9 | 0.00011415 | 0.00011242 | 0.00012196 | 0.00015934 | 4.177e-05 | 0.00012936 | 0.00013688 | 2.967e-05 | 0.0001255 | 0.00014245 | 0.00016615 | 0.00013408 | 0.00012158 | 0.0001099 | 0.00018496 | 7.2182e-05 | 0.00012888 | 7.238e-05
6209 | 259 | 9 | 0.00011416 | 0.00011127 | 0.00011442 | 0.00015788 | 4.097e-05 | 0.00012925 | 0.00013694 | 6.782e-05 | 0.00013192 | 0.00013408 | 0.00015248 | 0.00014049 | 0.00012354 | 0.00010751 | 0.00019167 | 6.6782e-05 | 1.9446e-05 | 7.238e-05
6210 | 259 | 9 | 0.00011415 | 0.0001129 | 0.00011915 | 0.00015632 | 3.989e-05 | 0.00012623 | 0.00013325 | 8.054e-05 | 0.00013833 | 0.00012815 | 0.00013924 | 0.00014101 | 0.00012908 | 0.00011801 | 0.00020121 | 6.6917e-05 | 2.4859e-05 | 7.238e-05
6211 | 259 | 9 | 0.00011416 | 0.00012124 | 0.00011257 | 0.00011257 | 2.838e-05 | 0.00012341 | 0.00013088 | 9.961e-05 | 0.00014031 | 0.00012713 | 0.00013028 | 0.00014182 | 0.00012417 | 0.00010747 | 0.00020897 | 8.5749e-05 | 0 | 7.238e-05
6212 | 259 | 9 | 0.00011415 | 0.00011494 | 0.00013301 | 0.00010977 | 2.683e-05 | 0.0001236 | 0.00013423 | 9.961e-05 | 0.00014147 | 0.00012607 | 0.00012122 | 0.00014471 | 0.00012313 | 0.00010259 | 0.00021149 | 9.9182e-05 | 0 | 7.238e-05
6213 | 259 | 9 | 0.00011416 | 0.00011642 | 0.00013073 | 6.071e-05 | 1.484e-05 | 0.00011743 | 0.00012835 | 0.00012293 | 0.000144 | 0.00012476 | 0.00011364 | 8.413e-05 | 8.585e-05 | 8.784e-05 | 0.0002124 | 0.00012071 | 0 | 7.238e-05
6214 | 259 | 9 | 0.00011415 | 0.00012082 | 0.00013216 | 5.959e-05 | 1.484e-05 | 0.00011257 | 0.00011996 | 0.00013564 | 9.724e-05 | 0.00011038 | 0.00010587 | 8.812e-05 | 8.846e-05 | 8.912e-05 | 0.00021245 | 0.00012562 | 0 | 7.238e-05
6215 | 259 | 9 | 0.00011416 | 0.00011638 | 0.00012011 | 6.214e-05 | 1.422e-05 | 0.00010706 | 0.00011216 | 0.0001526 | 9.143e-05 | 9.861e-05 | 0.00010018 | 8.468e-05 | 7.561e-05 | 6.698e-05 | 0.00021245 | 0.00013158 | 0 | 7.238e-05
6216 | 259 | 9 | 0.00011415 | 0.00012044 | 0.00011783 | 5.29e-05 | 1.355e-05 | 0.00010026 | 0.00010421 | 0.00016955 | 8.637e-05 | 8.759e-05 | 9.086e-05 | 7.904e-05 | 6.872e-05 | 5.882e-05 | 0.00021245 | 0.00016244 | 0 | 7.238e-05
6217 | 260 | 9 | 0.00011416 | 0.00010437 | 0.00011599 | 5.905e-05 | 7.512e-05 | 9.734e-05 | 9.921e-05 | 0.00017802 | 8.045e-05 | 7.83e-05 | 8.137e-05 | 5.453e-05 | 5.395e-05 | 5.353e-05 | 0.00021245 | 0.00015339 | 0 | 7.272e-05
6218 | 260 | 9 | 0.00011415 | 0.00010405 | 0.00010892 | 6.021e-05 | 6.783e-05 | 9.445e-05 | 9.689e-05 | 0.00020133 | 6.039e-05 | 6.735e-05 | 7.221e-05 | 1.892e-05 | 3.772e-05 | 5.613e-05 | 0.00021245 | 0.00016119 | 0 | 7.272e-05
6219 | 260 | 9 | 0.00011416 | 0.00011369 | 0.00011897 | 5.213e-05 | 7.168e-05 | 9.315e-05 | 9.579e-05 | 0.00018862 | 2.858e-05 | 5.4e-05 | 6.56e-05 | 1.355e-05 | 3.799e-05 | 6.192e-05 | 0.00021245 | 0.00017395 | 0 | 7.272e-05
6220 | 260 | 9 | 0.00011415 | 0.00011303 | 0.00010979 | 6.015e-05 | 6.662e-05 | 9.428e-05 | 9.556e-05 | 0.00019498 | 1.771e-05 | 4.502e-05 | 6.204e-05 | 1.354e-05 | 4.744e-05 | 8.069e-05 | 0.00021245 | 0.00017627 | 0 | 7.272e-05
6221 | 260 | 9 | 0.00011416 | 0.00010375 | 0.00010814 | 5.809e-05 | 6.761e-05 | 9.784e-05 | 9.813e-05 | 0.00020346 | 1.463e-05 | 4.391e-05 | 6.461e-05 | 1.905e-05 | 5.697e-05 | 9.42e-05 | 0.00021245 | 0.00016037 | 0 | 7.272e-05
6222 | 260 | 9 | 0.00011415 | 0.00011207 | 0.00010904 | 0.0001045 | 0.00013793 | 0.00010914 | 0.00010845 | 0.00017167 | 1.795e-05 | 4.871e-05 | 7.127e-05 | 4.655e-05 | 7.726e-05 | 0.00010758 | 0.00021245 | 0.00014398 | 0 | 7.272e-05
6223 | 260 | 9 | 0.00011416 | 0.00011324 | 0.00011098 | 0.00010784 | 0.00012856 | 0.0001198 | 0.00012109 | 0.00011868 | 4.011e-05 | 6.034e-05 | 8.107e-05 | 0.00012409 | 0.00011841 | 0.00011343 | 0.00021243 | 0.0001553 | 1.3626e-05 | 7.272e-05
6224 | 260 | 9 | 0.00011415 | 0.0001041 | 0.00010947 | 0.00016463 | 0.00019258 | 0.00012274 | 0.00013028 | 6.146e-05 | 0.000105 | 8.426e-05 | 9.135e-05 | 0.00021951 | 0.00017727 | 0.00013694 | 0.0002119 | 0.00017092 | 4.4305e-05 | 7.272e-05
6225 | 260 | 9 | 0.00011416 | 0.0001075 | 0.00011372 | 0.00015738 | 0.00019785 | 0.00012496 | 0.00013453 | 3.604e-05 | 0.00019254 | 0.00012393 | 0.00010508 | 0.00021123 | 0.00019347 | 0.00017718 | 0.0002079 | 0.00016742 | 2.3798e-05 | 7.272e-05
6226 | 260 | 9 | 0.00011415 | 0.00011234 | 0.00010778 | 0.00016326 | 0.00018817 | 0.00012645 | 0.00013532 | 4.875e-05 | 0.00020482 | 0.00015901 | 0.00012507 | 0.0001672 | 0.00017443 | 0.00018245 | 0.00019448 | 0.00016124 | 0.00013958 | 7.272e-05
6227 | 260 | 9 | 0.00011416 | 0.00011018 | 0.00011566 | 0.00016014 | 0.00020098 | 0.00012923 | 0.00013514 | 2.543e-05 | 0.00017555 | 0.00017268 | 0.00014312 | 0.00016653 | 0.00017239 | 0.00017905 | 0.00018358 | 0.00015723 | 0.00012277 | 7.272e-05
6228 | 260 | 9 | 0.00011415 | 0.0001085 | 0.00011468 | 0.00016723 | 0.00019196 | 0.00012668 | 0.00013288 | 2.756e-05 | 0.00016992 | 0.00017489 | 0.00015698 | 0.00017058 | 0.00017237 | 0.00017505 | 0.00015953 | 0.00016061 | 0.00027829 | 7.272e-05
6229 | 260 | 9 | 0.00011416 | 0.0001079 | 0.00011691 | 0.00016111 | 0.00019393 | 0.00012452 | 0.00013203 | 0 | 0.00017062 | 0.00017406 | 0.00016653 | 0.00016084 | 0.00016341 | 0.00016679 | 0.00014606 | 0.00016228 | 9.6127e-05 | 7.272e-05
6230 | 260 | 9 | 0.00011415 | 0.00010929 | 0.00010666 | 0.00016061 | 0.00019502 | 0.00012215 | 0.00013028 | 0 | 0.00016271 | 0.00016999 | 0.00017062 | 0.00017764 | 0.00016851 | 0.0001605 | 0.00015066 | 0.00016805 | 0.00012637 | 7.272e-05
6231 | 260 | 9 | 0.00011416 | 0.00010607 | 0.00011008 | 0.00016454 | 0.00019595 | 0.00012204 | 0.00012863 | 0 | 0.00017454 | 0.0001683 | 0.00017001 | 0.00018214 | 0.00016627 | 0.00015166 | 0.0001527 | 0.00017856 | 0.00012066 | 7.272e-05
6232 | 260 | 9 | 0.00011415 | 0.00010665 | 9.938e-05 | 0.00016681 | 0.0001951 | 0.00012204 | 0.00012809 | 1.272e-05 | 0.00018017 | 0.00016722 | 0.00016589 | 0.00019825 | 0.00015347 | 0.00011049 | 0.00017083 | 0.00017771 | 0.00018595 | 7.272e-05
6233 | 260 | 9 | 0.00011416 | 0.00011155 | 9.804e-05 | 0.00016283 | 0.00019848 | 0.00012176 | 0.00012847 | 2.755e-05 | 0.00019406 | 0.0001621 | 0.00015233 | 0.00021502 | 0.00016043 | 0.00010791 | 0.0001656 | 0.00017455 | 0.00016126 | 7.272e-05
6234 | 260 | 9 | 0.00011415 | 0.0001047 | 0.00011229 | 0.00016014 | 0.00018852 | 0.00011927 | 0.00012522 | 8.054e-05 | 0.00021011 | 0.0001601 | 0.00013915 | 0.00020695 | 0.00016195 | 0.00011882 | 0.00015517 | 0.00017606 | 3.4955e-06 | 7.272e-05
6235 | 260 | 9 | 0.00011416 | 0.00010966 | 0.00010877 | 0.0001105 | 0.00013832 | 0.00011762 | 0.00012317 | 0.00013352 | 0.00020723 | 0.00016039 | 0.00013037 | 0.00016471 | 0.00013543 | 0.00010749 | 0.00014816 | 0.00017382 | 0 | 7.272e-05
6236 | 260 | 9 | 0.00011415 | 0.00011386 | 0.00010124 | 0.00010974 | 0.00013077 | 0.0001203 | 0.00012521 | 0.00016107 | 0.00017424 | 0.00015163 | 0.00012137 | 0.00012953 | 0.00011561 | 0.00010256 | 0.00013932 | 0.00015938 | 0 | 7.272e-05
6237 | 260 | 9 | 0.00011416 | 0.00010923 | 0.0001192 | 5.261e-05 | 6.579e-05 | 0.00011401 | 0.00011946 | 0.00017378 | 0.00014039 | 0.00013618 | 0.00011382 | 8.455e-05 | 8.622e-05 | 8.822e-05 | 0.00012974 | 0.00014579 | 0 | 7.272e-05
6238 | 260 | 9 | 0.00011415 | 0.00010801 | 0.00010964 | 6.293e-05 | 6.651e-05 | 0.00011058 | 0.00011281 | 0.00018014 | 9.776e-05 | 0.00011423 | 0.00010611 | 8.824e-05 | 8.852e-05 | 8.918e-05 | 0.00013462 | 0.00013875 | 0 | 7.272e-05
6239 | 260 | 9 | 0.00011416 | 0.0001051 | 0.00011746 | 5.229e-05 | 6.604e-05 | 0.00010507 | 0.00010737 | 0.00020346 | 9.128e-05 | 9.959e-05 | 0.00010039 | 7.813e-05 | 7.246e-05 | 6.719e-05 | 0.00014988 | 0.00013798 | 0 | 7.272e-05
6240 | 260 | 9 | 0.00011415 | 0.00011404 | 0.00011934 | 6.238e-05 | 7.655e-05 | 9.892e-05 | 9.977e-05 | 0.00021618 | 8.099e-05 | 8.661e-05 | 9.105e-05 | 6.292e-05 | 6.087e-05 | 5.905e-05 | 0.00017914 | 0.00015076 | 0 | 7.272e-05
6241 | 261 | 9 | 0.00011416 | 0.00011829 | 0.00010633 | 6.198e-05 | 6.373e-05 | 9.436e-05 | 9.43e-05 | 0.00022041 | 6.69e-05 | 7.436e-05 | 8.156e-05 | 5.413e-05 | 5.355e-05 | 5.313e-05 | 0.00017397 | 0.00015528 | 0 | 7.29e-05
6242 | 261 | 9 | 0.00011415 | 0.00011449 | 0.00011736 | 5.437e-05 | 6.703e-05 | 9.146e-05 | 9.159e-05 | 0.00022888 | 5.733e-05 | 6.396e-05 | 7.228e-05 | 1.904e-05 | 3.795e-05 | 5.648e-05 | 0.00016435 | 0.00015372 | 0 | 7.29e-05
6243 | 261 | 9 | 0.00011416 | 0.00012256 | 0.0001147 | 5.841e-05 | 7.415e-05 | 9.031e-05 | 9.003e-05 | 0.00021617 | 2.768e-05 | 5.221e-05 | 6.57e-05 | 1.338e-05 | 3.752e-05 | 6.116e-05 | 0.00015428 | 0.00014329 | 0 | 7.29e-05
6244 | 261 | 9 | 0.00011415 | 0.00012308 | 0.00011275 | 5.583e-05 | 6.785e-05 | 8.901e-05 | 8.944e-05 | 0.00023736 | 1.726e-05 | 4.414e-05 | 6.194e-05 | 1.357e-05 | 4.756e-05 | 8.088e-05 | 0.0001449 | 0.00012786 | 0 | 7.29e-05
6245 | 261 | 9 | 0.00011416 | 0.00012265 | 0.00011937 | 5.232e-05 | 7.049e-05 | 8.968e-05 | 9.023e-05 | 0.00021617 | 1.463e-05 | 4.355e-05 | 6.454e-05 | 1.896e-05 | 5.67e-05 | 9.376e-05 | 0.00013656 | 0.00010487 | 0 | 7.29e-05
6246 | 261 | 9 | 0.00011415 | 0.00012188 | 0.00010162 | 0.00011104 | 0.00012569 | 9.391e-05 | 9.396e-05 | 0.00019922 | 1.788e-05 | 4.849e-05 | 7.11e-05 | 4.622e-05 | 7.67e-05 | 0.00010681 | 0.00013725 | 8.7678e-05 | 0 | 7.29e-05
6247 | 261 | 9 | 0.00011416 | 0.00011654 | 0.00011629 | 0.000109 | 0.0001343 | 9.782e-05 | 9.834e-05 | 0.00013352 | 3.984e-05 | 6.004e-05 | 8.075e-05 | 0.00012232 | 0.00011672 | 0.00011181 | 0.00014414 | 7.359e-05 | 5.3782e-05 | 7.29e-05
6248 | 261 | 9 | 0.00011415 | 0.00011451 | 0.00011053 | 0.00016475 | 0.00018873 | 0.00010312 | 0.00010534 | 6.57e-05 | 0.00010356 | 8.341e-05 | 9.07e-05 | 0.00021987 | 0.00017756 | 0.00013717 | 0.00015232 | 6.3381e-05 | 0.00012387 | 7.29e-05
6249 | 261 | 9 | 0.00011416 | 0.00011472 | 0.00012223 | 0.00015667 | 0.00018657 | 0.00010935 | 0.00011155 | 8.48e-06 | 0.00019254 | 0.00012335 | 0.00010455 | 0.00021177 | 0.00019397 | 0.00017764 | 0.00015495 | 5.7883e-05 | 0.00033318 | 7.29e-05
6250 | 261 | 9 | 0.00011415 | 0.00011267 | 0.00010157 | 0.00016023 | 0.00019413 | 0.00011243 | 0.00011316 | 0 | 0.0002052 | 0.00015891 | 0.00012472 | 0.00016735 | 0.00017459 | 0.00018261 | 0.00013466 | 5.3003e-05 | 0.0003418 | 7.29e-05
6251 | 261 | 9 | 0.00011416 | 0.00011949 | 0.00010631 | 0.0001671 | 0.0001998 | 0.00011446 | 0.00011284 | 0 | 0.00017574 | 0.0001728 | 0.00014291 | 0.00016516 | 0.00017096 | 0.00017757 | 0.00013153 | 5.1877e-05 | 0.00058679 | 7.29e-05
6252 | 261 | 9 | 0.00011415 | 0.00012062 | 0.00010437 | 0.00016321 | 0.00018947 | 0.00011304 | 0.00011158 | 0 | 0.00016891 | 0.00017449 | 0.00015656 | 0.00016969 | 0.00017147 | 0.00017414 | 0.0001325 | 5.094e-05 | 0.0005004 | 7.29e-05
6253 | 261 | 9 | 0.00011416 | 0.00011544 | 0.00011961 | 0.00016189 | 0.00019352 | 0.00010903 | 0.00010961 | 0 | 0.00016974 | 0.00017333 | 0.00016603 | 0.00016119 | 0.00016377 | 0.00016716 | 0.0001026 | 4.871e-05 | 0.0002899 | 7.29e-05
6254 | 261 | 9 | 0.00011415 | 0.00012353 | 0.00010936 | 0.00016056 | 0.00018749 | 0.00010849 | 0.00010905 | 0 | 0.00016279 | 0.00016959 | 0.00017027 | 0.00017915 | 0.00016995 | 0.00016187 | 9.9346e-05 | 4.5403e-05 | 0.00020507 | 7.29e-05
6255 | 261 | 9 | 0.00011416 | 0.00012376 | 0.00010449 | 0.00015921 | 0.00018667 | 0.00010563 | 0.00010875 | 0 | 0.00017571 | 0.00016866 | 0.00017002 | 0.00018433 | 0.00016828 | 0.00015349 | 9.7861e-05 | 3.767e-05 | 0.00026349 | 7.29e-05
6256 | 261 | 9 | 0.00011415 | 0.00012389 | 0.00010954 | 0.0001586 | 0.00019302 | 0.00010618 | 0.00011021 | 0 | 0.00018211 | 0.00016837 | 0.00016635 | 0.00019577 | 0.00015154 | 0.00010911 | 7.565e-05 | 2.635e-05 | 0.00023311 | 7.29e-05
6257 | 261 | 9 | 0.00011416 | 0.00011827 | 0.0001079 | 0.00015825 | 0.00019752 | 0.00010774 | 0.0001131 | 4.24e-06 | 0.00019253 | 0.00016233 | 0.00015254 | 0.00021166 | 0.00015792 | 0.00010622 | 5.9014e-05 | 1.8032e-05 | 0.00015572 | 7.29e-05
6258 | 261 | 9 | 0.00011415 | 0.00011808 | 0.00010112 | 0.00016355 | 0.00018727 | 0.00010809 | 0.00011271 | 6.146e-05 | 0.00020726 | 0.00015906 | 0.000139 | 0.00020511 | 0.00016051 | 0.00011776 | 6.3325e-05 | 1.0741e-05 | 1.7393e-05 | 7.29e-05
6259 | 261 | 9 | 0.00011416 | 0.00011418 | 0.00010556 | 0.0001111 | 0.00013155 | 0.00010628 | 0.00011208 | 0.00010597 | 0.00020521 | 0.00015889 | 0.00012996 | 0.00016287 | 0.00013391 | 0.00010629 | 4.7309e-05 | 8.2713e-06 | 0 | 7.29e-05
6260 | 261 | 9 | 0.00011415 | 0.00011485 | 0.00010877 | 0.00011249 | 0.00013638 | 0.00010941 | 0.00011481 | 0.00011869 | 0.0001723 | 0.00015005 | 0.00012064 | 0.00012894 | 0.00011508 | 0.00010209 | 4.8892e-05 | 7.9214e-06 | 0 | 7.29e-05
6261 | 261 | 9 | 0.00011416 | 0.00011796 | 0.00011673 | 6.021e-05 | 7.487e-05 | 0.00010563 | 0.00011052 | 0.00013776 | 0.00013949 | 0.00013498 | 0.00011298 | 8.478e-05 | 8.646e-05 | 8.846e-05 | 4.6433e-05 | 8.1341e-06 | 0 | 7.29e-05
6262 | 261 | 9 | 0.00011415 | 0.000117 | 0.00010356 | 5.761e-05 | 6.336e-05 | 0.00010266 | 0.00010579 | 0.00014835 | 9.772e-05 | 0.00011364 | 0.00010545 | 8.718e-05 | 8.746e-05 | 8.811e-05 | 4.677e-05 | 1.0554e-05 | 0 | 7.29e-05
6263 | 261 | 9 | 0.00011416 | 0.00012148 | 0.00012001 | 6.03e-05 | 6.693e-05 | 9.811e-05 | 0.00010086 | 0.00015472 | 9.042e-05 | 9.899e-05 | 9.968e-05 | 7.813e-05 | 7.246e-05 | 6.719e-05 | 4.4236e-05 | 1.6251e-05 | 0 | 7.29e-05
6264 | 261 | 9 | 0.00011415 | 0.00012293 | 0.00011055 | 5.555e-05 | 6.279e-05 | 9.233e-05 | 9.489e-05 | 0.00017591 | 8.083e-05 | 8.62e-05 | 9.052e-05 | 6.24e-05 | 6.036e-05 | 5.855e-05 | 3.2693e-05 | 2.8504e-05 | 0 | 7.29e-05
6265 | 262 | 9 | 0.00011416 | 0.0001112 | 8.173e-05 | 5.798e-05 | 6.373e-05 | 8.92e-05 | 9.07e-05 | 0.00018862 | 6.645e-05 | 7.397e-05 | 8.111e-05 | 5.425e-05 | 5.367e-05 | 5.325e-05 | 3.6027e-05 | 3.4337e-05 | 0 | 7.246e-05
6266 | 262 | 9 | 0.00011415 | 0.00011128 | 8.718e-05 | 5.82e-05 | 7.255e-05 | 8.614e-05 | 8.83e-05 | 0.00019286 | 5.732e-05 | 6.375e-05 | 7.198e-05 | 1.882e-05 | 3.751e-05 | 5.582e-05 | 2.6516e-05 | 4.2734e-05 | 0 | 7.246e-05
6267 | 262 | 9 | 0.00011416 | 0.00011242 | 0.0001033 | 5.77e-05 | 7.088e-05 | 8.451e-05 | 8.613e-05 | 0.00020558 | 2.75e-05 | 5.197e-05 | 6.534e-05 | 1.354e-05 | 3.797e-05 | 6.189e-05 | 2.2008e-05 | 4.747e-05 | 0 | 7.246e-05
6268 | 262 | 9 | 0.00011415 | 0.00012144 | 9.621e-05 | 5.663e-05 | 7.535e-05 | 8.363e-05 | 8.59e-05 | 0.00021194 | 1.735e-05 | 4.412e-05 | 6.185e-05 | 1.354e-05 | 4.746e-05 | 8.073e-05 | 1.7062e-05 | 4.901e-05 | 0 | 7.246e-05
6269 | 262 | 9 | 0.00011416 | 0.00012157 | 8.203e-05 | 6.275e-05 | 6.79e-05 | 8.439e-05 | 8.596e-05 | 0.00021617 | 1.462e-05 | 4.357e-05 | 6.447e-05 | 1.914e-05 | 5.722e-05 | 9.461e-05 | 1.7384e-05 | 4.7339e-05 | 0 | 7.246e-05
6270 | 262 | 9 | 0.00011415 | 0.0001209 | 9.731e-05 | 0.00010997 | 0.00013324 | 8.64e-05 | 8.738e-05 | 0.00019498 | 1.801e-05 | 4.869e-05 | 7.126e-05 | 4.662e-05 | 7.737e-05 | 0.00010773 | 1.7643e-05 | 5.2819e-05 | 0 | 7.246e-05
6271 | 262 | 9 | 0.00011416 | 0.00011413 | 9.527e-05 | 0.00011434 | 0.00013664 | 8.818e-05 | 8.887e-05 | 0.00011021 | 4.018e-05 | 6.045e-05 | 8.113e-05 | 0.00012384 | 0.00011817 | 0.0001132 | 1.9309e-05 | 5.5946e-05 | 2.5343e-05 | 7.246e-05
6272 | 262 | 9 | 0.00011415 | 0.00011429 | 0.00010247 | 0.0001576 | 0.00019886 | 9.359e-05 | 9.335e-05 | 2.967e-05 | 0.00010481 | 8.425e-05 | 9.138e-05 | 0.00022098 | 0.00017845 | 0.00013786 | 2.5335e-05 | 5.0903e-05 | 5.4461e-05 | 7.246e-05
6273 | 262 | 9 | 0.00011416 | 0.00012258 | 9.812e-05 | 0.00016057 | 0.00019421 | 9.931e-05 | 9.766e-05 | 0 | 0.00019365 | 0.00012432 | 0.00010531 | 0.00021083 | 0.00019311 | 0.00017685 | 3.2655e-05 | 4.2189e-05 | 8.9187e-05 | 7.246e-05
6274 | 262 | 9 | 0.00011415 | 0.00011199 | 8.942e-05 | 0.00016539 | 0.00019979 | 0.00010314 | 9.944e-05 | 0 | 0.00020472 | 0.00015924 | 0.00012521 | 0.00016618 | 0.00017337 | 0.00018134 | 2.6532e-05 | 3.9806e-05 | 7.6537e-05 | 7.246e-05
6275 | 262 | 9 | 0.00011416 | 0.00012174 | 8.875e-05 | 0.00016447 | 0.00019692 | 0.00010744 | 0.00010109 | 0 | 0.00017477 | 0.00017239 | 0.00014298 | 0.00016612 | 0.00017196 | 0.00017861 | 2.2511e-05 | 4.0334e-05 | 0.00027108 | 7.246e-05
6276 | 262 | 9 | 0.00011415 | 0.00011206 | 9.465e-05 | 0.00015991 | 0.00019635 | 0.00010918 | 0.00010218 | 0 | 0.00016946 | 0.0001744 | 0.00015673 | 0.00016967 | 0.00017145 | 0.00017412 | 2.4467e-05 | 4.9544e-05 | 0.00057561 | 7.246e-05
6277 | 262 | 9 | 0.00011416 | 0.0001203 | 8.111e-05 | 0.00016138 | 0.00019464 | 0.0001044 | 0.00010148 | 0 | 0.00016979 | 0.00017339 | 0.00016608 | 0.00016031 | 0.00016287 | 0.00016625 | 2.7307e-05 | 4.3474e-05 | 5.0804e-05 | 7.246e-05
6278 | 262 | 9 | 0.00011415 | 0.00011814 | 9.8e-05 | 0.00015939 | 0.00019542 | 0.00010109 | 9.961e-05 | 0 | 0.00016212 | 0.00016933 | 0.00017006 | 0.00017713 | 0.00016803 | 0.00016004 | 3.3265e-05 | 4.3384e-05 | 0.00013737 | 7.246e-05
6279 | 262 | 9 | 0.00011416 | 0.00011744 | 8.323e-05 | 0.00016696 | 0.00019532 | 9.953e-05 | 9.869e-05 | 0 | 0.00017401 | 0.0001677 | 0.00016942 | 0.00018317 | 0.00016721 | 0.00015252 | 3.5086e-05 | 4.6551e-05 | 0.0003899 | 7.246e-05
6280 | 262 | 9 | 0.00011415 | 0.00011448 | 9.503e-05 | 0.00015687 | 0.00019 | 9.81e-05 | 0.0001005 | 0 | 0.00018085 | 0.0001672 | 0.00016561 | 0.00019653 | 0.00015213 | 0.00010953 | 4.4038e-05 | 5.5493e-05 | 0.00022281 | 7.246e-05
6281 | 262 | 9 | 0.00011416 | 0.0001179 | 8.84e-05 | 0.00016148 | 0.00019388 | 0.00010019 | 0.00010649 | 0 | 0.00019283 | 0.00016177 | 0.00015195 | 0.00021245 | 0.00015851 | 0.00010662 | 6.4772e-05 | 6.4075e-05 | 9.8528e-05 | 7.246e-05
6282 | 262 | 9 | 0.00011415 | 0.00011135 | 0.000101 | 0.00016499 | 0.0002002 | 0.00010282 | 0.00010909 | 5.934e-05 | 0.00020789 | 0.00015908 | 0.00013861 | 0.00020466 | 0.00016016 | 0.0001175 | 7.2466e-05 | 6.8369e-05 | 9.8333e-06 | 7.246e-05
6283 | 262 | 9 | 0.00011416 | 0.00011261 | 0.00010316 | 0.00010952 | 0.00013569 | 0.00010473 | 0.00010998 | 8.69e-05 | 0.00020499 | 0.00015892 | 0.00012964 | 0.00016451 | 0.00013526 | 0.00010736 | 8.3918e-05 | 6.9117e-05 | 0 | 7.246e-05
6284 | 262 | 9 | 0.00011415 | 0.00012022 | 8.551e-05 | 0.00011378 | 0.00013182 | 0.00011042 | 0.00011399 | 0.00011233 | 0.00017357 | 0.00015053 | 0.00012071 | 0.00012897 | 0.00011511 | 0.00010211 | 9.0765e-05 | 7.1825e-05 | 0 | 7.246e-05
6285 | 262 | 9 | 0.00011416 | 0.00011654 | 9.361e-05 | 5.477e-05 | 7.471e-05 | 0.0001062 | 0.00011018 | 0.00013352 | 0.00013975 | 0.00013542 | 0.00011315 | 8.545e-05 | 8.714e-05 | 8.916e-05 | 8.8117e-05 | 6.6606e-05 | 0 | 7.246e-05
6286 | 262 | 9 | 0.00011415 | 0.00011886 | 9.264e-05 | 6.326e-05 | 7.602e-05 | 0.00010206 | 0.00010476 | 0.00014624 | 9.831e-05 | 0.00011414 | 0.0001058 | 8.762e-05 | 8.79e-05 | 8.855e-05 | 8.7465e-05 | 5.9165e-05 | 0 | 7.246e-05
6287 | 262 | 9 | 0.00011416 | 0.0001131 | 8.342e-05 | 6.342e-05 | 6.888e-05 | 9.61e-05 | 9.833e-05 | 0.00016743 | 9.09e-05 | 9.948e-05 | 0.00010009 | 7.714e-05 | 7.154e-05 | 6.634e-05 | 7.7183e-05 | 5.0665e-05 | 0 | 7.246e-05
6288 | 262 | 9 | 0.00011415 | 0.0001193 | 9.486e-05 | 5.657e-05 | 6.763e-05 | 8.994e-05 | 9.309e-05 | 0.0001865 | 8.016e-05 | 8.619e-05 | 9.069e-05 | 6.261e-05 | 6.057e-05 | 5.875e-05 | 5.8727e-05 | 6.7589e-05 | 0 | 7.246e-05
6289 | 263 | 9 | 0.00011416 | 0.00012442 | 0.00012173 | 5.943e-05 | 7.099e-05 | 8.773e-05 | 8.968e-05 | 0.00018862 | 6.65e-05 | 7.389e-05 | 8.123e-05 | 5.404e-05 | 5.347e-05 | 5.305e-05 | 5.4235e-05 | 6.8555e-05 | 0 | 7.194e-05
6290 | 263 | 9 | 0.00011415 | 0.00012123 | 0.00012652 | 5.325e-05 | 7.392e-05 | 8.511e-05 | 8.884e-05 | 0.00020345 | 5.716e-05 | 6.362e-05 | 7.2e-05 | 1.893e-05 | 3.774e-05 | 5.616e-05 | 5.5984e-05 | 6.6835e-05 | 0 | 7.194e-05
6291 | 263 | 9 | 0.00011416 | 0.00011663 | 0.00014028 | 5.908e-05 | 6.789e-05 | 8.532e-05 | 8.837e-05 | 0.00020558 | 2.755e-05 | 5.197e-05 | 6.539e-05 | 1.351e-05 | 3.788e-05 | 6.174e-05 | 5.3464e-05 | 7.6513e-05 | 0 | 7.194e-05
6292 | 263 | 9 | 0.00011415 | 0.00011932 | 0.00012031 | 6.097e-05 | 7.425e-05 | 8.594e-05 | 8.879e-05 | 0.00020769 | 1.733e-05 | 4.412e-05 | 6.183e-05 | 1.351e-05 | 4.735e-05 | 8.053e-05 | 5.1653e-05 | 8.5451e-05 | 0 | 7.194e-05
6293 | 263 | 9 | 0.00011416 | 0.00011428 | 0.0001194 | 6.165e-05 | 7.442e-05 | 9.254e-05 | 9.253e-05 | 0.00020557 | 1.459e-05 | 4.353e-05 | 6.442e-05 | 1.878e-05 | 5.617e-05 | 9.287e-05 | 5.92e-05 | 8.6894e-05 | 0 | 7.194e-05
6294 | 263 | 9 | 0.00011415 | 0.00011441 | 0.0001241 | 0.00011338 | 0.00013697 | 0.0001063 | 0.00010384 | 0.00020558 | 1.773e-05 | 4.827e-05 | 7.083e-05 | 4.643e-05 | 7.706e-05 | 0.00010731 | 6.429e-05 | 8.2824e-05 | 0 | 7.194e-05
6295 | 263 | 9 | 0.00011416 | 0.00011466 | 0.00013126 | 0.00011389 | 0.00013396 | 0.00011568 | 0.00011795 | 0.00011233 | 3.998e-05 | 5.997e-05 | 8.064e-05 | 0.00012285 | 0.00011722 | 0.00011229 | 6.6481e-05 | 7.3101e-05 | 4.9947e-05 | 7.194e-05
6296 | 263 | 9 | 0.00011415 | 0.00011442 | 0.00014125 | 0.00016044 | 0.00019833 | 0.00011924 | 0.00012785 | 2.543e-05 | 0.00010399 | 8.36e-05 | 9.073e-05 | 0.0002206 | 0.00017815 | 0.00013762 | 6.5437e-05 | 5.453e-05 | 0.00010674 | 7.194e-05
6297 | 263 | 9 | 0.00011416 | 0.00011599 | 0.00013134 | 0.0001581 | 0.00019909 | 0.00012356 | 0.00013123 | 0 | 0.00019319 | 0.00012375 | 0.00010469 | 0.0002126 | 0.00019472 | 0.00017833 | 6.2597e-05 | 4.3852e-05 | 0.00021996 | 7.194e-05
6298 | 263 | 9 | 0.00011415 | 0.00011779 | 0.00013834 | 0.00015637 | 0.00019213 | 0.00012428 | 0.00013161 | 0 | 0.00020599 | 0.00015948 | 0.00012503 | 0.00016593 | 0.00017311 | 0.00018107 | 5.7404e-05 | 4.157e-05 | 0.00024347 | 7.194e-05
6299 | 263 | 9 | 0.00011416 | 0.00012204 | 0.00012146 | 0.00015943 | 0.00018798 | 0.00012681 | 0.00013128 | 0 | 0.0001748 | 0.00017268 | 0.00014288 | 0.00016788 | 0.00017379 | 0.0001805 | 4.328e-05 | 4.2317e-05 | 0.00046849 | 7.194e-05
6300 | 263 | 9 | 0.00011415 | 0.00011673 | 0.00013678 | 0.00016695 | 0.00019781 | 0.00012415 | 0.00012958 | 0 | 0.00017088 | 0.00017523 | 0.00015714 | 0.00016793 | 0.0001697 | 0.00017234 | 5.8309e-05 | 6.2988e-05 | 0.00032272 | 7.194e-05
6301 | 263 | 9 | 0.00011416 | 0.00012405 | 0.00012084 | 0.00015894 | 0.0001934 | 0.00012378 | 0.00013061 | 0 | 0.00016872 | 0.00017343 | 0.00016616 | 0.00016209 | 0.00016468 | 0.00016809 | 7.0307e-05 | 5.228e-05 | 0.00022528 | 7.194e-05
6302 | 263 | 9 | 0.00011415 | 0.00012308 | 0.0001273 | 0.00016496 | 0.00019598 | 0.00012302 | 0.0001298 | 0 | 0.00016333 | 0.00016977 | 0.00017054 | 0.00017687 | 0.00016778 | 0.0001598 | 7.8484e-05 | 4.2737e-05 | 0.00022606 | 7.194e-05
6303 | 263 | 9 | 0.00011416 | 0.00011725 | 0.00013504 | 0.00016696 | 0.00018776 | 0.00012247 | 0.00012901 | 0 | 0.00017402 | 0.00016803 | 0.00016976 | 0.00018187 | 0.00016603 | 0.00015144 | 7.6286e-05 | 3.1647e-05 | 0.00024893 | 7.194e-05
6304 | 263 | 9 | 0.00011415 | 0.00011796 | 0.00012715 | 0.00015754 | 0.00019474 | 0.00012178 | 0.00012968 | 0 | 0.00017985 | 0.00016695 | 0.00016564 | 0.00019687 | 0.00015239 | 0.00010972 | 8.1505e-05 | 2.3009e-05 | 0.00022391 | 7.194e-05
6305 | 263 | 9 | 0.00011416 | 0.000116 | 0.00013555 | 0.00016607 | 0.00018946 | 0.0001239 | 0.00013141 | 0 | 0.00019292 | 0.00016153 | 0.00015192 | 0.00021398 | 0.00015965 | 0.00010739 | 7.4427e-05 | 2.0725e-05 | 0.00014075 | 7.194e-05
6306 | 263 | 9 | 0.00011415 | 0.00011571 | 0.00013135 | 0.00016154 | 0.00019433 | 0.00012258 | 0.00012731 | 2.544e-05 | 0.00020906 | 0.00015937 | 0.00013874 | 0.00020677 | 0.00016181 | 0.00011872 | 6.9428e-05 | 1.8193e-05 | 1.0105e-05 | 7.194e-05
6307 | 263 | 9 | 0.00011416 | 0.00011437 | 0.00014063 | 0.00011509 | 0.00013814 | 0.00012111 | 0.00012688 | 4.451e-05 | 0.00020686 | 0.00015985 | 0.00012998 | 0.00016363 | 0.00013454 | 0.00010679 | 6.733e-05 | 1.5835e-05 | 0 | 7.194e-05
6308 | 263 | 9 | 0.00011415 | 0.00011662 | 0.00013946 | 0.00011 | 0.00013262 | 0.00012284 | 0.00012872 | 8.69e-05 | 0.00017329 | 0.00015102 | 0.00012091 | 0.00012864 | 0.00011481 | 0.00010185 | 5.7036e-05 | 1.3267e-05 | 0 | 7.194e-05
6309 | 263 | 9 | 0.00011416 | 0.00011549 | 0.000133 | 6.294e-05 | 7.08e-05 | 0.00011553 | 0.00012255 | 0.00010597 | 0.0001395 | 0.00013548 | 0.0001133 | 8.505e-05 | 8.673e-05 | 8.874e-05 | 5.147e-05 | 1.3994e-05 | 0 | 7.194e-05
6310 | 263 | 9 | 0.00011415 | 0.0001245 | 0.00011886 | 5.535e-05 | 6.306e-05 | 0.00011053 | 0.00011384 | 9.75e-05 | 9.795e-05 | 0.00011393 | 0.00010581 | 8.783e-05 | 8.812e-05 | 8.877e-05 | 4.9102e-05 | 1.735e-05 | 0 | 7.194e-05
6311 | 263 | 9 | 0.00011416 | 0.00012542 | 0.00013036 | 5.445e-05 | 7.324e-05 | 0.00010422 | 0.00010621 | 0.00011868 | 9.097e-05 | 9.937e-05 | 0.0001001 | 7.768e-05 | 7.204e-05 | 6.68e-05 | 4.913e-05 | 2.1104e-05 | 0 | 7.194e-05
6312 | 263 | 9 | 0.00011415 | 0.00012043 | 0.00012324 | 5.935e-05 | 7.19e-05 | 9.833e-05 | 9.879e-05 | 0.00011657 | 8.059e-05 | 8.633e-05 | 9.075e-05 | 6.331e-05 | 6.124e-05 | 5.941e-05 | 7.3836e-05 | 2.7806e-05 | 0 | 7.194e-05
6313 | 264 | 9 | 0.00011416 | 0.00011273 | 0.0001357 | 5.528e-05 | 7.163e-05 | 9.381e-05 | 9.422e-05 | 0.000142 | 6.712e-05 | 7.429e-05 | 8.143e-05 | 5.444e-05 | 5.386e-05 | 5.344e-05 | 8.2671e-05 | 3.0049e-05 | 0 | 7.125e-05
6314 | 264 | 9 | 0.00011415 | 0.00011422 | 0.00013257 | 5.343e-05 | 6.375e-05 | 9.193e-05 | 9.217e-05 | 0.00016954 | 5.76e-05 | 6.409e-05 | 7.228e-05 | 1.883e-05 | 3.753e-05 | 5.585e-05 | 7.4851e-05 | 3.469e-05 | 0 | 7.125e-05
6315 | 264 | 9 | 0.00011416 | 0.00010593 | 0.00012861 | 5.518e-05 | 7.196e-05 | 9.049e-05 | 9.128e-05 | 0.00016531 | 2.757e-05 | 5.219e-05 | 6.558e-05 | 1.347e-05 | 3.778e-05 | 6.158e-05 | 7.4379e-05 | 3.7945e-05 | 0 | 7.125e-05
6316 | 264 | 9 | 0.00011415 | 0.00010896 | 0.00013552 | 6.238e-05 | 7.161e-05 | 9.113e-05 | 9.151e-05 | 0.00018014 | 1.732e-05 | 4.416e-05 | 6.196e-05 | 1.341e-05 | 4.701e-05 | 7.996e-05 | 7.7449e-05 | 4.2158e-05 | 0 | 7.125e-05
6317 | 264 | 9 | 0.00011416 | 0.00010832 | 0.00013036 | 5.795e-05 | 6.976e-05 | 9.605e-05 | 9.435e-05 | 0.00019074 | 1.451e-05 | 4.339e-05 | 6.437e-05 | 1.887e-05 | 5.643e-05 | 9.331e-05 | 7.1904e-05 | 4.2282e-05 | 0 | 7.125e-05
6318 | 264 | 9 | 0.00011415 | 0.00010721 | 0.00012848 | 0.00011172 | 0.00012818 | 0.00010838 | 0.00010485 | 0.00018015 | 1.778e-05 | 4.824e-05 | 7.082e-05 | 4.644e-05 | 7.707e-05 | 0.00010732 | 7.4847e-05 | 4.9679e-05 | 0 | 7.125e-05
6319 | 264 | 9 | 0.00011416 | 0.00010746 | 0.00012808 | 0.00010696 | 0.00012546 | 0.00011881 | 0.00011885 | 0.00010173 | 3.999e-05 | 5.999e-05 | 8.061e-05 | 0.00012257 | 0.00011696 | 0.00011204 | 8.69e-05 | 5.8713e-05 | 5.379e-05 | 7.125e-05
6320 | 264 | 9 | 0.00011415 | 0.0001065 | 0.00012287 | 0.00016241 | 0.0001976 | 0.00012238 | 0.00012711 | 2.12e-05 | 0.00010378 | 8.353e-05 | 9.065e-05 | 0.00022023 | 0.00017785 | 0.00013739 | 9.5406e-05 | 5.8567e-05 | 0.00022726 | 7.125e-05
6321 | 264 | 9 | 0.00011416 | 0.00010543 | 0.00012619 | 0.00016684 | 0.00019011 | 0.00012506 | 0.00013012 | 0 | 0.00019287 | 0.00012357 | 0.00010457 | 0.00021242 | 0.00019456 | 0.00017819 | 9.2414e-05 | 5.2773e-05 | 0.00037412 | 7.125e-05
6322 | 264 | 9 | 0.00011415 | 0.00011155 | 0.00013101 | 0.00016448 | 0.00019841 | 0.00012551 | 0.00012967 | 0 | 0.00020578 | 0.00015929 | 0.00012491 | 0.00016794 | 0.0001752 | 0.00018326 | 7.3959e-05 | 5.3009e-05 | 0.00056169 | 7.125e-05
6323 | 264 | 9 | 0.00011416 | 0.00010786 | 0.00012119 | 0.00015977 | 0.00019825 | 0.00012856 | 0.0001291 | 0 | 0.00017632 | 0.0001733 | 0.00014326 | 0.00016623 | 0.00017208 | 0.00017873 | 6.9412e-05 | 6.1157e-05 | 0.00046525 | 7.125e-05
6324 | 264 | 9 | 0.00011415 | 0.0001073 | 0.0001147 | 0.00015667 | 0.0001982 | 0.00012499 | 0.00012757 | 0 | 0.00016988 | 0.00017524 | 0.00015712 | 0.00016884 | 0.00017061 | 0.00017327 | 5.5007e-05 | 8.4603e-05 | 0.00058685 | 7.125e-05
6325 | 264 | 9 | 0.00011416 | 0.00011091 | 0.00013313 | 0.00015987 | 0.00018956 | 0.00012577 | 0.00012838 | 0 | 0.00016927 | 0.00017356 | 0.00016634 | 0.00016174 | 0.00016433 | 0.00016773 | 7.3974e-05 | 9.6453e-05 | 0.00040418 | 7.125e-05
6326 | 264 | 9 | 0.00011415 | 0.00010974 | 0.00012233 | 0.00016223 | 0.00019172 | 0.00012424 | 0.0001292 | 0 | 0.00016316 | 0.00016978 | 0.00017063 | 0.00017887 | 0.00016968 | 0.00016161 | 8.2907e-05 | 0.00010445 | 0.00046676 | 7.125e-05
6327 | 264 | 9 | 0.00011416 | 0.0001134 | 0.00011618 | 0.00016375 | 0.00019471 | 0.00012385 | 0.00012915 | 0 | 0.00017554 | 0.00016869 | 0.00017022 | 0.0001834 | 0.00016743 | 0.00015271 | 8.7468e-05 | 0.00012727 | 0.00028561 | 7.125e-05
6328 | 264 | 9 | 0.00011415 | 0.00011092 | 0.0001357 | 0.00015627 | 0.00019999 | 0.00012375 | 0.00012984 | 0 | 0.00018134 | 0.00016805 | 0.00016629 | 0.00019779 | 0.0001531 | 0.00011023 | 8.5452e-05 | 0.00014823 | 0.00014775 | 7.125e-05
6329 | 264 | 9 | 0.00011416 | 0.00011144 | 0.00012274 | 0.0001675 | 0.00019291 | 0.0001242 | 0.00013074 | 0 | 0.00019396 | 0.00016259 | 0.00015266 | 0.00021306 | 0.00015896 | 0.00010692 | 8.3442e-05 | 0.00015074 | 5.2586e-05 | 7.125e-05
6330 | 264 | 9 | 0.00011415 | 0.00010962 | 0.00012376 | 0.00016549 | 0.00018822 | 0.0001221 | 0.00012689 | 2.544e-05 | 0.0002086 | 0.00015977 | 0.00013926 | 0.00020339 | 0.00015916 | 0.00011677 | 9.4686e-05 | 0.00015117 | 0 | 7.125e-05
6331 | 264 | 9 | 0.00011416 | 0.00010956 | 0.00013237 | 0.00011451 | 0.00012677 | 0.00012048 | 0.00012679 | 5.934e-05 | 0.00020416 | 0.00015897 | 0.00012996 | 0.00016457 | 0.00013532 | 0.0001074 | 0.00010565 | 0.00014123 | 0 | 7.125e-05
6332 | 264 | 9 | 0.00011415 | 0.00011461 | 0.00012024 | 0.0001128 | 0.00012645 | 0.00012284 | 0.00012813 | 7.842e-05 | 0.00017348 | 0.00015041 | 0.00012089 | 0.00012871 | 0.00011488 | 0.00010191 | 0.00011917 | 0.00012404 | 0 | 7.125e-05
6333 | 264 | 9 | 0.00011416 | 0.00011068 | 0.00011626 | 5.581e-05 | 6.64e-05 | 0.00011567 | 0.00012243 | 9.749e-05 | 0.00013951 | 0.00013523 | 0.00011318 | 8.448e-05 | 8.615e-05 | 8.815e-05 | 0.00013149 | 0.00011506 | 0 | 7.125e-05
6334 | 264 | 9 | 0.00011415 | 0.00011349 | 0.00012618 | 5.409e-05 | 7.293e-05 | 0.00011085 | 0.00011387 | 0.00011021 | 9.75e-05 | 0.00011367 | 0.00010552 | 8.688e-05 | 8.716e-05 | 8.78e-05 | 0.00014939 | 0.00011711 | 0 | 7.125e-05
6335 | 264 | 9 | 0.00011416 | 0.000113 | 0.00012682 | 5.456e-05 | 7.144e-05 | 0.00010442 | 0.00010681 | 0.00012504 | 9.016e-05 | 9.882e-05 | 9.964e-05 | 7.732e-05 | 7.171e-05 | 6.649e-05 | 0.00015973 | 0.00012129 | 0 | 7.125e-05
6336 | 264 | 9 | 0.00011415 | 0.00010887 | 0.00011694 | 5.463e-05 | 7.142e-05 | 9.803e-05 | 9.965e-05 | 0.00013564 | 8.014e-05 | 8.579e-05 | 9.032e-05 | 6.296e-05 | 6.09e-05 | 5.908e-05 | 0.00016728 | 0.00012527 | 0 | 7.125e-05
6337 | 265 | 9 | 0.00011416 | 0.00011613 | 0.00011924 | 5.376e-05 | 3.889e-05 | 9.398e-05 | 9.479e-05 | 0.00015471 | 6.674e-05 | 7.384e-05 | 8.099e-05 | 6.751e-05 | 6.011e-05 | 5.301e-05 | 0.00017001 | 0.00012336 | 0 | 7.055e-05
6338 | 265 | 9 | 0.00011415 | 0.00011897 | 9.982e-05 | 6.32e-05 | 4.346e-05 | 9.196e-05 | 9.261e-05 | 0.00015895 | 6.771e-05 | 6.607e-05 | 7.183e-05 | 3.503e-05 | 4.549e-05 | 5.575e-05 | 0.00017946 | 0.00010527 | 0 | 7.055e-05
6339 | 265 | 9 | 0.00011416 | 0.00011182 | 9.887e-05 | 6.111e-05 | 4.418e-05 | 9.075e-05 | 9.2e-05 | 0.00016955 | 4.215e-05 | 5.7e-05 | 6.522e-05 | 2.196e-05 | 4.167e-05 | 6.096e-05 | 0.00018364 | 8.6035e-05 | 0 | 7.055e-05
6340 | 265 | 9 | 0.00011415 | 0.00012275 | 0.00010513 | 5.806e-05 | 4.304e-05 | 9.215e-05 | 9.229e-05 | 0.00016319 | 2.702e-05 | 4.933e-05 | 6.155e-05 | 2.167e-05 | 5.135e-05 | 8.045e-05 | 0.00018017 | 7.3608e-05 | 0 | 7.055e-05
6341 | 265 | 9 | 0.00011416 | 0.00011228 | 0.0001168 | 5.431e-05 | 4.005e-05 | 9.754e-05 | 9.529e-05 | 0.00015895 | 2.33e-05 | 4.824e-05 | 6.417e-05 | 2.359e-05 | 5.905e-05 | 9.384e-05 | 0.0001675 | 6.245e-05 | 0 | 7.055e-05
6342 | 265 | 9 | 0.00011415 | 0.00012083 | 0.00011664 | 0.00011262 | 7.982e-05 | 0.00010971 | 0.00010572 | 0.00014624 | 2.345e-05 | 5.217e-05 | 7.082e-05 | 2.982e-05 | 6.875e-05 | 0.00010699 | 0.00015038 | 5.5307e-05 | 0 | 7.055e-05
6343 | 265 | 9 | 0.00011416 | 0.00011359 | 0.00010084 | 0.00010594 | 8.222e-05 | 0.00011904 | 0.00012015 | 9.114e-05 | 2.832e-05 | 5.929e-05 | 8.059e-05 | 4.661e-05 | 8.017e-05 | 0.00011325 | 0.00012693 | 5.2317e-05 | 2.5258e-05 | 7.055e-05
6344 | 265 | 9 | 0.00011415 | 0.00012169 | 0.00010072 | 0.00016073 | 0.00011932 | 0.00012334 | 0.00012867 | 2.12e-05 | 4.244e-05 | 6.858e-05 | 9.093e-05 | 6.883e-05 | 0.00010351 | 0.00013783 | 0.00011066 | 5.402e-05 | 6.7756e-05 | 7.055e-05
6345 | 265 | 9 | 0.00011416 | 0.00011337 | 0.00010256 | 0.00015637 | 0.00011713 | 0.00012717 | 0.00013145 | 0 | 6.265e-05 | 8.346e-05 | 0.00010496 | 9.926e-05 | 0.00013771 | 0.00017595 | 0.00010207 | 5.1869e-05 | 0.00018098 | 7.055e-05
6346 | 265 | 9 | 0.00011415 | 0.00011471 | 0.00011244 | 0.00015906 | 0.00011457 | 0.00012774 | 0.00013027 | 0 | 9.068e-05 | 0.00010675 | 0.00012476 | 0.00012776 | 0.00015434 | 0.00018109 | 0.00010248 | 4.6198e-05 | 0.00028924 | 7.055e-05
6347 | 265 | 9 | 0.00011416 | 0.00012256 | 0.00010129 | 0.00016433 | 0.00012047 | 0.00012963 | 0.00012921 | 0 | 0.00011892 | 0.00012974 | 0.00014259 | 0.00013751 | 0.00015885 | 0.0001805 | 6.0828e-05 | 3.8294e-05 | 0.00025864 | 7.055e-05
6348 | 265 | 9 | 0.00011415 | 0.00012068 | 0.00011219 | 0.00015834 | 0.00011558 | 0.00012722 | 0.00012761 | 0 | 0.00013277 | 0.00014566 | 0.00015685 | 0.00013771 | 0.00015548 | 0.00017362 | 2.9819e-05 | 3.354e-05 | 0.00049273 | 7.055e-05
6349 | 265 | 9 | 0.00011416 | 0.00012215 | 0.00011451 | 0.00016529 | 0.00012124 | 0.00012616 | 0.0001279 | 0 | 0.00013641 | 0.00015264 | 0.00016615 | 0.00013012 | 0.00014878 | 0.00016774 | 1.8258e-05 | 2.6115e-05 | 0.00036818 | 7.055e-05
6350 | 265 | 9 | 0.00011415 | 0.00011187 | 0.00010404 | 0.00016645 | 0.00011969 | 0.00012444 | 0.00012797 | 0 | 0.00013158 | 0.00015256 | 0.00017048 | 0.00011317 | 0.00013749 | 0.00016191 | 1.2008e-05 | 2.1497e-05 | 0.00038291 | 7.055e-05
6351 | 265 | 9 | 0.00011416 | 0.00012148 | 0.00011283 | 0.00015958 | 0.00012067 | 0.00012272 | 0.00012801 | 0 | 0.00011743 | 0.00014685 | 0.00017027 | 0.00012807 | 0.00014074 | 0.0001538 | 7.6326e-06 | 1.7777e-05 | 2.6598e-05 | 7.055e-05
6352 | 265 | 9 | 0.00011415 | 0.00011811 | 0.00011508 | 0.00015889 | 0.00011996 | 0.00012256 | 0.00012873 | 0 | 0.00012613 | 0.00014306 | 0.00016667 | 0.00013396 | 0.00012147 | 0.00010981 | 5.7837e-06 | 1.5316e-05 | 4.5136e-05 | 7.055e-05
6353 | 265 | 9 | 0.00011416 | 0.00012107 | 0.00010228 | 0.00016344 | 0.00011939 | 0.00012315 | 0.00013113 | 0 | 0.00013196 | 0.00013445 | 0.00015291 | 0.00014092 | 0.00012391 | 0.00010784 | 1.0625e-05 | 1.288e-05 | 1.4406e-05 | 7.055e-05
6354 | 265 | 9 | 0.00011415 | 0.00011613 | 0.00011493 | 0.0001605 | 0.00011861 | 0.0001219 | 0.00012707 | 1.484e-05 | 0.00013868 | 0.00012845 | 0.00013968 | 0.00014139 | 0.00012943 | 0.00011833 | 1.2329e-05 | 1.132e-05 | 3.0119e-06 | 7.055e-05
6355 | 265 | 9 | 0.00011416 | 0.00011656 | 0.00011373 | 0.000112 | 8.201e-05 | 0.00012045 | 0.00012628 | 5.087e-05 | 0.00014068 | 0.00012744 | 0.00013066 | 0.00014023 | 0.00012278 | 0.00010627 | 1.4663e-05 | 1.0881e-05 | 0 | 7.055e-05
6356 | 265 | 9 | 0.00011415 | 0.00011453 | 0.00010961 | 0.00011114 | 8.12e-05 | 0.00012319 | 0.00012909 | 7.418e-05 | 0.00014031 | 0.00012577 | 0.00012123 | 0.00014388 | 0.00012243 | 0.000102 | 2.2162e-05 | 1.0112e-05 | 0 | 7.055e-05
6357 | 265 | 9 | 0.00011416 | 0.00011771 | 9.94e-05 | 5.505e-05 | 4.148e-05 | 0.00011675 | 0.00012233 | 9.326e-05 | 0.00014315 | 0.00012415 | 0.00011343 | 8.505e-05 | 8.679e-05 | 8.88e-05 | 1.7688e-05 | 1.0417e-05 | 0 | 7.055e-05
6358 | 265 | 9 | 0.00011415 | 0.00011438 | 0.00010386 | 5.459e-05 | 4.62e-05 | 0.0001121 | 0.00011417 | 9.537e-05 | 9.776e-05 | 0.00011026 | 0.00010584 | 8.809e-05 | 8.843e-05 | 8.909e-05 | 1.3849e-05 | 1.1365e-05 | 0 | 7.055e-05
6359 | 265 | 9 | 0.00011416 | 0.00011465 | 0.00011312 | 6.168e-05 | 4.542e-05 | 0.00010581 | 0.00010642 | 0.00012716 | 9.147e-05 | 9.868e-05 | 0.00010013 | 8.471e-05 | 7.564e-05 | 6.7e-05 | 1.2313e-05 | 1.2945e-05 | 0 | 7.055e-05
6360 | 265 | 9 | 0.00011415 | 0.00012082 | 0.00010562 | 6.354e-05 | 4.558e-05 | 9.924e-05 | 9.93e-05 | 0.00013564 | 8.642e-05 | 8.767e-05 | 9.083e-05 | 7.869e-05 | 6.841e-05 | 5.856e-05 | 1.488e-05 | 1.3631e-05 | 0 | 7.055e-05
6361 | 266 | 9 | 0.00011416 | 0.00011148 | 8.745e-05 | 6.278e-05 | 1.356e-05 | 9.513e-05 | 9.425e-05 | 0.00015259 | 8.019e-05 | 7.823e-05 | 8.133e-05 | 6.761e-05 | 6.02e-05 | 5.309e-05 | 1.5226e-05 | 1.4871e-05 | 0 | 7.029e-05
6362 | 266 | 9 | 0.00011415 | 0.00011684 | 8.738e-05 | 5.781e-05 | 1.591e-05 | 9.263e-05 | 9.177e-05 | 0.00015683 | 7.054e-05 | 6.952e-05 | 7.211e-05 | 3.553e-05 | 4.613e-05 | 5.654e-05 | 2.3379e-05 | 1.6036e-05 | 0 | 7.029e-05
6363 | 266 | 9 | 0.00011416 | 0.00011704 | 9.864e-05 | 5.257e-05 | 1.342e-05 | 9.19e-05 | 9.087e-05 | 0.00013988 | 4.348e-05 | 5.904e-05 | 6.557e-05 | 2.201e-05 | 4.176e-05 | 6.109e-05 | 3.6608e-05 | 1.6939e-05 | 0 | 7.029e-05
6364 | 266 | 9 | 0.00011415 | 0.00011599 | 8.738e-05 | 5.52e-05 | 1.383e-05 | 9.219e-05 | 9.117e-05 | 0.00017167 | 2.745e-05 | 5.032e-05 | 6.184e-05 | 2.165e-05 | 5.131e-05 | 8.039e-05 | 4.4561e-05 | 1.7731e-05 | 0 | 7.029e-05
6365 | 266 | 9 | 0.00011416 | 0.00011618 | 9.527e-05 | 6.322e-05 | 1.34e-05 | 9.766e-05 | 9.436e-05 | 0.00014411 | 2.332e-05 | 4.864e-05 | 6.436e-05 | 2.334e-05 | 5.843e-05 | 9.286e-05 | 4.5332e-05 | 1.8702e-05 | 0 | 7.029e-05
6366 | 266 | 9 | 0.00011415 | 0.00012041 | 9.94e-05 | 0.00011012 | 2.732e-05 | 0.00011034 | 0.00010476 | 0.00013352 | 2.326e-05 | 5.208e-05 | 7.075e-05 | 2.956e-05 | 6.814e-05 | 0.00010605 | 4.9036e-05 | 1.8319e-05 | 0 | 7.029e-05
6367 | 266 | 9 | 0.00011416 | 0.0001131 | 8.446e-05 | 0.000109 | 2.789e-05 | 0.00012103 | 0.00011867 | 8.902e-05 | 2.808e-05 | 5.889e-05 | 8.028e-05 | 4.646e-05 | 7.991e-05 | 0.00011288 | 4.6294e-05 | 1.9241e-05 | 4.9217e-05 | 7.029e-05
6368 | 266 | 9 | 0.00011415 | 0.00011099 | 8.508e-05 | 0.00016608 | 4.262e-05 | 0.00012177 | 0.00012664 | 4.027e-05 | 4.227e-05 | 6.818e-05 | 9.051e-05 | 6.77e-05 | 0.0001018 | 0.00013555 | 3.9051e-05 | 1.8047e-05 | 0.00022449 | 7.029e-05
6369 | 266 | 9 | 0.00011416 | 0.00011647 | 8.735e-05 | 0.00015905 | 4.253e-05 | 0.00012477 | 0.00012956 | 0 | 6.172e-05 | 8.26e-05 | 0.00010407 | 9.961e-05 | 0.0001382 | 0.00017657 | 3.5178e-05 | 2.1369e-05 | 0.00036987 | 7.029e-05
6370 | 266 | 9 | 0.00011415 | 0.00011329 | 9.062e-05 | 0.00015692 | 4.069e-05 | 0.00012494 | 0.00012965 | 0 | 9.077e-05 | 0.00010625 | 0.00012409 | 0.00012903 | 0.00015588 | 0.00018289 | 3.2278e-05 | 2.6036e-05 | 0.00040235 | 7.029e-05
6371 | 266 | 9 | 0.00011416 | 0.00011743 | 9.601e-05 | 0.00016307 | 4.18e-05 | 0.00012664 | 0.00012968 | 0 | 0.0001199 | 0.00013008 | 0.00014245 | 0.00013641 | 0.00015758 | 0.00017905 | 3.5374e-05 | 2.3936e-05 | 0.00040749 | 7.029e-05
6372 | 266 | 9 | 0.00011415 | 0.00011798 | 0.00010419 | 0.00015712 | 4.23e-05 | 0.00012482 | 0.00012765 | 0 | 0.00013209 | 0.00014565 | 0.00015653 | 0.00013927 | 0.00015724 | 0.00017559 | 2.7684e-05 | 2.3106e-05 | 0.00010901 | 7.029e-05
6373 | 266 | 9 | 0.00011416 | 0.00011177 | 8.799e-05 | 0.00016181 | 4.089e-05 | 0.00012521 | 0.0001285 | 0 | 0.00013754 | 0.00015313 | 0.00016638 | 0.00012961 | 0.00014819 | 0.00016707 | 3.6848e-05 | 2.4953e-05 | 0.0002504 | 7.029e-05
6374 | 266 | 9 | 0.00011415 | 0.00011089 | 9.791e-05 | 0.00016379 | 4.141e-05 | 0.00012396 | 0.00012881 | 0 | 0.00013139 | 0.00015281 | 0.00017068 | 0.00011222 | 0.00013633 | 0.00016054 | 4.3913e-05 | 2.7776e-05 | 9.096e-05 | 7.029e-05
6375 | 266 | 9 | 0.00011416 | 0.00010979 | 0.00010126 | 0.00015804 | 4.162e-05 | 0.00012402 | 0.00013 | 0 | 0.00011666 | 0.00014652 | 0.00017015 | 0.00012705 | 0.00013963 | 0.00015258 | 5.7781e-05 | 3.5753e-05 | 4.1989e-05 | 7.029e-05
6376 | 266 | 9 | 0.00011415 | 0.00011805 | 9.468e-05 | 0.00016347 | 4.007e-05 | 0.00012337 | 0.00013094 | 0 | 0.0001252 | 0.00014228 | 0.00016623 | 0.00013477 | 0.0001222 | 0.00011047 | 7.08e-05 | 4.4615e-05 | 0.00013944 | 7.029e-05
6377 | 266 | 9 | 0.00011416 | 0.00011791 | 9.623e-05 | 0.00016652 | 4.263e-05 | 0.00012511 | 0.00013175 | 0 | 0.00013238 | 0.00013412 | 0.00015265 | 0.00014123 | 0.00012418 | 0.00010808 | 7.6026e-05 | 5.0899e-05 | 7.8743e-05 | 7.029e-05
6378 | 266 | 9 | 0.00011415 | 0.00011781 | 8.606e-05 | 0.00016264 | 3.979e-05 | 0.00012354 | 0.00012804 | 0 | 0.00013897 | 0.00012849 | 0.00013944 | 0.00013992 | 0.00012808 | 0.00011709 | 8.4805e-05 | 5.3033e-05 | 4.887e-06 | 7.029e-05
6379 | 266 | 9 | 0.00011416 | 0.00011313 | 9.295e-05 | 0.00011097 | 2.836e-05 | 0.00012118 | 0.00012802 | 0 | 0.0001396 | 0.00012705 | 0.00013021 | 0.00014128 | 0.0001237 | 0.00010707 | 9.1169e-05 | 4.5858e-05 | 0 | 7.029e-05
6380 | 266 | 9 | 0.00011415 | 0.00011945 | 9.633e-05 | 0.00011353 | 2.68e-05 | 0.00012342 | 0.0001307 | 0 | 0.00014094 | 0.00012572 | 0.00012106 | 0.00014404 | 0.00012257 | 0.00010212 | 7.9478e-05 | 3.8043e-05 | 0 | 7.029e-05
6381 | 266 | 9 | 0.00011416 | 0.0001167 | 9.687e-05 | 6.032e-05 | 1.606e-05 | 0.00011757 | 0.00012303 | 0 | 0.00014337 | 0.00012428 | 0.00011339 | 8.528e-05 | 8.703e-05 | 8.904e-05 | 7.0733e-05 | 3.6465e-05 | 0 | 7.029e-05
6382 | 266 | 9 | 0.00011415 | 0.0001174 | 0.00010493 | 6.184e-05 | 1.357e-05 | 0.00011288 | 0.00011428 | 1.696e-05 | 9.799e-05 | 0.00011047 | 0.00010589 | 8.814e-05 | 8.848e-05 | 8.914e-05 | 7.5119e-05 | 3.724e-05 | 0 | 7.029e-05
6383 | 266 | 9 | 0.00011416 | 0.00011039 | 9.135e-05 | 6.32e-05 | 1.348e-05 | 0.00010606 | 0.00010716 | 2.12e-06 | 9.157e-05 | 9.884e-05 | 0.00010022 | 8.378e-05 | 7.481e-05 | 6.627e-05 | 8.3008e-05 | 4.4915e-05 | 0 | 7.029e-05
6384 | 266 | 9 | 0.00011415 | 0.0001161 | 9.198e-05 | 5.963e-05 | 1.514e-05 | 0.00010018 | 9.94e-05 | 0 | 8.572e-05 | 8.746e-05 | 9.077e-05 | 7.86e-05 | 6.834e-05 | 5.849e-05 | 0.00011476 | 6.1746e-05 | 0 | 7.029e-05
6385 | 267 | 9 | 0.00011416 | 0.00011645 | 0.0001 | 5.49e-05 | 6.49e-05 | 9.556e-05 | 9.452e-05 | 0 | 7.999e-05 | 7.797e-05 | 8.124e-05 | 5.508e-05 | 5.449e-05 | 5.406e-05 | 0.00012333 | 7.3976e-05 | 0 | 7.012e-05
6386 | 267 | 9 | 0.00011415 | 0.00011561 | 0.00011652 | 5.959e-05 | 7.22e-05 | 9.311e-05 | 9.211e-05 | 0 | 6.07e-05 | 6.73e-05 | 7.222e-05 | 1.885e-05 | 3.757e-05 | 5.591e-05 | 0.00013278 | 9.8589e-05 | 0 | 7.012e-05
6387 | 267 | 9 | 0.00011416 | 0.00011238 | 0.00011673 | 5.428e-05 | 6.833e-05 | 9.226e-05 | 9.109e-05 | 2.119e-05 | 2.857e-05 | 5.4e-05 | 6.554e-05 | 1.346e-05 | 3.774e-05 | 6.152e-05 | 0.00014841 | 0.00011916 | 0 | 7.012e-05
6388 | 267 | 9 | 0.00011415 | 0.00010779 | 0.00011551 | 6.207e-05 | 6.286e-05 | 9.356e-05 | 9.149e-05 | 5.934e-05 | 1.765e-05 | 4.493e-05 | 6.19e-05 | 1.343e-05 | 4.706e-05 | 8.004e-05 | 0.00015793 | 0.00013594 | 0 | 7.012e-05
6389 | 267 | 9 | 0.00011416 | 0.00011816 | 0.00011737 | 6.17e-05 | 7.519e-05 | 9.816e-05 | 9.449e-05 | 6.358e-05 | 1.454e-05 | 4.369e-05 | 6.436e-05 | 1.894e-05 | 5.664e-05 | 9.365e-05 | 0.0001624 | 0.0001601 | 0 | 7.012e-05
6390 | 267 | 9 | 0.00011415 | 0.00011872 | 9.853e-05 | 0.00011461 | 0.00013315 | 0.00011032 | 0.00010453 | 9.749e-05 | 1.784e-05 | 4.841e-05 | 7.092e-05 | 4.651e-05 | 7.718e-05 | 0.00010748 | 0.00017267 | 0.00017251 | 0 | 7.012e-05
6391 | 267 | 9 | 0.00011416 | 0.0001137 | 0.00011023 | 0.00010642 | 0.00012957 | 0.00012083 | 0.00011898 | 1.272e-05 | 4.006e-05 | 6.011e-05 | 8.073e-05 | 0.00012395 | 0.00011827 | 0.0001133 | 0.00018494 | 0.00018385 | 2.3756e-05 | 7.012e-05
6392 | 267 | 9 | 0.00011415 | 0.00011681 | 0.00011322 | 0.00016619 | 0.00019369 | 0.00012426 | 0.00012774 | 0 | 0.00010487 | 8.408e-05 | 9.104e-05 | 0.00022048 | 0.00017805 | 0.00013755 | 0.00019623 | 0.00018485 | 7.4662e-05 | 7.012e-05
6393 | 267 | 9 | 0.00011416 | 0.00011023 | 0.00010324 | 0.00015643 | 0.00019293 | 0.00012669 | 0.00013097 | 0 | 0.00019327 | 0.00012411 | 0.00010497 | 0.00020971 | 0.00019208 | 0.00017591 | 0.00020219 | 0.00018592 | 0.00019206 | 7.012e-05
6394 | 267 | 9 | 0.00011415 | 0.0001186 | 0.00011186 | 0.0001614 | 0.00019313 | 0.00012611 | 0.00013002 | 0 | 0.00020377 | 0.00015872 | 0.00012475 | 0.00016621 | 0.0001734 | 0.00018137 | 0.00020356 | 0.00018193 | 0.00030241 | 7.012e-05
6395 | 267 | 9 | 0.00011416 | 0.00011139 | 0.00010689 | 0.00015674 | 0.00018723 | 0.00012753 | 0.00012948 | 0 | 0.0001746 | 0.00017198 | 0.00014264 | 0.00016811 | 0.00017402 | 0.00018075 | 0.00020681 | 0.00018713 | 6.3624e-05 | 7.012e-05
6396 | 267 | 9 | 0.00011415 | 0.00011807 | 0.00010354 | 0.00016633 | 0.00018878 | 0.00012396 | 0.00012767 | 0 | 0.00017095 | 0.00017493 | 0.00015694 | 0.00016903 | 0.0001708 | 0.00017346 | 0.00020965 | 0.00018302 | 6.3496e-05 | 7.012e-05
6397 | 267 | 9 | 0.00011416 | 0.00011657 | 0.00011427 | 0.0001608 | 0.00019951 | 0.00012443 | 0.00012693 | 0 | 0.00016956 | 0.00017375 | 0.00016619 | 0.0001604 | 0.00016296 | 0.00016634 | 0.00021178 | 0.00015651 | 6.4896e-05 | 7.012e-05
6398 | 267 | 9 | 0.00011415 | 0.00010962 | 0.00010432 | 0.00015962 | 0.00019044 | 0.00012152 | 0.00012516 | 0 | 0.0001622 | 0.00016951 | 0.00017022 | 0.0001779 | 0.00016876 | 0.00016074 | 0.00021158 | 0.00012433 | 6.0094e-05 | 7.012e-05
6399 | 267 | 9 | 0.00011416 | 0.00011353 | 0.00011052 | 0.00016441 | 0.00019337 | 0.00011817 | 0.00012407 | 0 | 0.00017463 | 0.00016803 | 0.00016975 | 0.00018506 | 0.00016894 | 0.0001541 | 0.00020691 | 0.00012407 | 2.866e-05 | 7.012e-05
6400 | 267 | 9 | 0.00011415 | 0.00011363 | 0.00011812 | 0.00016675 | 0.00019218 | 0.00011855 | 0.00012428 | 0 | 0.00018243 | 0.00016809 | 0.00016624 | 0.00019748 | 0.00015287 | 0.00011006 | 0.00019558 | 0.00013328 | 5.6285e-05 | 7.012e-05
6401 | 267 | 9 | 0.00011416 | 0.00010831 | 0.0001097 | 0.00015647 | 0.00019647 | 0.00012015 | 0.00012621 | 0 | 0.0001939 | 0.00016275 | 0.00015259 | 0.00021328 | 0.00015913 | 0.00010704 | 0.00017972 | 0.00013649 | 3.6695e-05 | 7.012e-05
6402 | 267 | 9 | 0.00011415 | 0.00011071 | 0.00010543 | 0.00016539 | 0.00019755 | 0.00011826 | 0.00012374 | 2.756e-05 | 0.00020879 | 0.00015993 | 0.00013926 | 0.00020408 | 0.0001597 | 0.00011717 | 0.00014782 | 0.00014238 | 3.3004e-06 | 7.012e-05
6403 | 267 | 9 | 0.00011416 | 0.00011297 | 0.00011693 | 0.00011232 | 0.0001264 | 0.00011743 | 0.00012366 | 4.875e-05 | 0.00020475 | 0.00015926 | 0.0001301 | 0.00016431 | 0.0001351 | 0.00010723 | 0.00011053 | 0.00014593 | 0 | 7.012e-05
6404 | 267 | 9 | 0.00011415 | 0.00010955 | 9.988e-05 | 0.00010808 | 0.00013444 | 0.00011909 | 0.00012506 | 6.146e-05 | 0.00017339 | 0.00015056 | 0.000121 | 0.00012815 | 0.00011438 | 0.00010146 | 9.165e-05 | 0.00014738 | 0 | 7.012e-05
6405 | 267 | 9 | 0.00011416 | 0.00011344 | 9.976e-05 | 6.056e-05 | 6.785e-05 | 0.00011201 | 0.00011827 | 4.027e-05 | 0.00013907 | 0.00013511 | 0.00011317 | 8.393e-05 | 8.559e-05 | 8.757e-05 | 8.9494e-05 | 0.00014213 | 0 | 7.012e-05
6406 | 267 | 9 | 0.00011415 | 0.00011384 | 9.847e-05 | 5.206e-05 | 7.509e-05 | 0.00010891 | 0.00011055 | 3.179e-05 | 9.699e-05 | 0.00011331 | 0.00010537 | 8.805e-05 | 8.834e-05 | 8.899e-05 | 9.3471e-05 | 0.00013699 | 0 | 7.012e-05
6407 | 267 | 9 | 0.00011416 | 0.00011108 | 0.00011099 | 5.458e-05 | 6.571e-05 | 0.00010352 | 0.00010423 | 2.331e-05 | 9.096e-05 | 9.897e-05 | 9.973e-05 | 7.817e-05 | 7.25e-05 | 6.722e-05 | 9.7418e-05 | 0.00013251 | 0 | 7.012e-05
6408 | 267 | 9 | 0.00011415 | 0.00010955 | 0.00010024 | 5.805e-05 | 6.789e-05 | 9.704e-05 | 9.715e-05 | 1.272e-05 | 8.094e-05 | 8.631e-05 | 9.056e-05 | 6.26e-05 | 6.055e-05 | 5.874e-05 | 0.00011522 | 0.00013857 | 0 | 7.012e-05
6409 | 268 | 9 | 0.00011416 | 0.00011734 | 0.00010993 | 5.842e-05 | 6.414e-05 | 9.264e-05 | 9.191e-05 | 3.392e-05 | 6.663e-05 | 7.414e-05 | 8.115e-05 | 5.509e-05 | 5.45e-05 | 5.407e-05 | 0.0001068 | 0.00013658 | 0 | 6.943e-05
6410 | 268 | 9 | 0.00011415 | 0.00011835 | 0.0001111 | 6.013e-05 | 7.555e-05 | 8.851e-05 | 8.882e-05 | 3.815e-05 | 5.803e-05 | 6.415e-05 | 7.223e-05 | 1.878e-05 | 3.743e-05 | 5.57e-05 | 0.00011576 | 0.00014197 | 0 | 6.943e-05
6411 | 268 | 9 | 0.00011416 | 0.0001208 | 0.00011412 | 5.8e-05 | 7.034e-05 | 8.706e-05 | 8.76e-05 | 3.179e-05 | 2.76e-05 | 5.227e-05 | 6.558e-05 | 1.338e-05 | 3.75e-05 | 6.113e-05 | 0.00011211 | 0.000142 | 0 | 6.943e-05
6412 | 268 | 9 | 0.00011415 | 0.00011679 | 0.00011094 | 5.764e-05 | 7.182e-05 | 8.601e-05 | 8.725e-05 | 3.391e-05 | 1.726e-05 | 4.411e-05 | 6.187e-05 | 1.345e-05 | 4.713e-05 | 8.016e-05 | 9.9942e-05 | 0.00013852 | 0 | 6.943e-05
6413 | 268 | 9 | 0.00011416 | 0.00012256 | 0.00011238 | 5.894e-05 | 7.649e-05 | 8.702e-05 | 8.767e-05 | 3.391e-05 | 1.454e-05 | 4.336e-05 | 6.433e-05 | 1.899e-05 | 5.678e-05 | 9.389e-05 | 8.1899e-05 | 0.00013154 | 0 | 6.943e-05
6414 | 268 | 9 | 0.00011415 | 0.00011806 | 0.00010281 | 0.0001065 | 0.00012874 | 9.139e-05 | 9.128e-05 | 2.332e-05 | 1.787e-05 | 4.835e-05 | 7.094e-05 | 4.678e-05 | 7.765e-05 | 0.00010812 | 7.03e-05 | 0.00012282 | 0 | 6.943e-05
6415 | 268 | 9 | 0.00011416 | 0.00012356 | 0.00011462 | 0.00011477 | 0.00012805 | 9.543e-05 | 9.72e-05 | 1.696e-05 | 4.028e-05 | 6.031e-05 | 8.088e-05 | 0.0001242 | 0.00011851 | 0.00011353 | 6.3266e-05 | 0.00011218 | 1.7809e-05 | 6.943e-05
6416 | 268 | 9 | 0.00011415 | 0.00012473 | 0.00011655 | 0.00016668 | 0.00019878 | 0.00010067 | 0.00010416 | 0 | 0.00010511 | 8.435e-05 | 9.123e-05 | 0.00022002 | 0.00017768 | 0.00013726 | 5.8942e-05 | 0.00010517 | 8.0983e-05 | 6.943e-05
6417 | 268 | 9 | 0.00011416 | 0.00011933 | 0.00010894 | 0.0001568 | 0.0001929 | 0.00010646 | 0.00010886 | 0 | 0.00019297 | 0.00012416 | 0.0001051 | 0.00021118 | 0.00019343 | 0.00017715 | 5.2283e-05 | 0.00010265 | 7.5078e-05 | 6.943e-05
6418 | 268 | 9 | 0.00011415 | 0.00012348 | 0.00011056 | 0.0001602 | 0.00019526 | 0.00010802 | 0.00010931 | 0 | 0.00020487 | 0.00015917 | 0.00012513 | 0.00016624 | 0.00017343 | 0.00018141 | 3.7537e-05 | 0.00010045 | 0.00029266 | 6.943e-05
6419 | 268 | 9 | 0.00011416 | 0.00011639 | 0.00010921 | 0.0001568 | 0.00019678 | 0.00010976 | 0.00010803 | 0 | 0.00017483 | 0.0001724 | 0.00014298 | 0.00016775 | 0.00017365 | 0.00018036 | 2.7705e-05 | 0.00010049 | 5.4249e-05 | 6.943e-05
6420 | 268 | 9 | 0.00011415 | 0.00012524 | 0.00010082 | 0.00015687 | 0.0001888 | 0.0001091 | 0.00010612 | 0 | 0.00017074 | 0.00017504 | 0.00015712 | 0.00016949 | 0.00017127 | 0.00017393 | 2.5756e-05 | 0.00011637 | 3.9783e-05 | 6.943e-05
6421 | 268 | 9 | 0.00011416 | 0.00012206 | 0.00010631 | 0.00015954 | 0.00018916 | 0.00010605 | 0.00010447 | 0 | 0.0001699 | 0.0001739 | 0.00016642 | 0.00016027 | 0.00016283 | 0.0001662 | 2.8593e-05 | 0.00010729 | 0.00042948 | 6.943e-05
6422 | 268 | 9 | 0.00011415 | 0.00011512 | 0.00012104 | 0.00016434 | 0.00020244 | 0.00010341 | 0.00010353 | 0 | 0.00016215 | 0.00016958 | 0.00017036 | 0.00017797 | 0.00016883 | 0.0001608 | 3.371e-05 | 0.00010267 | 0.00039766 | 6.943e-05
6423 | 268 | 9 | 0.00011416 | 0.00011913 | 0.00010999 | 0.00016632 | 0.0001942 | 0.00010218 | 0.00010357 | 0 | 0.00017469 | 0.00016808 | 0.00016983 | 0.00018362 | 0.00016763 | 0.0001529 | 3.6119e-05 | 9.3654e-05 | 2.9441e-05 | 6.943e-05
6424 | 268 | 9 | 0.00011415 | 0.00012093 | 0.00011657 | 0.00015686 | 0.00019147 | 0.00010215 | 0.00010532 | 0 | 0.00018132 | 0.00016764 | 0.00016603 | 0.00019552 | 0.00015135 | 0.00010897 | 3.4797e-05 | 8.0855e-05 | 0.00015495 | 6.943e-05
6425 | 268 | 9 | 0.00011416 | 0.00011508 | 0.00010496 | 0.0001611 | 0.00018971 | 0.00010403 | 0.000109 | 0 | 0.00019216 | 0.00016178 | 0.00015213 | 0.00021219 | 0.00015831 | 0.00010649 | 3.121e-05 | 6.9886e-05 | 0.00012452 | 6.943e-05
6426 | 268 | 9 | 0.00011415 | 0.00011807 | 0.00010473 | 0.00016353 | 0.00019623 | 0.00010428 | 0.00011106 | 0 | 0.00020757 | 0.00015889 | 0.00013869 | 0.00020499 | 0.00016042 | 0.00011769 | 3.0069e-05 | 6.0174e-05 | 3.9791e-06 | 6.943e-05
6427 | 268 | 9 | 0.00011416 | 0.00011573 | 0.00010541 | 0.00010971 | 0.00013759 | 0.00010536 | 0.00011264 | 1.272e-05 | 0.00020517 | 0.00015885 | 0.00012971 | 0.00016499 | 0.00013566 | 0.00010767 | 3.0308e-05 | 5.1912e-05 | 0 | 6.943e-05
6428 | 268 | 9 | 0.00011415 | 0.00011781 | 0.00010347 | 0.00011214 | 0.00013024 | 0.00010774 | 0.00011459 | 1.908e-05 | 0.00017396 | 0.00015068 | 0.00012079 | 0.00012849 | 0.00011468 | 0.00010174 | 3.2074e-05 | 4.3514e-05 | 0 | 6.943e-05
6429 | 268 | 9 | 0.00011416 | 0.00011959 | 0.00011062 | 5.306e-05 | 7.348e-05 | 0.00010293 | 0.00010962 | 4.874e-05 | 0.00013947 | 0.00013542 | 0.00011313 | 8.459e-05 | 8.627e-05 | 8.826e-05 | 3.5518e-05 | 3.7608e-05 | 0 | 6.943e-05
6430 | 268 | 9 | 0.00011415 | 0.0001183 | 0.00012162 | 5.344e-05 | 7.02e-05 | 9.998e-05 | 0.00010471 | 6.358e-05 | 9.761e-05 | 0.00011377 | 0.00010558 | 8.738e-05 | 8.767e-05 | 8.832e-05 | 3.5361e-05 | 3.1636e-05 | 0 | 6.943e-05
6431 | 268 | 9 | 0.00011416 | 0.00012348 | 0.00011891 | 6.157e-05 | 6.836e-05 | 9.584e-05 | 9.884e-05 | 5.087e-05 | 9.057e-05 | 9.907e-05 | 9.983e-05 | 7.85e-05 | 7.28e-05 | 6.75e-05 | 3.0112e-05 | 2.6362e-05 | 0 | 6.943e-05
6432 | 268 | 9 | 0.00011415 | 0.00011699 | 0.00010357 | 5.643e-05 | 7.101e-05 | 9.108e-05 | 9.349e-05 | 4.875e-05 | 8.113e-05 | 8.638e-05 | 9.071e-05 | 6.337e-05 | 6.13e-05 | 5.946e-05 | 2.0116e-05 | 2.6996e-05 | 0 | 6.943e-05
6433 | 269 | 9 | 0.00011416 | 0.00011964 | 0.00010828 | 5.444e-05 | 7.164e-05 | 8.775e-05 | 8.872e-05 | 5.511e-05 | 6.726e-05 | 7.445e-05 | 8.142e-05 | 5.469e-05 | 5.411e-05 | 5.368e-05 | 1.855e-05 | 2.2063e-05 | 0 | 6.864e-05
6434 | 269 | 9 | 0.00011415 | 0.00011795 | 0.00011368 | 5.977e-05 | 7.132e-05 | 8.454e-05 | 8.634e-05 | 5.511e-05 | 5.784e-05 | 6.429e-05 | 7.236e-05 | 1.895e-05 | 3.778e-05 | 5.623e-05 | 1.7313e-05 | 1.8807e-05 | 0 | 6.864e-05
6435 | 269 | 9 | 0.00011416 | 0.0001172 | 0.00011642 | 6.177e-05 | 7.113e-05 | 8.187e-05 | 8.471e-05 | 5.299e-05 | 2.773e-05 | 5.242e-05 | 6.576e-05 | 1.348e-05 | 3.78e-05 | 6.161e-05 | 1.4802e-05 | 1.7089e-05 | 0 | 6.864e-05
6436 | 269 | 9 | 0.00011415 | 0.0001187 | 0.00010646 | 5.282e-05 | 7.563e-05 | 8.104e-05 | 8.416e-05 | 3.179e-05 | 1.736e-05 | 4.432e-05 | 6.214e-05 | 1.341e-05 | 4.701e-05 | 7.995e-05 | 1.2462e-05 | 1.4848e-05 | 0 | 6.864e-05
6437 | 269 | 9 | 0.00011416 | 0.00011643 | 0.00011885 | 5.793e-05 | 6.886e-05 | 8.275e-05 | 8.449e-05 | 3.391e-05 | 1.453e-05 | 4.347e-05 | 6.452e-05 | 1.897e-05 | 5.672e-05 | 9.379e-05 | 1.2612e-05 | 1.3338e-05 | 0 | 6.864e-05
6438 | 269 | 9 | 0.00011415 | 0.00011575 | 0.00011277 | 0.0001112 | 0.00013382 | 8.508e-05 | 8.579e-05 | 3.391e-05 | 1.786e-05 | 4.837e-05 | 7.104e-05 | 4.614e-05 | 7.659e-05 | 0.00010664 | 1.4204e-05 | 1.1784e-05 | 0 | 6.864e-05
6439 | 269 | 9 | 0.00011416 | 0.00011669 | 0.0001263 | 0.00011378 | 0.00013876 | 8.735e-05 | 8.804e-05 | 2.755e-05 | 3.978e-05 | 5.992e-05 | 8.063e-05 | 0.00012363 | 0.00011797 | 0.00011301 | 1.4079e-05 | 1.0554e-05 | 3.5626e-05 | 6.864e-05
6440 | 269 | 9 | 0.00011415 | 0.00012208 | 0.00012021 | 0.00015807 | 0.00019352 | 9.151e-05 | 9.294e-05 | 1.696e-05 | 0.00010457 | 8.379e-05 | 9.084e-05 | 0.00021981 | 0.00017751 | 0.00013713 | 1.3669e-05 | 9.4737e-06 | 0.00022076 | 6.864e-05
6441 | 269 | 9 | 0.00011416 | 0.00012057 | 0.0001085 | 0.00016297 | 0.00019039 | 9.646e-05 | 9.666e-05 | 4.24e-06 | 0.00019268 | 0.00012371 | 0.00010468 | 0.00020976 | 0.00019212 | 0.00017595 | 1.2616e-05 | 8.6148e-06 | 0.00039852 | 6.864e-05
6442 | 269 | 9 | 0.00011415 | 0.00011896 | 0.00012229 | 0.000164 | 0.0001904 | 9.948e-05 | 9.769e-05 | 0 | 0.00020369 | 0.00015846 | 0.0001245 | 0.00016793 | 0.00017519 | 0.00018325 | 1.2443e-05 | 7.5134e-06 | 0.00044996 | 6.864e-05
6443 | 269 | 9 | 0.00011416 | 0.0001216 | 0.00011959 | 0.00015897 | 0.00019282 | 0.00010216 | 9.81e-05 | 0 | 0.00017591 | 0.0001725 | 0.00014284 | 0.00016707 | 0.00017295 | 0.00017963 | 9.0132e-06 | 6.4002e-06 | 0.00042344 | 6.864e-05
6444 | 269 | 9 | 0.00011415 | 0.00011825 | 0.0001177 | 0.00015661 | 0.00019926 | 0.00010406 | 9.878e-05 | 0 | 0.00017039 | 0.00017508 | 0.00015694 | 0.00016865 | 0.00017042 | 0.00017308 | 7.5126e-06 | 3.5858e-06 | 0.00037263 | 6.864e-05
6445 | 269 | 9 | 0.00011416 | 0.00012131 | 0.00012201 | 0.00016743 | 0.00019763 | 9.952e-05 | 9.847e-05 | 0 | 0.0001692 | 0.00017359 | 0.00016614 | 0.00016162 | 0.0001642 | 0.00016761 | 1.1039e-05 | 3.0421e-06 | 0.00036285 | 6.864e-05
6446 | 269 | 9 | 0.00011415 | 0.0001185 | 0.0001148 | 0.00016313 | 0.00019744 | 9.6e-05 | 9.861e-05 | 0 | 0.00016308 | 0.00016977 | 0.00017047 | 0.00017816 | 0.00016901 | 0.00016098 | 1.646e-05 | 3.336e-06 | 0.00039041 | 6.864e-05
6447 | 269 | 9 | 0.00011416 | 0.00011659 | 0.00010608 | 0.00015995 | 0.00018992 | 9.625e-05 | 0.00010055 | 0 | 0.00017499 | 0.00016842 | 0.00017003 | 0.00018331 | 0.00016735 | 0.00015264 | 2.4329e-05 | 3.9755e-06 | 0.00013823 | 6.864e-05
6448 | 269 | 9 | 0.00011415 | 0.00012138 | 0.00010737 | 0.00016054 | 0.00019401 | 9.728e-05 | 0.00010451 | 0 | 0.00018116 | 0.00016779 | 0.00016612 | 0.00019716 | 0.00015262 | 0.00010988 | 3.0686e-05 | 5.5474e-06 | 5.631e-05 | 6.864e-05
6449 | 269 | 9 | 0.00011416 | 0.00011356 | 0.00010925 | 0.00016394 | 0.00020181 | 0.00010152 | 0.0001107 | 0 | 0.00019342 | 0.00016226 | 0.00015243 | 0.00021222 | 0.00015834 | 0.0001065 | 3.4381e-05 | 8.5774e-06 | 0.00016034 | 6.864e-05
6450 | 269 | 9 | 0.00011415 | 0.00012081 | 0.0001192 | 0.00015708 | 0.00018974 | 0.00010374 | 0.00011295 | 2.13e-06 | 0.00020783 | 0.00015931 | 0.00013898 | 0.00020327 | 0.00015907 | 0.00011671 | 4.0227e-05 | 1.2287e-05 | 0 | 6.864e-05
6451 | 269 | 9 | 0.00011416 | 0.00011722 | 0.00010988 | 0.00011141 | 0.00013299 | 0.00010651 | 0.00011416 | 2.13e-06 | 0.00020391 | 0.00015861 | 0.0001297 | 0.00016547 | 0.00013606 | 0.00010799 | 6.1121e-05 | 1.4911e-05 | 0 | 6.864e-05
6452 | 269 | 9 | 0.00011415 | 0.00012087 | 0.00010547 | 0.00010916 | 0.00013428 | 0.00011007 | 0.00011496 | 6.36e-06 | 0.00017411 | 0.00015048 | 0.00012082 | 0.00012771 | 0.00011398 | 0.00010111 | 9.4493e-05 | 1.6131e-05 | 0 | 6.864e-05
6453 | 269 | 9 | 0.00011416 | 0.00012203 | 0.00010644 | 6.131e-05 | 7.313e-05 | 0.00010479 | 0.00011001 | 2.756e-05 | 0.00013884 | 0.00013507 | 0.00011299 | 8.548e-05 | 8.717e-05 | 8.918e-05 | 0.00012538 | 1.5889e-05 | 0 | 6.864e-05
6454 | 269 | 9 | 0.00011415 | 0.00011424 | 0.00011683 | 5.412e-05 | 6.982e-05 | 0.00010052 | 0.00010421 | 2.543e-05 | 9.817e-05 | 0.00011385 | 0.00010561 | 8.76e-05 | 8.789e-05 | 8.854e-05 | 0.00013902 | 1.4865e-05 | 0 | 6.864e-05
6455 | 269 | 9 | 0.00011416 | 0.00011166 | 0.00011836 | 5.679e-05 | 6.532e-05 | 9.544e-05 | 9.72e-05 | 3.603e-05 | 9.084e-05 | 9.93e-05 | 9.991e-05 | 7.821e-05 | 7.254e-05 | 6.726e-05 | 0.0001386 | 1.3546e-05 | 0 | 6.864e-05
6456 | 269 | 9 | 0.00011415 | 0.000122 | 0.00012465 | 5.239e-05 | 7.474e-05 | 8.996e-05 | 9.2e-05 | 3.815e-05 | 8.097e-05 | 8.647e-05 | 9.077e-05 | 6.297e-05 | 6.091e-05 | 5.909e-05 | 0.00013929 | 1.0007e-05 | 0 | 6.864e-05
6457 | 270 | 9 | 0.00011416 | 0.00011836 | 8.381e-05 | 5.953e-05 | 6.649e-05 | 8.688e-05 | 8.845e-05 | 3.815e-05 | 6.694e-05 | 7.432e-05 | 8.139e-05 | 5.481e-05 | 5.423e-05 | 5.38e-05 | 0.00012723 | 7.9319e-06 | 0 | 6.804e-05
6458 | 270 | 9 | 0.00011415 | 0.00010891 | 0.00010093 | 5.709e-05 | 6.814e-05 | 8.498e-05 | 8.744e-05 | 4.027e-05 | 5.786e-05 | 6.419e-05 | 7.237e-05 | 1.905e-05 | 3.797e-05 | 5.65e-05 | 0.00011537 | 6.4382e-06 | 0 | 6.804e-05
6459 | 270 | 9 | 0.00011416 | 0.00011549 | 9.994e-05 | 5.222e-05 | 7.646e-05 | 8.439e-05 | 8.707e-05 | 4.239e-05 | 2.779e-05 | 5.245e-05 | 6.581e-05 | 1.36e-05 | 3.814e-05 | 6.217e-05 | 0.00010382 | 5.4673e-06 | 0 | 6.804e-05
6460 | 270 | 9 | 0.00011415 | 0.00011761 | 9.45e-05 | 5.595e-05 | 7.674e-05 | 8.61e-05 | 8.762e-05 | 3.815e-05 | 1.747e-05 | 4.449e-05 | 6.229e-05 | 1.361e-05 | 4.768e-05 | 8.11e-05 | 9.1993e-05 | 5.1221e-06 | 0 | 6.804e-05
6461 | 270 | 9 | 0.00011416 | 0.00011627 | 0.00010639 | 5.468e-05 | 7.459e-05 | 9.221e-05 | 9.147e-05 | 2.968e-05 | 1.47e-05 | 4.386e-05 | 6.492e-05 | 1.903e-05 | 5.691e-05 | 9.411e-05 | 8.7014e-05 | 5.7122e-06 | 0 | 6.804e-05
6462 | 270 | 9 | 0.00011415 | 0.00011337 | 8.963e-05 | 0.00011355 | 0.0001334 | 0.00010546 | 0.00010268 | 2.544e-05 | 1.795e-05 | 4.874e-05 | 7.149e-05 | 4.67e-05 | 7.751e-05 | 0.00010793 | 8.578e-05 | 5.904e-06 | 0 | 6.804e-05
6463 | 270 | 9 | 0.00011416 | 0.00011296 | 9.853e-05 | 0.00011425 | 0.00012695 | 0.00011662 | 0.00011804 | 1.272e-05 | 4.023e-05 | 6.048e-05 | 8.132e-05 | 0.00012273 | 0.00011711 | 0.00011218 | 9.1094e-05 | 7.1224e-06 | 3.4005e-05 | 6.804e-05
6464 | 270 | 9 | 0.00011415 | 0.00011571 | 8.724e-05 | 0.00016466 | 0.00020139 | 0.00011967 | 0.00012634 | 8.49e-06 | 0.00010395 | 8.389e-05 | 9.126e-05 | 0.00021781 | 0.00017589 | 0.00013588 | 9.4222e-05 | 8.4597e-06 | 0.00021917 | 6.804e-05
6465 | 270 | 9 | 0.00011416 | 0.00010901 | 0.00010066 | 0.0001645 | 0.00019829 | 0.00012238 | 0.00012905 | 0 | 0.00019101 | 0.00012306 | 0.00010471 | 0.00021002 | 0.00019237 | 0.00017617 | 9.4211e-05 | 8.5648e-06 | 0.00039958 | 6.804e-05
6466 | 270 | 9 | 0.00011415 | 0.00011743 | 9.267e-05 | 0.0001592 | 0.00019547 | 0.00012384 | 0.00012788 | 0 | 0.00020356 | 0.00015793 | 0.00012446 | 0.00016738 | 0.00017462 | 0.00018265 | 8.4012e-05 | 8.7864e-06 | 0.00053486 | 6.804e-05
6467 | 270 | 9 | 0.00011416 | 0.00012009 | 8.939e-05 | 0.00016025 | 0.00020047 | 0.00012594 | 0.0001287 | 0 | 0.0001754 | 0.00017203 | 0.0001426 | 0.00016689 | 0.00017276 | 0.00017944 | 4.2838e-05 | 8.3854e-06 | 0.0004377 | 6.804e-05
6468 | 270 | 9 | 0.00011415 | 0.00011847 | 8.434e-05 | 0.00016467 | 0.00019829 | 0.00012351 | 0.00012819 | 0 | 0.00017014 | 0.00017473 | 0.00015662 | 0.00016996 | 0.00017175 | 0.00017442 | 2.172e-05 | 6.3644e-06 | 0.00049716 | 6.804e-05
6469 | 270 | 9 | 0.00011416 | 0.00011915 | 9.547e-05 | 0.00015731 | 0.00020018 | 0.0001226 | 0.00012908 | 0 | 0.00017017 | 0.00017386 | 0.00016616 | 0.0001611 | 0.00016368 | 0.00016707 | 2.9891e-05 | 5.0262e-06 | 0.00021727 | 6.804e-05
6470 | 270 | 9 | 0.00011415 | 0.00011848 | 0.00010299 | 0.00016027 | 0.00020216 | 0.00012263 | 0.00012886 | 0 | 0.00016285 | 0.00016992 | 0.00017044 | 0.00017616 | 0.00016711 | 0.00015916 | 4.0118e-05 | 3.6954e-06 | 0.00020312 | 6.804e-05
6471 | 270 | 9 | 0.00011416 | 0.00011584 | 8.376e-05 | 0.00016456 | 0.00019183 | 0.00012169 | 0.00012952 | 0 | 0.00017341 | 0.00016779 | 0.00016964 | 0.00018192 | 0.00016608 | 0.00015149 | 5.0299e-05 | 4.45e-06 | 9.1647e-05 | 6.804e-05
6472 | 270 | 9 | 0.00011415 | 0.00011009 | 8.724e-05 | 0.00016469 | 0.00019848 | 0.00012138 | 0.00013001 | 0 | 0.00017978 | 0.0001667 | 0.00016554 | 0.00019532 | 0.0001512 | 0.00010885 | 5.9135e-05 | 6.3112e-06 | 0.00032988 | 6.804e-05
6473 | 270 | 9 | 0.00011416 | 0.00010969 | 9.069e-05 | 0.00016285 | 0.00019755 | 0.00012294 | 0.000131 | 0 | 0.00019167 | 0.00016096 | 0.00015167 | 0.00021297 | 0.0001589 | 0.00010688 | 6.6983e-05 | 8.6899e-06 | 0.00010564 | 6.804e-05
6474 | 270 | 9 | 0.00011415 | 0.00011138 | 9.648e-05 | 0.00016304 | 0.00019834 | 0.00012296 | 0.00012736 | 1.908e-05 | 0.00020803 | 0.00015865 | 0.00013834 | 0.00020468 | 0.00016018 | 0.00011752 | 7.7869e-05 | 1.1302e-05 | 0 | 6.804e-05
6475 | 270 | 9 | 0.00011416 | 0.00011533 | 8.436e-05 | 0.00010976 | 0.00012867 | 0.00012297 | 0.00012894 | 2.968e-05 | 0.000205 | 0.00015876 | 0.00012937 | 0.00016463 | 0.00013536 | 0.00010744 | 0.00010138 | 1.4691e-05 | 0 | 6.804e-05
6476 | 270 | 9 | 0.00011415 | 0.00010981 | 9.305e-05 | 0.0001076 | 0.00012805 | 0.00012198 | 0.00012861 | 4.239e-05 | 0.00017367 | 0.00015053 | 0.00012052 | 0.00012927 | 0.00011538 | 0.00010235 | 0.00013883 | 1.8416e-05 | 0 | 6.804e-05
6477 | 270 | 9 | 0.00011416 | 0.00011891 | 8.854e-05 | 5.743e-05 | 6.301e-05 | 0.00011452 | 0.00012151 | 3.816e-05 | 0.00014002 | 0.00013555 | 0.00011311 | 8.441e-05 | 8.608e-05 | 8.807e-05 | 0.00016431 | 1.9583e-05 | 0 | 6.804e-05
6478 | 270 | 9 | 0.00011415 | 0.00010894 | 8.478e-05 | 5.71e-05 | 7.105e-05 | 0.00010986 | 0.00011289 | 3.816e-05 | 9.756e-05 | 0.00011388 | 0.00010558 | 8.761e-05 | 8.79e-05 | 8.855e-05 | 0.00017341 | 1.8627e-05 | 0 | 6.804e-05
6479 | 270 | 9 | 0.00011416 | 0.00011314 | 8.577e-05 | 5.903e-05 | 6.759e-05 | 0.00010388 | 0.00010524 | 5.087e-05 | 9.075e-05 | 9.919e-05 | 9.991e-05 | 7.759e-05 | 7.196e-05 | 6.672e-05 | 0.00017045 | 1.4887e-05 | 0 | 6.804e-05
6480 | 270 | 9 | 0.00011415 | 0.00011696 | 9.879e-05 | 5.405e-05 | 7.674e-05 | 9.838e-05 | 9.844e-05 | 5.298e-05 | 8.047e-05 | 8.616e-05 | 9.062e-05 | 6.257e-05 | 6.053e-05 | 5.872e-05 | 0.00015913 | 1.4319e-05 | 0 | 6.804e-05
6481 | 271 | 9 | 0.00011416 | 0.00010705 | 0.00010282 | 5.392e-05 | 6.39e-05 | 9.535e-05 | 9.373e-05 | 3.816e-05 | 6.651e-05 | 7.394e-05 | 8.117e-05 | 5.444e-05 | 5.386e-05 | 5.343e-05 | 0.00014383 | 1.2843e-05 | 0 | 6.743e-05
6482 | 271 | 9 | 0.00011415 | 0.00010765 | 0.00011056 | 5.691e-05 | 6.645e-05 | 9.217e-05 | 9.118e-05 | 4.663e-05 | 5.748e-05 | 6.38e-05 | 7.204e-05 | 1.897e-05 | 3.782e-05 | 5.629e-05 | 0.00012895 | 1.1423e-05 | 0 | 6.743e-05
6483 | 271 | 9 | 0.00011416 | 0.00011305 | 0.00010928 | 6.038e-05 | 6.683e-05 | 9.158e-05 | 9.062e-05 | 4.875e-05 | 2.765e-05 | 5.214e-05 | 6.549e-05 | 1.36e-05 | 3.814e-05 | 6.217e-05 | 0.00011814 | 1.0365e-05 | 0 | 6.743e-05
6484 | 271 | 9 | 0.00011415 | 0.00011135 | 0.00010933 | 5.273e-05 | 7.488e-05 | 9.257e-05 | 9.113e-05 | 6.994e-05 | 1.743e-05 | 4.433e-05 | 6.203e-05 | 1.342e-05 | 4.703e-05 | 7.998e-05 | 0.0001063 | 9.6907e-06 | 0 | 6.743e-05
6485 | 271 | 9 | 0.00011416 | 0.0001115 | 0.00011582 | 5.748e-05 | 7.122e-05 | 9.76e-05 | 9.411e-05 | 6.358e-05 | 1.454e-05 | 4.355e-05 | 6.448e-05 | 1.895e-05 | 5.668e-05 | 9.372e-05 | 9.8644e-05 | 8.8396e-06 | 0 | 6.743e-05
6486 | 271 | 9 | 0.00011415 | 0.00010999 | 0.00010884 | 0.00010696 | 0.00013064 | 0.00010888 | 0.00010539 | 7.629e-05 | 1.786e-05 | 4.842e-05 | 7.105e-05 | 4.623e-05 | 7.673e-05 | 0.00010684 | 9.7622e-05 | 8.563e-06 | 0 | 6.743e-05
6487 | 271 | 9 | 0.00011416 | 0.00010965 | 0.00010924 | 0.00010524 | 0.00012658 | 0.00011817 | 0.00012014 | 4.239e-05 | 3.984e-05 | 5.998e-05 | 8.072e-05 | 0.00012355 | 0.00011789 | 0.00011293 | 0.00010491 | 9.172e-06 | 1.5586e-05 | 6.743e-05
6488 | 271 | 9 | 0.00011415 | 0.00011068 | 9.791e-05 | 0.00016298 | 0.00018913 | 0.00012214 | 0.00012784 | 2.756e-05 | 0.00010452 | 8.381e-05 | 9.091e-05 | 0.00021693 | 0.00017519 | 0.00013533 | 0.00011113 | 9.3281e-06 | 8.4283e-05 | 6.743e-05
6489 | 271 | 9 | 0.00011416 | 0.00010914 | 0.00010898 | 0.00016304 | 0.00019575 | 0.00012439 | 0.00012955 | 0 | 0.00019043 | 0.00012288 | 0.00010434 | 0.0002104 | 0.00019271 | 0.00017649 | 0.00011039 | 9.421e-06 | 0.0001879 | 6.743e-05
6490 | 271 | 9 | 0.00011415 | 0.00010598 | 0.00010364 | 0.00016354 | 0.00019789 | 0.00012606 | 0.00012746 | 0 | 0.00020375 | 0.0001579 | 0.00012427 | 0.00016689 | 0.00017411 | 0.00018212 | 9.739e-05 | 9.1278e-06 | 0.00016013 | 6.743e-05
6491 | 271 | 9 | 0.00011416 | 0.00010795 | 0.00010542 | 0.00015861 | 0.00019171 | 0.00012779 | 0.00012636 | 0 | 0.00017505 | 0.00017186 | 0.00014238 | 0.00016809 | 0.000174 | 0.00018072 | 5.7419e-05 | 8.8181e-06 | 0.00024381 | 6.743e-05
6492 | 271 | 9 | 0.00011415 | 0.00011223 | 9.831e-05 | 0.00016364 | 0.00018939 | 0.00012469 | 0.00012428 | 0 | 0.000171 | 0.00017503 | 0.00015676 | 0.00016846 | 0.00017023 | 0.00017288 | 1.4717e-05 | 5.4306e-06 | 0.00025315 | 6.743e-05
6493 | 271 | 9 | 0.00011416 | 0.00010745 | 9.996e-05 | 0.00016105 | 0.00020148 | 0.00012369 | 0.00012463 | 0 | 0.00016917 | 0.00017364 | 0.00016599 | 0.00016239 | 0.00016498 | 0.0001684 | 2.1436e-05 | 4.5567e-06 | 0.00022805 | 6.743e-05
6494 | 271 | 9 | 0.00011415 | 0.00011401 | 9.899e-05 | 0.00016479 | 0.00019847 | 0.00012176 | 0.00012443 | 0 | 0.00016367 | 0.00017009 | 0.00017058 | 0.00017616 | 0.00016711 | 0.00015917 | 3.2625e-05 | 3.7413e-06 | 0.00029394 | 6.743e-05
6495 | 271 | 9 | 0.00011416 | 0.00010747 | 0.0001038 | 0.00016763 | 0.00019321 | 0.0001219 | 0.00012494 | 0 | 0.00017355 | 0.00016802 | 0.00016978 | 0.00018331 | 0.00016734 | 0.00015264 | 4.2873e-05 | 4.2859e-06 | 0.0001298 | 6.743e-05
6496 | 271 | 9 | 0.00011415 | 0.00010852 | 0.00010648 | 0.00016277 | 0.00019471 | 0.000121 | 0.00012691 | 8.49e-06 | 0.00018089 | 0.00016732 | 0.00016592 | 0.00019767 | 0.00015302 | 0.00011017 | 5.3586e-05 | 6.3775e-06 | 0.00023272 | 6.743e-05
6497 | 271 | 9 | 0.00011416 | 0.00011255 | 0.00011823 | 0.00015864 | 0.00019264 | 0.00012269 | 0.00013005 | 4.027e-05 | 0.00019374 | 0.00016211 | 0.00015229 | 0.00021432 | 0.00015991 | 0.00010756 | 7.0293e-05 | 9.9197e-06 | 0.00012334 | 6.743e-05
6498 | 271 | 9 | 0.00011415 | 0.00010982 | 0.0001092 | 0.00016547 | 0.000197 | 0.00012281 | 0.00012761 | 6.57e-05 | 0.00020951 | 0.00015988 | 0.00013909 | 0.00020647 | 0.00016157 | 0.00011854 | 9.2392e-05 | 1.5307e-05 | 0 | 6.743e-05
6499 | 271 | 9 | 0.00011416 | 0.00011334 | 0.00010012 | 0.00011375 | 0.00012968 | 0.00012408 | 0.00012915 | 7.841e-05 | 0.00020674 | 0.00016006 | 0.00013022 | 0.00016415 | 0.00013497 | 0.00010713 | 0.00011675 | 2.0488e-05 | 0 | 6.743e-05
6500 | 271 | 9 | 0.00011415 | 0.00010831 | 9.731e-05 | 0.00010765 | 0.00013075 | 0.00012361 | 0.00012959 | 7.418e-05 | 0.00017368 | 0.00015122 | 0.00012117 | 0.0001293 | 0.0001154 | 0.00010237 | 0.00014072 | 2.5855e-05 | 0 | 6.743e-05
6501 | 271 | 9 | 0.00011416 | 0.00010529 | 0.00011016 | 6.06e-05 | 7.5e-05 | 0.00011574 | 0.00012233 | 8.054e-05 | 0.00014009 | 0.00013584 | 0.00011359 | 8.443e-05 | 8.61e-05 | 8.81e-05 | 0.00015967 | 2.9418e-05 | 0 | 6.743e-05
6502 | 271 | 9 | 0.00011415 | 0.00010517 | 9.924e-05 | 6.171e-05 | 6.883e-05 | 0.00011143 | 0.00011358 | 8.478e-05 | 9.759e-05 | 0.00011398 | 0.00010589 | 8.774e-05 | 8.802e-05 | 8.868e-05 | 0.0001777 | 3.2085e-05 | 0 | 6.743e-05
6503 | 271 | 9 | 0.00011416 | 0.00011186 | 0.00011063 | 5.818e-05 | 7.133e-05 | 0.00010521 | 0.00010657 | 8.477e-05 | 9.085e-05 | 9.927e-05 | 0.00010011 | 7.776e-05 | 7.211e-05 | 6.687e-05 | 0.00018544 | 3.4512e-05 | 0 | 6.743e-05
6504 | 271 | 9 | 0.00011415 | 0.00010643 | 0.00010823 | 5.63e-05 | 6.646e-05 | 9.858e-05 | 9.894e-05 | 7.63e-05 | 8.062e-05 | 8.627e-05 | 9.075e-05 | 6.247e-05 | 6.042e-05 | 5.861e-05 | 0.00019009 | 3.4015e-05 | 0 | 6.743e-05
6505 | 272 | 9 | 0.00011416 | 0.00012484 | 0.00010314 | 5.533e-05 | 4.346e-05 | 9.486e-05 | 9.404e-05 | 7.206e-05 | 6.646e-05 | 7.397e-05 | 8.123e-05 | 6.857e-05 | 6.106e-05 | 5.385e-05 | 0.0001812 | 3.2033e-05 | 0 | 6.7e-05
6506 | 272 | 9 | 0.00011415 | 0.000125 | 0.00011661 | 5.665e-05 | 4.156e-05 | 9.168e-05 | 9.238e-05 | 0.00010173 | 6.85e-05 | 6.64e-05 | 7.216e-05 | 3.499e-05 | 4.543e-05 | 5.568e-05 | 0.00017358 | 2.7015e-05 | 0 | 6.7e-05
6507 | 272 | 9 | 0.00011416 | 0.00012498 | 0.0001071 | 6.104e-05 | 3.883e-05 | 9.081e-05 | 9.191e-05 | 0.00010384 | 4.226e-05 | 5.726e-05 | 6.546e-05 | 2.201e-05 | 4.177e-05 | 6.111e-05 | 0.00016919 | 2.27e-05 | 0 | 6.7e-05
6508 | 272 | 9 | 0.00011415 | 0.00012442 | 0.00010339 | 5.961e-05 | 4.067e-05 | 9.216e-05 | 9.231e-05 | 9.75e-05 | 2.71e-05 | 4.951e-05 | 6.176e-05 | 2.161e-05 | 5.12e-05 | 8.021e-05 | 0.00016402 | 2.183e-05 | 0 | 6.7e-05
6509 | 272 | 9 | 0.00011416 | 0.00012151 | 0.00010638 | 5.82e-05 | 3.761e-05 | 9.708e-05 | 9.546e-05 | 9.114e-05 | 2.328e-05 | 4.827e-05 | 6.426e-05 | 2.334e-05 | 5.844e-05 | 9.288e-05 | 0.0001554 | 1.8586e-05 | 0 | 6.7e-05
6510 | 272 | 9 | 0.00011415 | 0.0001157 | 0.00010261 | 0.00011176 | 7.695e-05 | 0.00010922 | 0.00010627 | 8.266e-05 | 2.325e-05 | 5.194e-05 | 7.067e-05 | 2.973e-05 | 6.852e-05 | 0.00010664 | 0.00015415 | 1.5043e-05 | 0 | 6.7e-05
6511 | 272 | 9 | 0.00011416 | 0.000124 | 0.00011117 | 0.0001041 | 7.902e-05 | 0.000122 | 0.00012278 | 6.57e-05 | 2.821e-05 | 5.9e-05 | 8.032e-05 | 4.624e-05 | 7.953e-05 | 0.00011234 | 0.00015898 | 1.5607e-05 | 2.7701e-05 | 6.7e-05
6512 | 272 | 9 | 0.00011415 | 0.00012176 | 9.798e-05 | 0.00015955 | 0.00011533 | 0.00012466 | 0.00013109 | 4.239e-05 | 4.212e-05 | 6.815e-05 | 9.046e-05 | 6.838e-05 | 0.00010282 | 0.00013691 | 0.00016264 | 1.9814e-05 | 0.00019687 | 6.7e-05
6513 | 272 | 9 | 0.00011416 | 0.0001225 | 0.00011142 | 0.00015785 | 0.00011935 | 0.0001279 | 0.00013342 | 8.48e-06 | 6.222e-05 | 8.291e-05 | 0.00010433 | 0.00010027 | 0.00013911 | 0.00017774 | 0.00016409 | 2.4158e-05 | 0.0004004 | 6.7e-05
6514 | 272 | 9 | 0.00011415 | 0.00011556 | 0.00011831 | 0.00016313 | 0.00011547 | 0.00012854 | 0.00013259 | 3.815e-05 | 9.137e-05 | 0.00010687 | 0.00012461 | 0.00012958 | 0.00015653 | 0.00018366 | 0.00016296 | 2.8709e-05 | 0.00052781 | 6.7e-05
6515 | 272 | 9 | 0.00011416 | 0.00012402 | 0.000118 | 0.00015663 | 0.00012046 | 0.00013099 | 0.00013164 | 2.756e-05 | 0.00012045 | 0.0001308 | 0.0001431 | 0.00013616 | 0.00015729 | 0.00017873 | 0.00012901 | 3.4108e-05 | 0.00058354 | 6.7e-05
6516 | 272 | 9 | 0.00011415 | 0.00012299 | 0.00011064 | 0.0001653 | 0.00011869 | 0.00012675 | 0.00012892 | 2.756e-05 | 0.00013202 | 0.00014601 | 0.00015703 | 0.00013752 | 0.00015527 | 0.00017339 | 6.1643e-05 | 3.5761e-05 | 0.00064301 | 6.7e-05
6517 | 272 | 9 | 0.00011416 | 0.00011738 | 9.749e-05 | 0.00016696 | 0.00011693 | 0.00012506 | 0.00012887 | 5.934e-05 | 0.00013617 | 0.00015255 | 0.00016631 | 0.0001309 | 0.00014966 | 0.00016873 | 6.2532e-05 | 3.1106e-05 | 0.00063413 | 6.7e-05
6518 | 272 | 9 | 0.00011415 | 0.00011725 | 0.00011733 | 0.00016256 | 0.00011467 | 0.00012276 | 0.00012913 | 3.603e-05 | 0.00013213 | 0.00015273 | 0.00017086 | 0.00011149 | 0.00013545 | 0.00015951 | 0.00010882 | 2.8438e-05 | 0.00058135 | 6.7e-05
6519 | 272 | 9 | 0.00011416 | 0.00011887 | 0.00011032 | 0.00016459 | 0.00011282 | 0.00012348 | 0.00012894 | 6.36e-06 | 0.0001162 | 0.00014632 | 0.00017 | 0.00012772 | 0.00014036 | 0.00015338 | 0.00013044 | 3.3544e-05 | 0.00048179 | 6.7e-05
6520 | 272 | 9 | 0.00011415 | 0.00011837 | 0.00011766 | 0.0001653 | 0.00011466 | 0.00012143 | 0.00013076 | 4.027e-05 | 0.00012564 | 0.00014237 | 0.00016621 | 0.00013422 | 0.00012171 | 0.00011002 | 0.00014962 | 4.0898e-05 | 0.00031178 | 6.7e-05
6521 | 272 | 9 | 0.00011416 | 0.00012475 | 0.00011263 | 0.00016065 | 0.00012008 | 0.00012208 | 0.00013308 | 5.087e-05 | 0.00013204 | 0.00013407 | 0.00015254 | 0.00014033 | 0.00012339 | 0.00010739 | 0.00016663 | 5.2261e-05 | 0.00011155 | 6.7e-05
6522 | 272 | 9 | 0.00011415 | 0.00012348 | 0.00011392 | 0.00016004 | 0.00011812 | 0.00012227 | 0.00012852 | 6.57e-05 | 0.00013821 | 0.00012813 | 0.00013924 | 0.0001396 | 0.00012779 | 0.00011683 | 0.00017949 | 6.298e-05 | 0 | 6.7e-05
6523 | 272 | 9 | 0.00011416 | 0.00011867 | 9.873e-05 | 0.00010485 | 8.175e-05 | 0.00012272 | 0.00012986 | 7.841e-05 | 0.00013921 | 0.00012664 | 0.00012995 | 0.00014054 | 0.00012305 | 0.00010651 | 0.00019652 | 6.9143e-05 | 0 | 6.7e-05
6524 | 272 | 9 | 0.00011415 | 0.00012272 | 9.949e-05 | 0.00011106 | 7.971e-05 | 0.00012185 | 0.00013081 | 9.961e-05 | 0.00014026 | 0.00012522 | 0.00012074 | 0.00014304 | 0.00012171 | 0.00010141 | 0.00020577 | 7.3473e-05 | 0 | 6.7e-05
6525 | 272 | 9 | 0.00011416 | 0.00011583 | 0.00011664 | 6.055e-05 | 3.934e-05 | 0.0001161 | 0.00012368 | 0.00012716 | 0.00014244 | 0.00012363 | 0.00011293 | 8.418e-05 | 8.59e-05 | 8.789e-05 | 0.0002088 | 7.5861e-05 | 0 | 6.7e-05
6526 | 272 | 9 | 0.00011415 | 0.00011817 | 0.00011556 | 5.618e-05 | 4e-05 | 0.00011219 | 0.00011472 | 0.00012716 | 9.694e-05 | 0.00010961 | 0.00010524 | 8.658e-05 | 8.692e-05 | 8.756e-05 | 0.00021005 | 7.7598e-05 | 0 | 6.7e-05
6527 | 272 | 9 | 0.00011416 | 0.0001183 | 0.00010155 | 6.152e-05 | 3.822e-05 | 0.00010634 | 0.00010737 | 0.00012928 | 9.012e-05 | 9.767e-05 | 9.933e-05 | 8.475e-05 | 7.568e-05 | 6.704e-05 | 0.0002105 | 7.9937e-05 | 0 | 6.7e-05
6528 | 272 | 9 | 0.00011415 | 0.00012259 | 0.00010465 | 5.434e-05 | 3.913e-05 | 9.983e-05 | 9.985e-05 | 0.00010597 | 8.617e-05 | 8.695e-05 | 9.017e-05 | 7.903e-05 | 6.871e-05 | 5.882e-05 | 0.00021235 | 9.9985e-05 | 0 | 6.7e-05
6529 | 273 | 9 | 0.00011416 | 0.00011233 | 0.00013145 | 5.33e-05 | 1.347e-05 | 9.565e-05 | 9.5e-05 | 9.961e-05 | 8.037e-05 | 7.798e-05 | 8.085e-05 | 6.82e-05 | 6.072e-05 | 5.355e-05 | 0.00021158 | 8.9565e-05 | 0 | 6.665e-05
6530 | 273 | 9 | 0.00011415 | 0.00011934 | 0.00011231 | 5.778e-05 | 1.531e-05 | 9.22e-05 | 9.302e-05 | 9.537e-05 | 7.102e-05 | 6.966e-05 | 7.187e-05 | 3.519e-05 | 4.569e-05 | 5.6e-05 | 0.00021154 | 8.1743e-05 | 0 | 6.665e-05
6531 | 273 | 9 | 0.00011416 | 0.00011736 | 0.00012695 | 5.37e-05 | 1.358e-05 | 9.189e-05 | 9.192e-05 | 0.00011869 | 4.332e-05 | 5.906e-05 | 6.535e-05 | 2.231e-05 | 4.234e-05 | 6.193e-05 | 0.00021084 | 7.9504e-05 | 0 | 6.665e-05
6532 | 273 | 9 | 0.00011415 | 0.00011257 | 0.00011077 | 5.955e-05 | 1.34e-05 | 9.298e-05 | 9.218e-05 | 0.00011656 | 2.767e-05 | 5.049e-05 | 6.192e-05 | 2.159e-05 | 5.117e-05 | 8.016e-05 | 0.00020999 | 7.665e-05 | 0 | 6.665e-05
6533 | 273 | 9 | 0.00011416 | 0.00011485 | 0.00013068 | 5.92e-05 | 1.36e-05 | 9.68e-05 | 9.511e-05 | 0.0001102 | 2.331e-05 | 4.875e-05 | 6.444e-05 | 2.354e-05 | 5.893e-05 | 9.366e-05 | 0.00020863 | 7.1661e-05 | 0 | 6.665e-05
6534 | 273 | 9 | 0.00011415 | 0.00011986 | 0.0001274 | 0.00011533 | 2.609e-05 | 0.00010901 | 0.0001062 | 9.749e-05 | 2.342e-05 | 5.231e-05 | 7.101e-05 | 2.987e-05 | 6.885e-05 | 0.00010715 | 0.00020596 | 6.3946e-05 | 0 | 6.665e-05
6535 | 273 | 9 | 0.00011416 | 0.00011461 | 0.00011884 | 0.00011224 | 2.59e-05 | 0.00011986 | 0.00012213 | 8.054e-05 | 2.835e-05 | 5.932e-05 | 8.075e-05 | 4.586e-05 | 7.887e-05 | 0.00011141 | 0.00020196 | 5.8555e-05 | 2.5682e-05 | 6.665e-05
6536 | 273 | 9 | 0.00011415 | 0.00011291 | 0.00010922 | 0.00016179 | 3.984e-05 | 0.00012267 | 0.00012963 | 4.663e-05 | 4.186e-05 | 6.813e-05 | 9.062e-05 | 6.846e-05 | 0.00010294 | 0.00013707 | 0.00019441 | 5.1518e-05 | 0.00020521 | 6.665e-05
6537 | 273 | 9 | 0.00011416 | 0.00011568 | 0.00012085 | 0.00015992 | 3.975e-05 | 0.00012599 | 0.00013341 | 4.028e-05 | 6.224e-05 | 8.284e-05 | 0.00010445 | 9.911e-05 | 0.0001375 | 0.00017569 | 0.00018553 | 4.7027e-05 | 0.00039313 | 6.665e-05
6538 | 273 | 9 | 0.00011415 | 0.00011125 | 0.00012394 | 0.00016113 | 3.987e-05 | 0.00012638 | 0.00013528 | 4.027e-05 | 9.047e-05 | 0.00010624 | 0.00012421 | 0.00012736 | 0.00015386 | 0.00018053 | 0.00017613 | 4.4795e-05 | 0.000532 | 6.665e-05
6539 | 273 | 9 | 0.00011416 | 0.00012053 | 0.00012658 | 0.00016412 | 4.092e-05 | 0.00012728 | 0.00013574 | 4.027e-05 | 0.00011855 | 0.00012929 | 0.00014198 | 0.00013682 | 0.00015805 | 0.00017959 | 0.00013444 | 4.5479e-05 | 0.00061605 | 6.665e-05
6540 | 273 | 9 | 0.00011415 | 0.00011396 | 0.00011882 | 0.00016239 | 4.036e-05 | 0.0001234 | 0.00013447 | 2.543e-05 | 0.00013215 | 0.00014509 | 0.00015614 | 0.00013798 | 0.00015579 | 0.00017397 | 7.3218e-05 | 4.1643e-05 | 0 | 6.665e-05
6541 | 273 | 9 | 0.00011416 | 0.0001126 | 0.00011369 | 0.00016603 | 3.882e-05 | 0.00012215 | 0.00013566 | 8.48e-06 | 0.0001365 | 0.00015235 | 0.00016568 | 0.00013041 | 0.0001491 | 0.0001681 | 6.9941e-05 | 3.9278e-05 | 0.00064479 | 6.665e-05
6542 | 273 | 9 | 0.00011415 | 0.00011757 | 0.00011492 | 0.00016566 | 3.837e-05 | 0.00012096 | 0.00013556 | 8.48e-06 | 0.0001318 | 0.00015258 | 0.00017024 | 0.00011312 | 0.00013743 | 0.00016184 | 0.00010689 | 3.6892e-05 | 0.00059863 | 6.665e-05
6543 | 273 | 9 | 0.00011416 | 0.00011992 | 0.0001107 | 0.00016041 | 3.85e-05 | 0.00012091 | 0.0001352 | 2.119e-05 | 0.00011743 | 0.00014691 | 0.00017012 | 0.0001283 | 0.00014099 | 0.00015408 | 0.00012884 | 3.8519e-05 | 0.00048528 | 6.665e-05
6544 | 273 | 9 | 0.00011415 | 0.0001123 | 0.0001255 | 0.00016592 | 3.962e-05 | 0.00012093 | 0.00013558 | 3.179e-05 | 0.00012632 | 0.00014318 | 0.00016668 | 0.00013444 | 0.0001219 | 0.0001102 | 0.00013527 | 4.1789e-05 | 0.00034582 | 6.665e-05
6545 | 273 | 9 | 0.00011416 | 0.00011362 | 0.00012098 | 0.00015948 | 4.08e-05 | 0.00012242 | 0.00013608 | 4.028e-05 | 0.00013237 | 0.00013471 | 0.00015307 | 0.00013918 | 0.00012238 | 0.00010651 | 0.00013828 | 4.7324e-05 | 0.00012535 | 6.665e-05
6546 | 273 | 9 | 0.00011415 | 0.00011223 | 0.00012828 | 0.00016615 | 3.989e-05 | 0.00012312 | 0.00013269 | 4.027e-05 | 0.00013741 | 0.0001281 | 0.00013954 | 0.00014108 | 0.00012914 | 0.00011806 | 0.00015734 | 5.665e-05 | 0 | 6.665e-05
6547 | 273 | 9 | 0.00011416 | 0.00011952 | 0.00012334 | 0.00011531 | 2.767e-05 | 0.00012428 | 0.00013451 | 4.027e-05 | 0.0001402 | 0.00012693 | 0.00013045 | 0.00014248 | 0.00012474 | 0.00010797 | 0.00018883 | 6.46e-05 | 0 | 6.665e-05
6548 | 273 | 9 | 0.00011415 | 0.00011647 | 0.00011678 | 0.00011226 | 2.801e-05 | 0.00012091 | 0.00013143 | 4.239e-05 | 0.00014194 | 0.00012613 | 0.0001214 | 0.00014465 | 0.00012308 | 0.00010255 | 0.00020581 | 6.9287e-05 | 0 | 6.665e-05
6549 | 273 | 9 | 0.00011416 | 0.00011936 | 0.00012334 | 5.726e-05 | 1.445e-05 | 0.00011409 | 0.00012342 | 4.239e-05 | 0.00014404 | 0.00012487 | 0.00011371 | 8.469e-05 | 8.642e-05 | 8.842e-05 | 0.00020836 | 6.7885e-05 | 0 | 6.665e-05
6550 | 273 | 9 | 0.00011415 | 0.00011993 | 0.00012989 | 6.112e-05 | 1.385e-05 | 0.00011016 | 0.00011456 | 4.239e-05 | 9.77e-05 | 0.00011065 | 0.00010603 | 8.753e-05 | 8.787e-05 | 8.852e-05 | 0.00020884 | 6.5055e-05 | 0 | 6.665e-05
6551 | 273 | 9 | 0.00011416 | 0.00011497 | 0.00011676 | 5.545e-05 | 1.425e-05 | 0.00010518 | 0.00010734 | 3.816e-05 | 9.106e-05 | 9.861e-05 | 0.00010021 | 8.412e-05 | 7.511e-05 | 6.653e-05 | 0.00020793 | 5.9895e-05 | 0 | 6.665e-05
6552 | 273 | 9 | 0.00011415 | 0.00012079 | 0.00012536 | 5.721e-05 | 1.346e-05 | 9.856e-05 | 0.00010001 | 3.179e-05 | 8.587e-05 | 8.734e-05 | 9.077e-05 | 7.836e-05 | 6.813e-05 | 5.831e-05 | 0.00020934 | 6.0409e-05 | 0 | 6.665e-05
6553 | 274 | 10 | 0.00011416 | 0.00011649 | 9.368e-05 | 6.276e-05 | 6.65e-05 | 9.526e-05 | 9.51e-05 | 2.331e-05 | 7.981e-05 | 7.786e-05 | 8.116e-05 | 5.506e-05 | 5.447e-05 | 5.404e-05 | 0.00019913 | 4.9076e-05 | 0 | 6.647e-05
6554 | 274 | 10 | 0.00011415 | 0.00011309 | 0.00010188 | 6.14e-05 | 7.345e-05 | 9.223e-05 | 9.223e-05 | 1.272e-05 | 6.066e-05 | 6.721e-05 | 7.212e-05 | 1.861e-05 | 3.745e-05 | 5.573e-05 | 0.00018098 | 3.7148e-05 | 0 | 6.647e-05
6555 | 274 | 10 | 0.00011416 | 0.00011516 | 9.647e-05 | 5.827e-05 | 7.12e-05 | 9.062e-05 | 9.093e-05 | 0 | 2.837e-05 | 5.391e-05 | 6.542e-05 | 1.337e-05 | 3.807e-05 | 6.206e-05 | 0.00016291 | 2.8534e-05 | 0 | 6.647e-05
6556 | 274 | 10 | 0.00011415 | 0.0001168 | 0.00010669 | 6.088e-05 | 6.751e-05 | 9.13e-05 | 9.176e-05 | 0 | 1.754e-05 | 4.5e-05 | 6.193e-05 | 1.325e-05 | 4.716e-05 | 8.022e-05 | 0.0001489 | 2.1e-05 | 0 | 6.647e-05
6557 | 274 | 10 | 0.00011416 | 0.00011248 | 0.00011447 | 5.585e-05 | 6.756e-05 | 9.676e-05 | 9.441e-05 | 0 | 1.438e-05 | 4.381e-05 | 6.444e-05 | 1.873e-05 | 5.653e-05 | 9.347e-05 | 0.00014271 | 1.8823e-05 | 0 | 6.647e-05
6558 | 274 | 10 | 0.00011415 | 0.00010826 | 0.00011108 | 0.00011193 | 0.00013835 | 0.00010825 | 0.00010455 | 2.967e-05 | 1.764e-05 | 4.846e-05 | 7.098e-05 | 4.608e-05 | 7.654e-05 | 0.00010658 | 0.00014323 | 1.573e-05 | 0 | 6.647e-05
6559 | 274 | 10 | 0.00011416 | 0.00011163 | 0.0001127 | 0.00011373 | 0.00013321 | 0.0001207 | 0.00012085 | 4.027e-05 | 3.968e-05 | 5.988e-05 | 8.059e-05 | 0.00012396 | 0.00011795 | 0.00011299 | 0.00014435 | 1.3494e-05 | 2.082e-05 | 6.647e-05
6560 | 274 | 10 | 0.00011415 | 0.0001161 | 9.451e-05 | 0.00016639 | 0.00019212 | 0.00012448 | 0.00012911 | 3.179e-05 | 0.0001048 | 8.375e-05 | 9.083e-05 | 0.00022136 | 0.0001781 | 0.00013758 | 0.00014358 | 1.5014e-05 | 0 | 6.647e-05
6561 | 274 | 10 | 0.00011416 | 0.00011085 | 0.000114 | 0.0001562 | 0.00020141 | 0.00012793 | 0.00013251 | 8.48e-06 | 0.00019394 | 0.0001239 | 0.00010476 | 0.00021299 | 0.00019436 | 0.000178 | 0.00014231 | 2.0312e-05 | 0.00042943 | 6.647e-05
6562 | 274 | 10 | 0.00011415 | 0.00011034 | 0.00010561 | 0.00016754 | 0.00019486 | 0.00012885 | 0.00013232 | 0 | 0.00020645 | 0.00015945 | 0.00012502 | 0.0001689 | 0.00017562 | 0.00018369 | 0.00013346 | 2.3717e-05 | 0.00056705 | 6.647e-05
6563 | 274 | 10 | 0.00011416 | 0.00010885 | 0.00010526 | 0.00015652 | 0.00018967 | 0.00013036 | 0.00013116 | 0 | 0.00017724 | 0.0001735 | 0.00014344 | 0.00016732 | 0.00017262 | 0.00017929 | 8.7199e-05 | 2.5814e-05 | 0.00065783 | 6.647e-05
6564 | 274 | 10 | 0.00011415 | 0.00010939 | 9.689e-05 | 0.00015753 | 0.00019599 | 0.00012745 | 0.0001282 | 0 | 0.00017092 | 0.00017558 | 0.00015741 | 0.00017141 | 0.00017262 | 0.00017531 | 4.6879e-05 | 2.3255e-05 | 0.00070362 | 6.647e-05
6565 | 274 | 10 | 0.00011416 | 0.00010758 | 9.213e-05 | 0.00016525 | 0.00019252 | 0.00012447 | 0.00012725 | 0 | 0.0001715 | 0.00017455 | 0.00016702 | 0.00016315 | 0.00016521 | 0.00016864 | 7.0387e-05 | 2.3503e-05 | 0.00068923 | 6.647e-05
6566 | 274 | 10 | 0.00011415 | 0.00011405 | 9.475e-05 | 0.00015872 | 0.00019011 | 0.00012303 | 0.00012547 | 0 | 0.00016471 | 0.0001709 | 0.00017144 | 0.00017791 | 0.00016819 | 0.00016019 | 9.1023e-05 | 2.4371e-05 | 0.00062105 | 6.647e-05
6567 | 274 | 10 | 0.00011416 | 0.00010827 | 0.00011329 | 0.00016302 | 0.00019653 | 0.00011969 | 0.0001243 | 0 | 0.00017516 | 0.00016889 | 0.00017063 | 0.0001855 | 0.00016875 | 0.00015393 | 0.00010171 | 2.6763e-05 | 0.0005055 | 6.647e-05
6568 | 274 | 10 | 0.00011415 | 0.00011136 | 0.00011425 | 0.00016039 | 0.00019004 | 0.00011928 | 0.00012462 | 1.272e-05 | 0.00018296 | 0.00016839 | 0.00016685 | 0.00019665 | 0.00015168 | 0.0001092 | 0.00011401 | 2.88e-05 | 0.00033597 | 6.647e-05
6569 | 274 | 10 | 0.00011416 | 0.00011066 | 9.944e-05 | 0.00016209 | 0.00019084 | 0.00012017 | 0.00012691 | 3.603e-05 | 0.00019337 | 0.00016237 | 0.00015285 | 0.00021554 | 0.00016022 | 0.00010777 | 0.00011726 | 2.9471e-05 | 0.00013727 | 6.647e-05
6570 | 274 | 10 | 0.00011415 | 0.00011426 | 0.00010921 | 0.0001628 | 0.00019535 | 0.0001189 | 0.00012496 | 7.842e-05 | 0.00021045 | 0.00015993 | 0.00013949 | 0.00020685 | 0.00016128 | 0.00011833 | 0.00011888 | 3.0266e-05 | 0 | 6.647e-05
6571 | 274 | 10 | 0.00011416 | 0.00011307 | 0.00011266 | 0.00011222 | 0.0001302 | 0.00012032 | 0.00012685 | 9.325e-05 | 0.00020721 | 0.00015995 | 0.00013043 | 0.00016303 | 0.0001336 | 0.00010604 | 0.00013962 | 3.1915e-05 | 0 | 6.647e-05
6572 | 274 | 10 | 0.00011415 | 0.00011363 | 0.00010665 | 0.00010842 | 0.00013873 | 0.00011953 | 0.00012598 | 8.69e-05 | 0.0001729 | 0.00015064 | 0.00012102 | 0.00012938 | 0.00011515 | 0.00010215 | 0.00015802 | 3.1994e-05 | 0 | 6.647e-05
6573 | 274 | 10 | 0.00011416 | 0.00011552 | 0.00011132 | 5.682e-05 | 6.598e-05 | 0.00011307 | 0.00011797 | 0.00010385 | 0.00014003 | 0.00013524 | 0.0001133 | 8.453e-05 | 8.604e-05 | 8.804e-05 | 0.00015983 | 3.019e-05 | 0 | 6.647e-05
6574 | 274 | 10 | 0.00011415 | 0.00010849 | 0.00010511 | 6.109e-05 | 6.981e-05 | 0.00010961 | 0.00011066 | 0.00011868 | 9.763e-05 | 0.00011358 | 0.0001056 | 8.701e-05 | 8.713e-05 | 8.777e-05 | 0.00014783 | 2.5267e-05 | 0 | 6.647e-05
6575 | 274 | 10 | 0.00011416 | 0.00010716 | 0.00010614 | 6.203e-05 | 6.604e-05 | 0.00010526 | 0.00010447 | 0.00013564 | 9.028e-05 | 9.877e-05 | 9.965e-05 | 7.752e-05 | 7.179e-05 | 6.657e-05 | 0.00013372 | 1.9308e-05 | 0 | 6.647e-05
6576 | 274 | 10 | 0.00011415 | 0.00011108 | 9.572e-05 | 5.593e-05 | 6.466e-05 | 9.81e-05 | 9.776e-05 | 0.00010597 | 8.033e-05 | 8.578e-05 | 9.03e-05 | 6.232e-05 | 6.024e-05 | 5.844e-05 | 0.00012964 | 1.8069e-05 | 0 | 6.647e-05
6577 | 275 | 10 | 0.00011416 | 0.00011391 | 0.00012775 | 6.125e-05 | 6.411e-05 | 9.324e-05 | 9.249e-05 | 0.00012716 | 6.628e-05 | 7.36e-05 | 8.084e-05 | 5.508e-05 | 5.449e-05 | 5.406e-05 | 0.00010615 | 1.7278e-05 | 0 | 6.682e-05
6578 | 275 | 10 | 0.00011415 | 0.0001157 | 0.00014008 | 5.534e-05 | 6.411e-05 | 9.04e-05 | 8.964e-05 | 0.00011233 | 5.792e-05 | 6.384e-05 | 7.191e-05 | 1.879e-05 | 3.781e-05 | 5.626e-05 | 9.0785e-05 | 1.804e-05 | 0 | 6.682e-05
6579 | 275 | 10 | 0.00011416 | 0.00011065 | 0.00012815 | 5.874e-05 | 6.579e-05 | 8.796e-05 | 8.803e-05 | 0.00012081 | 2.758e-05 | 5.225e-05 | 6.542e-05 | 1.334e-05 | 3.798e-05 | 6.19e-05 | 8.7216e-05 | 1.7519e-05 | 0 | 6.682e-05
6580 | 275 | 10 | 0.00011415 | 0.00011229 | 0.00012879 | 5.243e-05 | 6.505e-05 | 8.765e-05 | 8.759e-05 | 0.00011869 | 1.722e-05 | 4.434e-05 | 6.197e-05 | 1.335e-05 | 4.749e-05 | 8.078e-05 | 7.773e-05 | 1.5578e-05 | 0 | 6.682e-05
6581 | 275 | 10 | 0.00011416 | 0.00011933 | 0.00014047 | 5.724e-05 | 6.509e-05 | 8.798e-05 | 8.871e-05 | 0.00010385 | 1.445e-05 | 4.37e-05 | 6.463e-05 | 1.868e-05 | 5.637e-05 | 9.321e-05 | 7.1919e-05 | 1.3518e-05 | 0 | 6.682e-05
6582 | 275 | 10 | 0.00011415 | 0.0001147 | 0.00014078 | 0.00011543 | 0.00012526 | 9.171e-05 | 9.228e-05 | 0.00011444 | 1.761e-05 | 4.844e-05 | 7.11e-05 | 4.612e-05 | 7.661e-05 | 0.00010668 | 6.97e-05 | 1.2142e-05 | 0 | 6.682e-05
6583 | 275 | 10 | 0.00011416 | 0.00011281 | 0.00012285 | 0.00011512 | 0.00013135 | 9.687e-05 | 9.893e-05 | 9.749e-05 | 3.971e-05 | 5.992e-05 | 8.071e-05 | 0.00012389 | 0.00011789 | 0.00011293 | 7.2617e-05 | 1.3033e-05 | 1.9115e-05 | 6.682e-05
6584 | 275 | 10 | 0.00011415 | 0.00010847 | 0.00014272 | 0.00016017 | 0.00019242 | 0.00010233 | 0.00010578 | 6.146e-05 | 0.00010475 | 8.375e-05 | 9.089e-05 | 0.00021806 | 0.00017544 | 0.00013553 | 7.4909e-05 | 1.4618e-05 | 0.00021039 | 6.682e-05
6585 | 275 | 10 | 0.00011416 | 0.00011687 | 0.00012686 | 0.00015727 | 0.00019217 | 0.00010739 | 0.00011182 | 3.179e-05 | 0.00019135 | 0.00012293 | 0.00010435 | 0.00021062 | 0.0001922 | 0.00017602 | 7.4556e-05 | 1.5698e-05 | 0.00042304 | 6.682e-05
6586 | 275 | 10 | 0.00011415 | 0.00010985 | 0.00012571 | 0.00015843 | 0.00019185 | 0.00011139 | 0.00011298 | 2.13e-06 | 0.00020411 | 0.00015778 | 0.00012416 | 0.00016832 | 0.00017502 | 0.00018306 | 6.3981e-05 | 1.675e-05 | 0.00056225 | 6.682e-05
6587 | 275 | 10 | 0.00011416 | 0.00011666 | 0.00012342 | 0.00015669 | 0.00019983 | 0.00011151 | 0.00011174 | 0 | 0.00017626 | 0.00017206 | 0.00014249 | 0.00016857 | 0.00017391 | 0.00018063 | 3.8014e-05 | 2.0052e-05 | 0.00065184 | 6.682e-05
6588 | 275 | 10 | 0.00011415 | 0.00011698 | 0.00013031 | 0.00015684 | 0.00019164 | 0.00011177 | 0.00010975 | 0 | 0.00017162 | 0.00017522 | 0.00015687 | 0.00017001 | 0.00017122 | 0.00017389 | 1.9399e-05 | 2.674e-05 | 0.00069352 | 6.682e-05
6589 | 275 | 10 | 0.00011416 | 0.00011102 | 0.00013207 | 0.00016605 | 0.00019096 | 0.00010918 | 0.00010841 | 0 | 0.00017052 | 0.0001741 | 0.00016631 | 0.00016222 | 0.00016427 | 0.00016767 | 1.8004e-05 | 2.956e-05 | 0.00067118 | 6.682e-05
6590 | 275 | 10 | 0.00011415 | 0.00011621 | 0.00013329 | 0.00015825 | 0.00019735 | 0.00010525 | 0.00010733 | 3.815e-05 | 0.00016383 | 0.0001702 | 0.00017072 | 0.00017844 | 0.00016869 | 0.00016067 | 2.3823e-05 | 2.7402e-05 | 0.00059946 | 6.682e-05
6591 | 275 | 10 | 0.00011416 | 0.00011195 | 0.00014535 | 0.00016338 | 0.0001953 | 0.00010338 | 0.00010636 | 5.087e-05 | 0.00017539 | 0.00016855 | 0.00017022 | 0.0001855 | 0.00016875 | 0.00015393 | 3.1582e-05 | 2.2508e-05 | 0.00049418 | 6.682e-05
6592 | 275 | 10 | 0.00011415 | 0.00011216 | 0.00012401 | 0.00016639 | 0.00018709 | 0.00010391 | 0.00010776 | 5.299e-05 | 0.00018297 | 0.0001683 | 0.00016658 | 0.0001989 | 0.00015341 | 0.00011045 | 3.8915e-05 | 1.9104e-05 | 0.00032826 | 6.682e-05
6593 | 275 | 10 | 0.00011416 | 0.00011119 | 0.00013127 | 0.00015948 | 0.00019381 | 0.00010595 | 0.000112 | 6.57e-05 | 0.00019513 | 0.00016299 | 0.00015294 | 0.00021295 | 0.00015829 | 0.00010647 | 4.4576e-05 | 1.8512e-05 | 0.00013144 | 6.682e-05
6594 | 275 | 10 | 0.00011415 | 0.00011085 | 0.00013941 | 0.00016034 | 0.00019585 | 0.00010864 | 0.00011393 | 0.00010173 | 0.00020878 | 0.00015981 | 0.00013938 | 0.00020503 | 0.00015986 | 0.00011729 | 6.4161e-05 | 1.9779e-05 | 0 | 6.682e-05
6595 | 275 | 10 | 0.00011416 | 0.00011103 | 0.00014002 | 0.00010555 | 0.00012935 | 0.00011113 | 0.00011658 | 0.00010597 | 0.00020552 | 0.00015914 | 0.00013014 | 0.00016345 | 0.00013395 | 0.00010632 | 0.00010236 | 2.0013e-05 | 0 | 6.682e-05
6596 | 275 | 10 | 0.00011415 | 0.00011251 | 0.00014173 | 0.00011505 | 0.00013042 | 0.0001097 | 0.00011531 | 0.00011657 | 0.00017287 | 0.00015007 | 0.0001208 | 0.00012763 | 0.00011359 | 0.00010076 | 0.00014745 | 2.0899e-05 | 0 | 6.682e-05
6597 | 275 | 10 | 0.00011416 | 0.00011663 | 0.00013013 | 5.888e-05 | 6.857e-05 | 0.00010425 | 0.00010969 | 0.00012504 | 0.00013858 | 0.00013442 | 0.0001128 | 8.553e-05 | 8.707e-05 | 8.908e-05 | 0.00016151 | 2.4725e-05 | 0 | 6.682e-05
6598 | 275 | 10 | 0.00011415 | 0.0001121 | 0.00014125 | 6.305e-05 | 6.759e-05 | 0.00010128 | 0.0001041 | 0.00013776 | 9.813e-05 | 0.00011335 | 0.00010535 | 8.783e-05 | 8.795e-05 | 8.86e-05 | 0.00016348 | 2.914e-05 | 0 | 6.682e-05
6599 | 275 | 10 | 0.00011416 | 0.00011654 | 0.00014393 | 6.145e-05 | 6.978e-05 | 9.823e-05 | 9.84e-05 | 0.00016743 | 9.099e-05 | 9.907e-05 | 9.967e-05 | 7.803e-05 | 7.226e-05 | 6.7e-05 | 0.00015768 | 3.0627e-05 | 0 | 6.682e-05
6600 | 275 | 10 | 0.00011415 | 0.000113 | 0.00012889 | 5.55e-05 | 7.072e-05 | 9.14e-05 | 9.247e-05 | 0.00017167 | 8.086e-05 | 8.628e-05 | 9.049e-05 | 6.23e-05 | 6.022e-05 | 5.842e-05 | 0.00016356 | 3.4354e-05 | 0 | 6.682e-05
6601 | 276 | 10 | 0.00011416 | 0.00010488 | 9.893e-05 | 5.755e-05 | 6.979e-05 | 8.74e-05 | 8.767e-05 | 0.00017802 | 6.64e-05 | 7.395e-05 | 8.106e-05 | 5.417e-05 | 5.359e-05 | 5.317e-05 | 0.00013955 | 3.0452e-05 | 0 | 6.665e-05
6602 | 276 | 10 | 0.00011415 | 0.00010805 | 0.00011027 | 6.054e-05 | 6.918e-05 | 8.402e-05 | 8.519e-05 | 0.00015259 | 5.725e-05 | 6.368e-05 | 7.197e-05 | 1.874e-05 | 3.772e-05 | 5.613e-05 | 0.0001196 | 2.7095e-05 | 0 | 6.665e-05
6603 | 276 | 10 | 0.00011416 | 0.00010926 | 0.00010683 | 5.987e-05 | 7.055e-05 | 8.293e-05 | 8.394e-05 | 0.00016531 | 2.742e-05 | 5.199e-05 | 6.54e-05 | 1.34e-05 | 3.814e-05 | 6.217e-05 | 9.6429e-05 | 2.3425e-05 | 0 | 6.665e-05
6604 | 276 | 10 | 0.00011415 | 0.0001085 | 0.00011121 | 5.295e-05 | 7.162e-05 | 8.24e-05 | 8.325e-05 | 0.00020346 | 1.722e-05 | 4.422e-05 | 6.195e-05 | 1.317e-05 | 4.687e-05 | 7.972e-05 | 7.8346e-05 | 1.9201e-05 | 0 | 6.665e-05
6605 | 276 | 10 | 0.00011416 | 0.0001102 | 0.00011557 | 6.271e-05 | 7.011e-05 | 8.298e-05 | 8.386e-05 | 0.00020346 | 1.43e-05 | 4.344e-05 | 6.435e-05 | 1.875e-05 | 5.66e-05 | 9.359e-05 | 6.067e-05 | 1.5034e-05 | 0 | 6.665e-05
6606 | 276 | 10 | 0.00011415 | 0.00011154 | 0.00011711 | 0.00010762 | 0.00013684 | 8.499e-05 | 8.574e-05 | 0.0001865 | 1.765e-05 | 4.832e-05 | 7.091e-05 | 4.646e-05 | 7.717e-05 | 0.00010746 | 4.7874e-05 | 1.3054e-05 | 0 | 6.665e-05
6607 | 276 | 10 | 0.00011416 | 0.0001099 | 9.74e-05 | 0.00010687 | 0.00013593 | 8.889e-05 | 8.882e-05 | 0.00011656 | 3.998e-05 | 6.008e-05 | 8.074e-05 | 0.00012448 | 0.00011845 | 0.00011347 | 4.374e-05 | 1.3568e-05 | 2.0693e-05 | 6.665e-05
6608 | 276 | 10 | 0.00011415 | 0.00011255 | 0.00010177 | 0.00016258 | 0.00020038 | 9.348e-05 | 9.375e-05 | 5.935e-05 | 0.00010527 | 8.414e-05 | 9.108e-05 | 0.00021797 | 0.00017537 | 0.00013548 | 4.5501e-05 | 1.7382e-05 | 0.00018919 | 6.665e-05
6609 | 276 | 10 | 0.00011416 | 0.00010934 | 9.817e-05 | 0.00016463 | 0.00019895 | 0.00010052 | 9.863e-05 | 3.18e-05 | 0.00019139 | 0.0001232 | 0.00010454 | 0.0002104 | 0.000192 | 0.00017584 | 3.7857e-05 | 2.363e-05 | 0.00033612 | 6.665e-05
6610 | 276 | 10 | 0.00011415 | 0.00010882 | 0.00011086 | 0.00016723 | 0.00019663 | 0.00010498 | 0.00010138 | 4.24e-06 | 0.00020396 | 0.00015784 | 0.00012433 | 0.00016835 | 0.00017505 | 0.0001831 | 1.7895e-05 | 2.7293e-05 | 0.00041801 | 6.665e-05
6611 | 276 | 10 | 0.00011416 | 0.0001128 | 0.00011009 | 0.00016356 | 0.00020127 | 0.00010782 | 0.00010345 | 0 | 0.00017626 | 0.00017206 | 0.00014263 | 0.00016723 | 0.00017254 | 0.00017921 | 7.2125e-06 | 2.5446e-05 | 0.00032838 | 6.665e-05
6612 | 276 | 10 | 0.00011415 | 0.00010813 | 0.0001033 | 0.00016639 | 0.00018963 | 0.00010771 | 0.00010545 | 0 | 0.00017057 | 0.00017471 | 0.00015663 | 0.00016999 | 0.0001712 | 0.00017386 | 4.3308e-06 | 2.066e-05 | 9.5644e-05 | 6.665e-05
6613 | 276 | 10 | 0.00011416 | 0.00011122 | 9.932e-05 | 0.00016315 | 0.00019754 | 0.00010485 | 0.00010559 | 0 | 0.0001703 | 0.00017363 | 0.00016603 | 0.0001609 | 0.00016293 | 0.0001663 | 2.6826e-06 | 2.0292e-05 | 0.00038182 | 6.665e-05
6614 | 276 | 10 | 0.00011415 | 0.00010687 | 0.00010001 | 0.00016536 | 0.00019145 | 0.00010358 | 0.00010525 | 0 | 0.00016273 | 0.00016945 | 0.00017015 | 0.0001784 | 0.00016865 | 0.00016063 | 1.2609e-06 | 1.7112e-05 | 0.00052243 | 6.665e-05
6615 | 276 | 10 | 0.00011416 | 0.00010938 | 0.0001141 | 0.00015766 | 0.00018937 | 0.0001002 | 0.00010545 | 0 | 0.00017513 | 0.00016798 | 0.00016969 | 0.00018301 | 0.00016649 | 0.00015186 | 8.6983e-07 | 1.4695e-05 | 0.00032716 | 6.665e-05
6616 | 276 | 10 | 0.00011415 | 0.00010972 | 0.00010043 | 0.00015628 | 0.00018789 | 0.00010202 | 0.0001064 | 0 | 0.00018095 | 0.00016717 | 0.00016568 | 0.00019888 | 0.0001534 | 0.00011044 | 5.9179e-07 | 1.2285e-05 | 0.00015609 | 6.665e-05
6617 | 276 | 10 | 0.00011416 | 0.00011109 | 0.00010448 | 0.00016566 | 0.00019632 | 0.00010386 | 0.00011081 | 2.968e-05 | 0.00019472 | 0.0001621 | 0.00015218 | 0.00021617 | 0.00016069 | 0.00010808 | 1.5573e-06 | 1.1291e-05 | 8.4283e-05 | 6.665e-05
6618 | 276 | 10 | 0.00011415 | 0.00010454 | 0.0001146 | 0.00016422 | 0.00018953 | 0.00010527 | 0.0001124 | 7.63e-05 | 0.00021116 | 0.00016019 | 0.00013912 | 0.00020617 | 0.00016075 | 0.00011794 | 4.322e-06 | 9.1478e-06 | 0 | 6.665e-05
6619 | 276 | 10 | 0.00011416 | 0.00011051 | 9.866e-05 | 0.00010517 | 0.00013454 | 0.00011004 | 0.00011546 | 9.113e-05 | 0.00020684 | 0.00016005 | 0.00013019 | 0.00016549 | 0.00013562 | 0.00010764 | 8.1082e-06 | 6.7522e-06 | 0 | 6.665e-05
6620 | 276 | 10 | 0.00011415 | 0.00010898 | 0.00010738 | 0.00010455 | 0.00013097 | 0.00011184 | 0.00011489 | 0.00010809 | 0.0001748 | 0.00015136 | 0.00012124 | 0.00012854 | 0.0001144 | 0.00010148 | 1.0411e-05 | 4.1179e-06 | 0 | 6.665e-05
6621 | 276 | 10 | 0.00011416 | 0.00010919 | 9.921e-05 | 5.488e-05 | 7.353e-05 | 0.00010648 | 0.00010971 | 0.00011656 | 0.00013972 | 0.0001356 | 0.00011348 | 8.397e-05 | 8.548e-05 | 8.746e-05 | 1.3543e-05 | 3.4777e-06 | 0 | 6.665e-05
6622 | 276 | 10 | 0.00011415 | 0.00011054 | 0.00011109 | 5.266e-05 | 6.997e-05 | 0.00010301 | 0.00010394 | 0.00011657 | 9.718e-05 | 0.00011351 | 0.00010563 | 8.715e-05 | 8.727e-05 | 8.791e-05 | 1.2351e-05 | 3.6881e-06 | 0 | 6.665e-05
6623 | 276 | 10 | 0.00011416 | 0.00010732 | 0.00010216 | 6.099e-05 | 7.449e-05 | 9.755e-05 | 9.697e-05 | 0.00010597 | 9.031e-05 | 9.864e-05 | 9.968e-05 | 7.846e-05 | 7.266e-05 | 6.737e-05 | 1.0721e-05 | 3.2422e-06 | 0 | 6.665e-05
6624 | 276 | 10 | 0.00011415 | 0.00010507 | 0.00011102 | 5.959e-05 | 7.052e-05 | 9.196e-05 | 9.132e-05 | 0.00011021 | 8.104e-05 | 8.603e-05 | 9.048e-05 | 6.227e-05 | 6.019e-05 | 5.839e-05 | 2.5998e-05 | 3.7724e-06 | 0 | 6.665e-05
6625 | 277 | 10 | 0.00011416 | 0.00011073 | 0.00010557 | 5.48e-05 | 6.53e-05 | 8.796e-05 | 8.767e-05 | 0.00012292 | 6.638e-05 | 7.385e-05 | 8.095e-05 | 5.408e-05 | 5.35e-05 | 5.308e-05 | 2.7297e-05 | 4.4369e-06 | 0 | 6.621e-05
6626 | 277 | 10 | 0.00011415 | 0.00010874 | 0.00010808 | 6.205e-05 | 7.176e-05 | 8.532e-05 | 8.673e-05 | 0.00012505 | 5.719e-05 | 6.362e-05 | 7.18e-05 | 1.871e-05 | 3.765e-05 | 5.603e-05 | 2.3281e-05 | 5.2504e-06 | 0 | 6.621e-05
6627 | 277 | 10 | 0.00011416 | 0.00011407 | 0.00010144 | 5.834e-05 | 7.464e-05 | 8.493e-05 | 8.649e-05 | 0.00013352 | 2.739e-05 | 5.193e-05 | 6.527e-05 | 1.323e-05 | 3.767e-05 | 6.14e-05 | 1.8366e-05 | 9.0927e-06 | 0 | 6.621e-05
6628 | 277 | 10 | 0.00011415 | 0.00010727 | 9.424e-05 | 5.987e-05 | 7.01e-05 | 8.645e-05 | 8.748e-05 | 0.00013987 | 1.708e-05 | 4.402e-05 | 6.17e-05 | 1.329e-05 | 4.73e-05 | 8.044e-05 | 2.1283e-05 | 1.1349e-05 | 0 | 6.621e-05
6629 | 277 | 10 | 0.00011416 | 0.00011202 | 0.0001122 | 5.545e-05 | 7.624e-05 | 9.352e-05 | 9.147e-05 | 0.00014835 | 1.437e-05 | 4.342e-05 | 6.429e-05 | 1.881e-05 | 5.678e-05 | 9.389e-05 | 2.5766e-05 | 1.267e-05 | 0 | 6.621e-05
6630 | 277 | 10 | 0.00011415 | 0.00011094 | 9.221e-05 | 0.00010874 | 0.00013659 | 0.00010839 | 0.00010415 | 0.00015048 | 1.77e-05 | 4.843e-05 | 7.095e-05 | 4.597e-05 | 7.636e-05 | 0.00010633 | 2.729e-05 | 1.5719e-05 | 0 | 6.621e-05
6631 | 277 | 10 | 0.00011416 | 0.00010841 | 9.259e-05 | 0.00011344 | 0.00013579 | 0.00012075 | 0.0001206 | 0.00012504 | 3.961e-05 | 5.989e-05 | 8.055e-05 | 0.00012403 | 0.00011802 | 0.00011305 | 3.1101e-05 | 1.5661e-05 | 2.1923e-05 | 6.621e-05
6632 | 277 | 10 | 0.00011415 | 0.0001128 | 9.327e-05 | 0.00016636 | 0.00019861 | 0.00012451 | 0.00012899 | 8.053e-05 | 0.00010484 | 8.377e-05 | 9.082e-05 | 0.00021795 | 0.00017535 | 0.00013546 | 3.1042e-05 | 1.1662e-05 | 0.00022521 | 6.621e-05
6633 | 277 | 10 | 0.00011416 | 0.00011519 | 0.00010474 | 0.00015677 | 0.00019206 | 0.00012752 | 0.00013116 | 4.239e-05 | 0.00019128 | 0.00012292 | 0.00010432 | 0.00021253 | 0.00019394 | 0.00017762 | 3.0664e-05 | 9.3591e-06 | 0.00038419 | 6.621e-05
6634 | 277 | 10 | 0.00011415 | 0.00010825 | 0.00010054 | 0.0001584 | 0.00019424 | 0.00012928 | 0.00012968 | 2.12e-05 | 0.00020558 | 0.00015839 | 0.00012451 | 0.00016771 | 0.00017438 | 0.0001824 | 2.4137e-05 | 9.8658e-06 | 0.00051904 | 6.621e-05
6635 | 277 | 10 | 0.00011416 | 0.00010801 | 0.00010948 | 0.00016507 | 0.00019073 | 0.00013039 | 0.00012869 | 4.24e-06 | 0.00017607 | 0.0001724 | 0.00014267 | 0.00016658 | 0.00017186 | 0.0001785 | 1.2063e-05 | 1.0099e-05 | 0.00060717 | 6.621e-05
6636 | 277 | 10 | 0.00011415 | 0.00010979 | 9.28e-05 | 0.00016304 | 0.00019152 | 0.00012693 | 0.00012661 | 0 | 0.00017007 | 0.0001746 | 0.00015656 | 0.00017023 | 0.00017144 | 0.00017411 | 1.5037e-05 | 1.319e-05 | 0.00066286 | 6.621e-05
6637 | 277 | 10 | 0.00011416 | 0.00011164 | 0.00010288 | 0.00015713 | 0.00019433 | 0.00012696 | 0.00012775 | 0 | 0.0001704 | 0.00017352 | 0.00016603 | 0.00016091 | 0.00016294 | 0.00016632 | 1.1656e-05 | 9.6022e-06 | 0.00066301 | 6.621e-05
6638 | 277 | 10 | 0.00011415 | 0.00011136 | 9.612e-05 | 0.0001616 | 0.0001979 | 0.00012518 | 0.0001281 | 0 | 0.00016273 | 0.00016941 | 0.00017015 | 0.00017982 | 0.00016999 | 0.00016191 | 1.2533e-05 | 8.1941e-06 | 0.00058179 | 6.621e-05
6639 | 277 | 10 | 0.00011416 | 0.00011717 | 9.803e-05 | 0.00016139 | 0.00020132 | 0.0001237 | 0.00012852 | 0 | 0.00017624 | 0.00016846 | 0.00016993 | 0.00018243 | 0.00016596 | 0.00015138 | 1.7e-05 | 8.535e-06 | 0.00046286 | 6.621e-05
6640 | 277 | 10 | 0.00011415 | 0.00010864 | 0.0001089 | 0.00016458 | 0.00019864 | 0.0001236 | 0.00012979 | 0 | 0.00018072 | 0.00016742 | 0.00016581 | 0.00019819 | 0.00015287 | 0.00011006 | 1.9728e-05 | 9.0338e-06 | 0.00028905 | 6.621e-05
6641 | 277 | 10 | 0.00011416 | 0.00011431 | 9.583e-05 | 0.00016499 | 0.00019628 | 0.00012451 | 0.00013118 | 2.13e-06 | 0.00019416 | 0.000162 | 0.00015223 | 0.00021523 | 0.00015999 | 0.00010762 | 1.334e-05 | 8.7232e-06 | 9.566e-05 | 6.621e-05
6642 | 277 | 10 | 0.00011415 | 0.00011179 | 9.628e-05 | 0.00016251 | 0.00019251 | 0.00012441 | 0.00012786 | 2.119e-05 | 0.00021033 | 0.00015978 | 0.00013904 | 0.00020399 | 0.00015905 | 0.00011669 | 8.5089e-06 | 5.0266e-06 | 0 | 6.621e-05
6643 | 277 | 10 | 0.00011416 | 0.00011438 | 9.697e-05 | 0.00010918 | 0.00013269 | 0.00012747 | 0.00013149 | 4.028e-05 | 0.00020495 | 0.00015911 | 0.00012982 | 0.00016352 | 0.00013401 | 0.00010636 | 1.0207e-05 | 2.1277e-06 | 0 | 6.621e-05
6644 | 277 | 10 | 0.00011415 | 0.00011516 | 0.00010809 | 0.00010989 | 0.00013374 | 0.0001262 | 0.00012972 | 5.087e-05 | 0.00017287 | 0.00015004 | 0.00012057 | 0.00012902 | 0.00011482 | 0.00010186 | 1.1784e-05 | 2.5812e-06 | 0 | 6.621e-05
6645 | 277 | 10 | 0.00011416 | 0.00011727 | 9.883e-05 | 5.708e-05 | 6.934e-05 | 0.00011826 | 0.00012245 | 6.782e-05 | 0.00013966 | 0.00013482 | 0.00011295 | 8.42e-05 | 8.571e-05 | 8.77e-05 | 9.7682e-06 | 3.8701e-06 | 0 | 6.621e-05
6646 | 277 | 10 | 0.00011415 | 0.00010803 | 9.316e-05 | 5.959e-05 | 7.417e-05 | 0.0001144 | 0.00011316 | 7.418e-05 | 9.728e-05 | 0.00011326 | 0.00010524 | 8.755e-05 | 8.767e-05 | 8.832e-05 | 1.1251e-05 | 5.2005e-06 | 0 | 6.621e-05
6647 | 277 | 10 | 0.00011416 | 0.00011631 | 0.00010429 | 6.045e-05 | 7.654e-05 | 0.00010863 | 0.00010538 | 7.842e-05 | 9.064e-05 | 9.875e-05 | 9.949e-05 | 7.87e-05 | 7.288e-05 | 6.758e-05 | 1.4517e-05 | 7.5259e-06 | 0 | 6.621e-05
6648 | 277 | 10 | 0.00011415 | 0.00011536 | 9.708e-05 | 6.177e-05 | 6.87e-05 | 0.00010058 | 9.825e-05 | 9.113e-05 | 8.131e-05 | 8.625e-05 | 9.047e-05 | 6.264e-05 | 6.055e-05 | 5.874e-05 | 2.3026e-05 | 3.6028e-06 | 0 | 6.621e-05
6649 | 278 | 10 | 0.00011416 | 0.00011011 | 0.00010905 | 6.336e-05 | 7.167e-05 | 9.602e-05 | 9.337e-05 | 9.961e-05 | 6.672e-05 | 7.415e-05 | 8.111e-05 | 5.464e-05 | 5.406e-05 | 5.363e-05 | 2.7052e-05 | 3.95e-06 | 0 | 6.613e-05
6650 | 278 | 10 | 0.00011415 | 0.0001089 | 0.0001105 | 6.269e-05 | 7.127e-05 | 9.36e-05 | 9.114e-05 | 0.00010173 | 5.77e-05 | 6.402e-05 | 7.21e-05 | 1.873e-05 | 3.768e-05 | 5.608e-05 | 3.3357e-05 | 6.7162e-06 | 0 | 6.613e-05
6651 | 278 | 10 | 0.00011416 | 0.00010832 | 0.00010065 | 5.414e-05 | 7.249e-05 | 9.248e-05 | 9.002e-05 | 0.00010385 | 2.751e-05 | 5.223e-05 | 6.555e-05 | 1.339e-05 | 3.811e-05 | 6.212e-05 | 3.8485e-05 | 1.3601e-05 | 0 | 6.613e-05
6652 | 278 | 10 | 0.00011415 | 0.00011297 | 0.00011128 | 6.014e-05 | 6.712e-05 | 9.416e-05 | 9.042e-05 | 0.00010385 | 1.724e-05 | 4.433e-05 | 6.209e-05 | 1.338e-05 | 4.761e-05 | 8.097e-05 | 4.6541e-05 | 2.1583e-05 | 0 | 6.613e-05
6653 | 278 | 10 | 0.00011416 | 0.00010613 | 0.00010818 | 5.701e-05 | 7.114e-05 | 9.896e-05 | 9.391e-05 | 0.00010173 | 1.447e-05 | 4.375e-05 | 6.473e-05 | 1.89e-05 | 5.705e-05 | 9.434e-05 | 6.1297e-05 | 2.9177e-05 | 0 | 6.613e-05
6654 | 278 | 10 | 0.00011415 | 0.00011532 | 0.00011381 | 0.00010868 | 0.00013711 | 0.00011301 | 0.00010583 | 9.325e-05 | 1.779e-05 | 4.873e-05 | 7.14e-05 | 4.584e-05 | 7.614e-05 | 0.00010602 | 7.1962e-05 | 3.8642e-05 | 0 | 6.613e-05
6655 | 278 | 10 | 0.00011416 | 0.00010457 | 0.00011733 | 0.00010546 | 0.00012992 | 0.0001258 | 0.00012269 | 8.265e-05 | 3.952e-05 | 6e-05 | 8.085e-05 | 0.00012263 | 0.00011669 | 0.00011178 | 8.4721e-05 | 5.5213e-05 | 3.5464e-06 | 6.613e-05
6656 | 278 | 10 | 0.00011415 | 0.0001056 | 0.00011139 | 0.00016178 | 0.00019371 | 0.00012713 | 0.00013072 | 6.782e-05 | 0.00010374 | 8.33e-05 | 9.075e-05 | 0.00022019 | 0.00017715 | 0.00013685 | 9.7509e-05 | 6.4416e-05 | 9.6942e-05 | 6.613e-05
6657 | 278 | 10 | 0.00011416 | 0.00011292 | 0.00011612 | 0.0001564 | 0.00019419 | 0.00012964 | 0.00013341 | 4.451e-05 | 0.00019281 | 0.00012312 | 0.00010448 | 0.00021193 | 0.0001934 | 0.00017712 | 0.00010006 | 7.7357e-05 | 5.6658e-05 | 6.613e-05
6658 | 278 | 10 | 0.00011415 | 0.00010778 | 0.00010205 | 0.00016048 | 0.00019195 | 0.00012952 | 0.00013212 | 1.06e-05 | 0.00020538 | 0.00015854 | 0.00012451 | 0.00016662 | 0.00017325 | 0.00018121 | 9.5025e-05 | 9.0196e-05 | 0.00039958 | 6.613e-05
6659 | 278 | 10 | 0.00011416 | 0.00010906 | 0.00010063 | 0.00015703 | 0.0002022 | 0.00012968 | 0.00013143 | 0 | 0.00017522 | 0.00017204 | 0.00014238 | 0.00016826 | 0.0001736 | 0.00018031 | 8.1386e-05 | 9.7645e-05 | 0.00047155 | 6.613e-05
6660 | 278 | 10 | 0.00011415 | 0.00011457 | 0.00010714 | 0.00016454 | 0.00019911 | 0.00012651 | 0.00012819 | 0 | 0.00017124 | 0.00017485 | 0.00015669 | 0.00017034 | 0.00017155 | 0.00017422 | 6.6267e-05 | 9.6379e-05 | 0.00023592 | 6.613e-05
6661 | 278 | 10 | 0.00011416 | 0.00011322 | 0.00010163 | 0.00016076 | 0.00020231 | 0.00012597 | 0.00012769 | 0 | 0.00017068 | 0.00017392 | 0.00016622 | 0.00016063 | 0.00016266 | 0.00016603 | 7.2226e-05 | 0.0001112 | 0.00034172 | 6.613e-05
6662 | 278 | 10 | 0.00011415 | 0.00011458 | 0.00010021 | 0.00016254 | 0.00020062 | 0.00012492 | 0.00012675 | 0 | 0.00016259 | 0.00016959 | 0.00017024 | 0.00018012 | 0.00017028 | 0.00016218 | 8.4423e-05 | 0.00012624 | 0.00015791 | 6.613e-05
6663 | 278 | 10 | 0.00011416 | 0.00010484 | 0.0001137 | 0.00016745 | 0.00019704 | 0.00012338 | 0.00012707 | 0 | 0.00017647 | 0.00016859 | 0.00017009 | 0.00018433 | 0.00016769 | 0.00015296 | 9.2392e-05 | 0.00013854 | 8.3358e-05 | 6.613e-05
6664 | 278 | 10 | 0.00011415 | 0.00011261 | 0.00011233 | 0.00015708 | 0.00019897 | 0.00012304 | 0.0001279 | 0 | 0.00018223 | 0.00016813 | 0.00016632 | 0.00019862 | 0.0001532 | 0.0001103 | 9.8789e-05 | 0.00015308 | 0.00012984 | 6.613e-05
6665 | 278 | 10 | 0.00011416 | 0.00010934 | 0.00011353 | 0.00015988 | 0.00019979 | 0.00012523 | 0.00012987 | 0 | 0.00019479 | 0.00016274 | 0.0001527 | 0.00021437 | 0.00015935 | 0.00010718 | 9.9338e-05 | 0.00015822 | 4.1327e-05 | 6.613e-05
6666 | 278 | 10 | 0.00011415 | 0.00010552 | 0.00011883 | 0.00016126 | 0.00018932 | 0.00012624 | 0.00012727 | 1.484e-05 | 0.00020982 | 0.00016 | 0.00013935 | 0.00020618 | 0.00016076 | 0.00011794 | 9.4172e-05 | 0.00016396 | 0 | 6.613e-05
6667 | 278 | 10 | 0.00011416 | 0.00011336 | 0.00011807 | 0.00011482 | 0.00013169 | 0.00012782 | 0.00013105 | 2.543e-05 | 0.00020659 | 0.00015972 | 0.00013034 | 0.00016518 | 0.00013536 | 0.00010744 | 9.5351e-05 | 0.0001628 | 0 | 6.613e-05
6668 | 278 | 10 | 0.00011415 | 0.00011459 | 0.00010538 | 0.00010529 | 0.00013571 | 0.00012564 | 0.00012953 | 4.451e-05 | 0.00017446 | 0.00015105 | 0.00012123 | 0.00012821 | 0.0001141 | 0.00010122 | 0.00010882 | 0.00016052 | 0 | 6.613e-05
6669 | 278 | 10 | 0.00011416 | 0.00011165 | 0.00011142 | 5.743e-05 | 6.918e-05 | 0.00011825 | 0.00012148 | 5.723e-05 | 0.00013938 | 0.00013531 | 0.00011333 | 8.526e-05 | 8.679e-05 | 8.88e-05 | 0.0001107 | 0.00015439 | 0 | 6.613e-05
6670 | 278 | 10 | 0.00011415 | 0.00010841 | 0.00010051 | 5.279e-05 | 7.352e-05 | 0.00011473 | 0.00011215 | 6.994e-05 | 9.811e-05 | 0.00011379 | 0.00010577 | 8.718e-05 | 8.73e-05 | 8.795e-05 | 0.00010702 | 0.00015227 | 0 | 6.613e-05
6671 | 278 | 10 | 0.00011416 | 0.00010565 | 0.00010202 | 5.398e-05 | 7.658e-05 | 0.00010977 | 0.00010419 | 7.842e-05 | 9.05e-05 | 9.899e-05 | 9.984e-05 | 7.771e-05 | 7.197e-05 | 6.673e-05 | 9.9277e-05 | 0.00015064 | 0 | 6.613e-05
6672 | 278 | 10 | 0.00011415 | 0.00011523 | 0.00010026 | 5.607e-05 | 7.528e-05 | 0.00010327 | 9.671e-05 | 8.265e-05 | 8.052e-05 | 8.6e-05 | 9.05e-05 | 6.289e-05 | 6.079e-05 | 5.897e-05 | 9.5634e-05 | 0.00013423 | 0 | 6.613e-05
6673 | 279 | 10 | 0.00011416 | 0.00011676 | 0.00011147 | 5.567e-05 | 4.598e-05 | 9.798e-05 | 9.185e-05 | 9.326e-05 | 6.677e-05 | 7.394e-05 | 8.111e-05 | 6.822e-05 | 6.074e-05 | 5.357e-05 | 8.5374e-05 | 0.00012284 | 0 | 6.63e-05
6674 | 279 | 10 | 0.00011415 | 0.00011997 | 0.00010793 | 5.938e-05 | 4.015e-05 | 9.536e-05 | 8.947e-05 | 9.961e-05 | 6.828e-05 | 6.633e-05 | 7.205e-05 | 3.541e-05 | 4.619e-05 | 5.661e-05 | 8.3631e-05 | 0.00011806 | 0 | 6.63e-05
6675 | 279 | 10 | 0.00011416 | 0.00012066 | 0.00010417 | 5.374e-05 | 4.241e-05 | 9.422e-05 | 8.881e-05 | 9.114e-05 | 4.255e-05 | 5.747e-05 | 6.558e-05 | 2.189e-05 | 4.197e-05 | 6.14e-05 | 8.0138e-05 | 0.00011182 | 0 | 6.63e-05
6676 | 279 | 10 | 0.00011415 | 0.00012076 | 0.00010646 | 5.87e-05 | 3.799e-05 | 9.509e-05 | 8.919e-05 | 9.325e-05 | 2.705e-05 | 4.979e-05 | 6.197e-05 | 2.125e-05 | 5.09e-05 | 7.974e-05 | 7.0503e-05 | 0.0001171 | 0 | 6.63e-05
6677 | 279 | 10 | 0.00011416 | 0.00011706 | 0.00011809 | 5.874e-05 | 4.549e-05 | 0.00010109 | 9.29e-05 | 9.326e-05 | 2.299e-05 | 4.836e-05 | 6.437e-05 | 2.338e-05 | 5.909e-05 | 9.391e-05 | 6.3428e-05 | 0.00011888 | 0 | 6.63e-05
6678 | 279 | 10 | 0.00011415 | 0.00011982 | 0.0001049 | 0.00011486 | 7.972e-05 | 0.00011456 | 0.00010463 | 8.901e-05 | 2.323e-05 | 5.217e-05 | 7.098e-05 | 2.977e-05 | 6.907e-05 | 0.0001075 | 5.9704e-05 | 0.00010804 | 0 | 6.63e-05
6679 | 279 | 10 | 0.00011416 | 0.00012287 | 0.00011793 | 0.00010539 | 8.009e-05 | 0.00012759 | 0.00012201 | 8.053e-05 | 2.823e-05 | 5.939e-05 | 8.079e-05 | 4.618e-05 | 7.962e-05 | 0.00011246 | 6.0465e-05 | 0.00010644 | 3.4786e-07 | 6.63e-05
6680 | 279 | 10 | 0.00011415 | 0.00011362 | 0.0001081 | 0.0001656 | 0.00011404 | 0.00012698 | 0.00012914 | 7.206e-05 | 4.208e-05 | 6.848e-05 | 9.088e-05 | 6.884e-05 | 0.00010352 | 0.00013784 | 5.7952e-05 | 0.00011887 | 3.5821e-05 | 6.63e-05
6681 | 279 | 10 | 0.00011416 | 0.00012487 | 0.00010553 | 0.0001614 | 0.00011569 | 0.0001283 | 0.00013061 | 6.358e-05 | 6.258e-05 | 8.334e-05 | 0.00010488 | 9.973e-05 | 0.00013814 | 0.00017649 | 5.1571e-05 | 0.00012681 | 0.00011978 | 6.63e-05
6682 | 279 | 10 | 0.00011415 | 0.00011786 | 0.00012094 | 0.00016408 | 0.00011677 | 0.00012896 | 0.00012772 | 4.663e-05 | 9.102e-05 | 0.00010683 | 0.0001248 | 0.00012815 | 0.00015445 | 0.00018122 | 5.0299e-05 | 0.00012691 | 4.7266e-05 | 6.63e-05
6683 | 279 | 10 | 0.00011416 | 0.00011568 | 0.00011302 | 0.00016605 | 0.00012113 | 0.00013016 | 0.00012539 | 3.815e-05 | 0.00011928 | 0.00012989 | 0.00014266 | 0.00013738 | 0.0001583 | 0.00017987 | 4.4686e-05 | 0.00012192 | 0.00027685 | 6.63e-05
6684 | 279 | 10 | 0.00011415 | 0.0001219 | 0.00011456 | 0.00016191 | 0.00011422 | 0.00012685 | 0.00012264 | 1.695e-05 | 0.00013274 | 0.00014556 | 0.00015678 | 0.00013895 | 0.00015649 | 0.00017475 | 4.8004e-05 | 0.00011319 | 0.00032657 | 6.63e-05
6685 | 279 | 10 | 0.00011416 | 0.00011534 | 0.00011785 | 0.00016492 | 0.00011571 | 0.00012604 | 0.00012263 | 8.48e-06 | 0.00013739 | 0.00015287 | 0.00016634 | 0.00013084 | 0.00014924 | 0.00016826 | 4.8241e-05 | 0.00011032 | 0.00019429 | 6.63e-05
6686 | 279 | 10 | 0.00011415 | 0.00011458 | 0.00010863 | 0.00016752 | 0.00011538 | 0.00012399 | 0.00012195 | 0 | 0.00013233 | 0.00015298 | 0.00017078 | 0.00011189 | 0.00013566 | 0.00015976 | 4.8813e-05 | 9.5816e-05 | 0.00014784 | 6.63e-05
6687 | 279 | 10 | 0.00011416 | 0.00012266 | 0.0001153 | 0.00016381 | 0.00011426 | 0.00012349 | 0.00012225 | 0 | 0.00011659 | 0.0001465 | 0.00017006 | 0.00012646 | 0.00013866 | 0.00015152 | 5.5709e-05 | 8.7453e-05 | 0.00023524 | 6.63e-05
6688 | 279 | 10 | 0.00011415 | 0.00012039 | 0.00012304 | 0.00016338 | 0.00011558 | 0.00012144 | 0.00012411 | 0 | 0.00012474 | 0.00014185 | 0.00016594 | 0.00013341 | 0.00012068 | 0.00010909 | 5.616e-05 | 8.409e-05 | 4.3075e-05 | 6.63e-05
6689 | 279 | 10 | 0.00011416 | 0.0001195 | 0.00011868 | 0.00015996 | 0.00011673 | 0.000123 | 0.00012813 | 0 | 0.00013124 | 0.00013319 | 0.00015206 | 0.00014002 | 0.0001228 | 0.00010687 | 5.5884e-05 | 7.2509e-05 | 1.3515e-05 | 6.63e-05
6690 | 279 | 10 | 0.00011415 | 0.00012216 | 0.00012226 | 0.00016476 | 0.00012217 | 0.00012395 | 0.00012607 | 4.027e-05 | 0.00013778 | 0.00012727 | 0.00013866 | 0.00014179 | 0.00012946 | 0.00011835 | 5.149e-05 | 5.3007e-05 | 0 | 6.63e-05
6691 | 279 | 10 | 0.00011416 | 0.00011812 | 0.00010391 | 0.00010498 | 7.721e-05 | 0.00012943 | 0.00013021 | 3.179e-05 | 0.0001408 | 0.00012671 | 0.00012976 | 0.00014161 | 0.00012367 | 0.00010704 | 6.1307e-05 | 5.3365e-05 | 0 | 6.63e-05
6692 | 279 | 10 | 0.00011415 | 0.00011563 | 0.00011012 | 0.00010585 | 7.942e-05 | 0.00012722 | 0.00012876 | 3.392e-05 | 0.00014139 | 0.00012574 | 0.00012073 | 0.00014525 | 0.00012327 | 0.00010271 | 7.6813e-05 | 6.5809e-05 | 0 | 6.63e-05
6693 | 279 | 10 | 0.00011416 | 0.00012129 | 0.00012254 | 5.38e-05 | 4.058e-05 | 0.00012053 | 0.00012151 | 4.24e-05 | 0.00014443 | 0.00012462 | 0.00011332 | 8.473e-05 | 8.638e-05 | 8.837e-05 | 9.1161e-05 | 8.7423e-05 | 0 | 6.63e-05
6694 | 279 | 10 | 0.00011415 | 0.00011376 | 0.00012055 | 5.884e-05 | 4.091e-05 | 0.00011744 | 0.00011215 | 5.298e-05 | 9.779e-05 | 0.00011052 | 0.0001058 | 8.83e-05 | 8.855e-05 | 8.921e-05 | 0.00010813 | 0.00010382 | 0 | 6.63e-05
6695 | 279 | 10 | 0.00011416 | 0.00012014 | 0.00012286 | 5.85e-05 | 4.451e-05 | 0.00011253 | 0.00010438 | 6.994e-05 | 9.168e-05 | 9.881e-05 | 0.00010023 | 8.412e-05 | 7.504e-05 | 6.647e-05 | 0.00011901 | 0.00010956 | 0 | 6.63e-05
6696 | 279 | 10 | 0.00011415 | 0.00012053 | 0.00010325 | 5.44e-05 | 4.285e-05 | 0.00010543 | 9.714e-05 | 7.842e-05 | 8.6e-05 | 8.751e-05 | 9.082e-05 | 7.856e-05 | 6.825e-05 | 5.842e-05 | 0.00012336 | 8.6949e-05 | 0 | 6.63e-05
6697 | 280 | 10 | 0.00011416 | 0.00010829 | 0.00011116 | 5.67e-05 | 1.413e-05 | 0.00010105 | 9.239e-05 | 7.842e-05 | 8e-05 | 7.8e-05 | 8.127e-05 | 6.787e-05 | 6.043e-05 | 5.329e-05 | 0.00011459 | 8.7239e-05 | 0 | 6.639e-05
6698 | 280 | 10 | 0.00011415 | 0.0001175 | 0.000119 | 5.497e-05 | 1.407e-05 | 9.824e-05 | 9.082e-05 | 8.054e-05 | 7.069e-05 | 6.944e-05 | 7.206e-05 | 3.534e-05 | 4.61e-05 | 5.65e-05 | 0.00010773 | 0.0001068 | 0 | 6.639e-05
6699 | 280 | 10 | 0.00011416 | 0.00011614 | 0.00010926 | 5.451e-05 | 1.393e-05 | 9.671e-05 | 9.016e-05 | 8.054e-05 | 4.336e-05 | 5.903e-05 | 6.552e-05 | 2.205e-05 | 4.228e-05 | 6.185e-05 | 0.00010897 | 0.00012293 | 0 | 6.639e-05
6700 | 280 | 10 | 0.00011415 | 0.00010686 | 0.00011123 | 5.484e-05 | 1.415e-05 | 9.793e-05 | 9.071e-05 | 7.63e-05 | 2.747e-05 | 5.051e-05 | 6.195e-05 | 2.152e-05 | 5.156e-05 | 8.077e-05 | 0.00010774 | 0.00012568 | 0 | 6.639e-05
6701 | 280 | 10 | 0.00011416 | 0.0001157 | 0.00012942 | 6.277e-05 | 1.362e-05 | 0.00010249 | 9.449e-05 | 8.266e-05 | 2.322e-05 | 4.891e-05 | 6.458e-05 | 2.311e-05 | 5.84e-05 | 9.282e-05 | 0.00010749 | 0.00012306 | 0 | 6.639e-05
6702 | 280 | 10 | 0.00011415 | 0.00011126 | 0.00012841 | 0.00011171 | 2.58e-05 | 0.00011597 | 0.00010665 | 8.901e-05 | 2.306e-05 | 5.226e-05 | 7.096e-05 | 2.952e-05 | 6.849e-05 | 0.00010659 | 0.00011406 | 0.00012167 | 0 | 6.639e-05
6703 | 280 | 10 | 0.00011416 | 0.00010877 | 0.00012695 | 0.00011116 | 2.719e-05 | 0.00012861 | 0.0001238 | 9.325e-05 | 2.801e-05 | 5.909e-05 | 8.058e-05 | 4.583e-05 | 7.901e-05 | 0.00011161 | 0.00012456 | 0.0001229 | 6.0832e-06 | 6.639e-05
6704 | 280 | 10 | 0.00011415 | 0.00010706 | 0.00013141 | 0.00016023 | 3.939e-05 | 0.00013027 | 0.00013097 | 7.63e-05 | 4.176e-05 | 6.8e-05 | 9.049e-05 | 6.859e-05 | 0.00010314 | 0.00013733 | 0.00013444 | 0.00012916 | 6.1562e-05 | 6.639e-05
6705 | 280 | 10 | 0.00011416 | 0.00011072 | 0.00011015 | 0.00015739 | 4.087e-05 | 0.00013122 | 0.00013345 | 2.12e-05 | 6.231e-05 | 8.286e-05 | 0.00010438 | 9.954e-05 | 0.00013788 | 0.00017616 | 0.00014451 | 0.00013201 | 0.00018628 | 6.639e-05
6706 | 280 | 10 | 0.00011415 | 0.00011479 | 0.00011215 | 0.00016534 | 3.887e-05 | 0.00012945 | 0.00013222 | 0 | 9.081e-05 | 0.00010643 | 0.00012426 | 0.00012833 | 0.00015467 | 0.00018147 | 0.00014332 | 0.00012881 | 0.00028777 | 6.639e-05
6707 | 280 | 10 | 0.00011416 | 0.0001154 | 0.00011401 | 0.0001571 | 3.939e-05 | 0.00013122 | 0.00013031 | 0 | 0.00011937 | 0.00012973 | 0.00014227 | 0.00013685 | 0.0001577 | 0.00017919 | 0.00015633 | 0.00012497 | 0.00017162 | 6.639e-05
6708 | 280 | 10 | 0.00011415 | 0.00010784 | 0.00012098 | 0.00016353 | 3.882e-05 | 0.00012588 | 0.00012812 | 0 | 0.00013234 | 0.00014531 | 0.00015636 | 0.00013719 | 0.0001545 | 0.00017253 | 0.00014035 | 0.00011346 | 0.00011572 | 6.639e-05
6709 | 280 | 10 | 0.00011416 | 0.00010886 | 0.00012448 | 0.00015657 | 3.822e-05 | 0.00012646 | 0.0001287 | 0 | 0.00013594 | 0.00015196 | 0.00016555 | 0.00013054 | 0.00014889 | 0.00016787 | 0.00014993 | 0.00012463 | 0.00024231 | 6.639e-05
6710 | 280 | 10 | 0.00011415 | 0.00011446 | 0.00011002 | 0.00016548 | 3.902e-05 | 0.00012608 | 0.00012861 | 0 | 0.00013181 | 0.00015209 | 0.00017004 | 0.00011195 | 0.00013574 | 0.00015985 | 0.00014217 | 0.00014172 | 8.262e-05 | 6.639e-05
6711 | 280 | 10 | 0.00011416 | 0.00011312 | 0.0001127 | 0.00016258 | 4.073e-05 | 0.00012612 | 0.00012942 | 0 | 0.0001165 | 0.00014599 | 0.00016945 | 0.00012849 | 0.00014088 | 0.00015395 | 0.00012893 | 0.0001565 | 6.4718e-05 | 6.639e-05
6712 | 280 | 10 | 0.00011415 | 0.00011619 | 0.00012524 | 0.00015904 | 4.078e-05 | 0.00012515 | 0.00013173 | 0 | 0.00012629 | 0.00014244 | 0.00016599 | 0.00013337 | 0.00012064 | 0.00010905 | 0.00011585 | 0.00016099 | 5.4868e-05 | 6.639e-05
6713 | 280 | 10 | 0.00011416 | 0.00010799 | 0.00011743 | 0.00015938 | 3.831e-05 | 0.00012773 | 0.00013431 | 0 | 0.00013151 | 0.00013384 | 0.00015221 | 0.00014118 | 0.00012383 | 0.00010777 | 0.0001273 | 0.00015439 | 1.2311e-05 | 6.639e-05
6714 | 280 | 10 | 0.00011415 | 0.00011302 | 0.00013106 | 0.00016458 | 3.848e-05 | 0.00012929 | 0.00013369 | 4.663e-05 | 0.00013879 | 0.00012803 | 0.00013912 | 0.00014127 | 0.00012899 | 0.00011792 | 0.00012487 | 0.00013774 | 0 | 6.639e-05
6715 | 280 | 10 | 0.00011416 | 0.00011652 | 0.00011182 | 0.00010699 | 2.547e-05 | 0.00013314 | 0.00013702 | 5.935e-05 | 0.00014061 | 0.00012705 | 0.00013015 | 0.00014057 | 0.00012276 | 0.00010626 | 0.00012292 | 0.00012428 | 0 | 6.639e-05
6716 | 280 | 10 | 0.00011415 | 0.00011658 | 0.00012888 | 0.000114 | 2.762e-05 | 0.00012863 | 0.00013296 | 8.901e-05 | 0.00014056 | 0.00012552 | 0.00012089 | 0.000143 | 0.00012136 | 0.00010112 | 0.00012355 | 0.0001195 | 0 | 6.639e-05
6717 | 280 | 10 | 0.00011416 | 0.0001097 | 0.00011238 | 5.529e-05 | 1.35e-05 | 0.0001203 | 0.00012441 | 9.961e-05 | 0.00014251 | 0.00012364 | 0.00011301 | 8.52e-05 | 8.685e-05 | 8.886e-05 | 0.00012642 | 0.00012114 | 0 | 6.639e-05
6718 | 280 | 10 | 0.00011415 | 0.00011051 | 0.00012074 | 6.273e-05 | 1.469e-05 | 0.0001168 | 0.00011472 | 0.00010809 | 9.776e-05 | 0.00010988 | 0.00010553 | 8.791e-05 | 8.816e-05 | 8.881e-05 | 0.00012759 | 0.00012274 | 0 | 6.639e-05
6719 | 280 | 10 | 0.00011416 | 0.00011422 | 0.00011807 | 5.422e-05 | 1.461e-05 | 0.00011266 | 0.00010687 | 0.00012504 | 9.131e-05 | 9.839e-05 | 9.984e-05 | 8.523e-05 | 7.603e-05 | 6.735e-05 | 0.00012539 | 0.00012089 | 0 | 6.639e-05
6720 | 280 | 10 | 0.00011415 | 0.00011528 | 0.00011729 | 6.317e-05 | 1.317e-05 | 0.00010501 | 9.92e-05 | 0.00013775 | 8.679e-05 | 8.765e-05 | 9.068e-05 | 7.902e-05 | 6.865e-05 | 5.876e-05 | 0.00011202 | 0.00011915 | 0 | 6.639e-05
6721 | 281 | 10 | 0.00011416 | 0.00010535 | 0.00010915 | 5.675e-05 | 6.274e-05 | 9.96e-05 | 9.401e-05 | 8.478e-05 | 8.052e-05 | 7.837e-05 | 8.129e-05 | 5.502e-05 | 5.443e-05 | 5.401e-05 | 0.00010168 | 0.00011135 | 0 | 6.752e-05
6722 | 281 | 10 | 0.00011415 | 0.00010649 | 0.00010786 | 5.923e-05 | 6.579e-05 | 9.54e-05 | 9.22e-05 | 7.206e-05 | 6.079e-05 | 6.757e-05 | 7.232e-05 | 1.88e-05 | 3.783e-05 | 5.629e-05 | 8.3067e-05 | 9.458e-05 | 0 | 6.752e-05
6723 | 281 | 10 | 0.00011416 | 0.00011463 | 0.00010841 | 5.446e-05 | 7.373e-05 | 9.355e-05 | 9.145e-05 | 6.146e-05 | 2.857e-05 | 5.422e-05 | 6.575e-05 | 1.316e-05 | 3.746e-05 | 6.106e-05 | 6.768e-05 | 7.831e-05 | 0 | 6.752e-05
6724 | 281 | 10 | 0.00011415 | 0.00010891 | 0.00010514 | 5.597e-05 | 6.84e-05 | 9.484e-05 | 9.204e-05 | 6.358e-05 | 1.741e-05 | 4.496e-05 | 6.2e-05 | 1.321e-05 | 4.702e-05 | 7.997e-05 | 6.1138e-05 | 7.6131e-05 | 0 | 6.752e-05
6725 | 281 | 10 | 0.00011416 | 0.00010882 | 9.985e-05 | 5.715e-05 | 6.687e-05 | 9.854e-05 | 9.529e-05 | 6.782e-05 | 1.432e-05 | 4.365e-05 | 6.44e-05 | 1.887e-05 | 5.696e-05 | 9.419e-05 | 5.6114e-05 | 7.3328e-05 | 0 | 6.752e-05
6726 | 281 | 10 | 0.00011415 | 0.00010862 | 0.00011592 | 0.00010752 | 0.00013651 | 0.00010993 | 0.00010653 | 6.147e-05 | 1.773e-05 | 4.848e-05 | 7.104e-05 | 4.64e-05 | 7.707e-05 | 0.00010732 | 5.4099e-05 | 6.7705e-05 | 0 | 6.752e-05
6727 | 281 | 10 | 0.00011416 | 0.00010693 | 0.00011312 | 0.00010839 | 0.00012645 | 0.00012276 | 0.00012359 | 5.511e-05 | 3.994e-05 | 6.015e-05 | 8.079e-05 | 0.00012225 | 0.00011633 | 0.00011144 | 5.5243e-05 | 6.8872e-05 | 2.0532e-06 | 6.752e-05
6728 | 281 | 10 | 0.00011415 | 0.00011241 | 0.0001087 | 0.00015892 | 0.00018751 | 0.00012475 | 0.00013235 | 4.451e-05 | 0.00010352 | 8.34e-05 | 9.066e-05 | 0.00022121 | 0.00017798 | 0.00013749 | 5.7341e-05 | 7.8094e-05 | 8.7448e-05 | 6.752e-05
6729 | 281 | 10 | 0.00011416 | 0.00011621 | 9.709e-05 | 0.00016722 | 0.00019108 | 0.00012782 | 0.0001356 | 4.875e-05 | 0.00019358 | 0.00012345 | 0.0001046 | 0.00021121 | 0.00019274 | 0.00017652 | 5.4952e-05 | 8.8186e-05 | 0.0003017 | 6.752e-05
6730 | 281 | 10 | 0.00011415 | 0.00010683 | 0.00011546 | 0.00016028 | 0.0001901 | 0.00012831 | 0.00013567 | 4.027e-05 | 0.00020497 | 0.00015857 | 0.00012455 | 0.00016579 | 0.00017238 | 0.00018031 | 5.0647e-05 | 9.3164e-05 | 0.00017602 | 6.752e-05
6731 | 281 | 10 | 0.00011416 | 0.00011562 | 9.978e-05 | 0.0001661 | 0.00019131 | 0.00012923 | 0.00013602 | 2.12e-05 | 0.0001745 | 0.00017167 | 0.00014223 | 0.00016626 | 0.00017153 | 0.00017816 | 3.8936e-05 | 8.8e-05 | 0.00023046 | 6.752e-05
6732 | 281 | 10 | 0.00011415 | 0.00011555 | 9.607e-05 | 0.00016502 | 0.0001935 | 0.00012632 | 0.00013367 | 0 | 0.00016954 | 0.00017376 | 0.00015603 | 0.00016864 | 0.00016984 | 0.00017249 | 2.5944e-05 | 6.2691e-05 | 0.000194 | 6.752e-05
6733 | 281 | 10 | 0.00011416 | 0.00011327 | 0.00010687 | 0.00015802 | 0.0001981 | 0.00012505 | 0.00013311 | 0 | 0.00016899 | 0.00017242 | 0.00016521 | 0.00016317 | 0.00016523 | 0.00016866 | 2.554e-05 | 4.4213e-05 | 0.00012355 | 6.752e-05
6734 | 281 | 10 | 0.00011415 | 0.00010809 | 0.00010443 | 0.00016098 | 0.00019033 | 0.00012216 | 0.00013146 | 0 | 0.0001642 | 0.00016948 | 0.00016987 | 0.00017874 | 0.00016898 | 0.00016094 | 2.2701e-05 | 3.1678e-05 | 0.00012281 | 6.752e-05
6735 | 281 | 10 | 0.00011416 | 0.00010706 | 0.00010302 | 0.00016674 | 0.00019968 | 0.00011955 | 0.00012898 | 0 | 0.00017565 | 0.00016845 | 0.00016957 | 0.00018266 | 0.00016618 | 0.00015157 | 1.7263e-05 | 2.6165e-05 | 9.6246e-05 | 6.752e-05
6736 | 281 | 10 | 0.00011415 | 0.00011523 | 0.00010857 | 0.00015779 | 0.00018677 | 0.00011914 | 0.00012839 | 0 | 0.00018082 | 0.00016744 | 0.00016566 | 0.00019693 | 0.00015189 | 0.00010936 | 1.2615e-05 | 2.4887e-05 | 6.958e-05 | 6.752e-05
6737 | 281 | 10 | 0.00011416 | 0.00010736 | 0.00010853 | 0.00016287 | 0.00018661 | 0.00011976 | 0.00013048 | 0 | 0.0001932 | 0.00016165 | 0.00015202 | 0.00021626 | 0.00016076 | 0.00010813 | 9.8767e-06 | 2.5727e-05 | 2.9559e-05 | 6.752e-05
6738 | 281 | 10 | 0.00011415 | 0.00010597 | 0.00010272 | 0.0001648 | 0.0001921 | 0.00012039 | 0.00012838 | 2.13e-06 | 0.00021093 | 0.00015974 | 0.00013904 | 0.00020426 | 0.00015926 | 0.00011685 | 9.954e-06 | 2.5762e-05 | 0 | 6.752e-05
6739 | 281 | 10 | 0.00011416 | 0.00011561 | 9.889e-05 | 0.00011428 | 0.00012862 | 0.00012299 | 0.00013118 | 1.06e-05 | 0.00020526 | 0.00015926 | 0.00012983 | 0.00016549 | 0.00013562 | 0.00010764 | 1.1348e-05 | 2.6399e-05 | 0 | 6.752e-05
6740 | 281 | 10 | 0.00011415 | 0.00010712 | 0.0001121 | 0.00010946 | 0.00013209 | 0.0001202 | 0.00012808 | 2.332e-05 | 0.00017447 | 0.00015075 | 0.00012089 | 0.00012988 | 0.00011559 | 0.00010254 | 1.0902e-05 | 2.4642e-05 | 0 | 6.752e-05
6741 | 281 | 10 | 0.00011416 | 0.00011527 | 9.889e-05 | 6.349e-05 | 6.496e-05 | 0.00011303 | 0.0001204 | 2.756e-05 | 0.00014067 | 0.00013571 | 0.0001134 | 8.456e-05 | 8.608e-05 | 8.807e-05 | 1.0512e-05 | 2.1881e-05 | 0 | 6.752e-05
6742 | 281 | 10 | 0.00011415 | 0.00011288 | 0.00010459 | 5.496e-05 | 6.854e-05 | 0.00011189 | 0.00011198 | 3.604e-05 | 9.78e-05 | 0.00011398 | 0.00010575 | 8.774e-05 | 8.786e-05 | 8.851e-05 | 9.2911e-06 | 1.9116e-05 | 0 | 6.752e-05
6743 | 281 | 10 | 0.00011416 | 0.00010945 | 9.985e-05 | 5.521e-05 | 7.28e-05 | 0.00010859 | 0.0001054 | 2.119e-05 | 9.093e-05 | 9.923e-05 | 9.998e-05 | 7.801e-05 | 7.224e-05 | 6.698e-05 | 7.9023e-06 | 1.692e-05 | 0 | 6.752e-05
6744 | 281 | 10 | 0.00011415 | 0.0001158 | 0.00010964 | 5.383e-05 | 6.913e-05 | 0.00010128 | 9.742e-05 | 3.391e-05 | 8.083e-05 | 8.627e-05 | 9.073e-05 | 6.322e-05 | 6.112e-05 | 5.929e-05 | 3.5822e-06 | 9.6777e-06 | 0 | 6.752e-05
6745 | 282 | 10 | 0.00011416 | 0.00011537 | 8.825e-05 | 6.305e-05 | 6.356e-05 | 9.592e-05 | 9.288e-05 | 4.451e-05 | 6.709e-05 | 7.425e-05 | 8.137e-05 | 5.493e-05 | 5.434e-05 | 5.392e-05 | 2.2713e-06 | 7.7361e-06 | 0 | 6.752e-05
6746 | 282 | 10 | 0.00011415 | 0.00012289 | 0.00010137 | 6.218e-05 | 7.187e-05 | 9.174e-05 | 9.016e-05 | 3.603e-05 | 5.799e-05 | 6.423e-05 | 7.232e-05 | 1.879e-05 | 3.781e-05 | 5.627e-05 | 2.1685e-06 | 6.9545e-06 | 0 | 6.752e-05
6747 | 282 | 10 | 0.00011416 | 0.00011543 | 0.00010677 | 5.694e-05 | 7.026e-05 | 8.964e-05 | 8.888e-05 | 3.816e-05 | 2.762e-05 | 5.243e-05 | 6.574e-05 | 1.316e-05 | 3.747e-05 | 6.107e-05 | 2.3759e-06 | 6.9196e-06 | 0 | 6.752e-05
6748 | 282 | 10 | 0.00011415 | 0.00011651 | 9.149e-05 | 5.717e-05 | 6.728e-05 | 8.919e-05 | 8.897e-05 | 3.18e-05 | 1.71e-05 | 4.423e-05 | 6.2e-05 | 1.324e-05 | 4.713e-05 | 8.016e-05 | 1.7364e-06 | 7.5199e-06 | 0 | 6.752e-05
6749 | 282 | 10 | 0.00011416 | 0.00011775 | 0.00010701 | 6.097e-05 | 7.319e-05 | 9.037e-05 | 8.989e-05 | 2.756e-05 | 1.434e-05 | 4.342e-05 | 6.445e-05 | 1.859e-05 | 5.611e-05 | 9.279e-05 | 1.0102e-06 | 7.7603e-06 | 0 | 6.752e-05
6750 | 282 | 10 | 0.00011415 | 0.00011869 | 9.773e-05 | 0.00011425 | 0.00012782 | 9.546e-05 | 9.371e-05 | 3.179e-05 | 1.752e-05 | 4.814e-05 | 7.078e-05 | 4.673e-05 | 7.762e-05 | 0.00010809 | 7.2471e-07 | 7.6298e-06 | 0 | 6.752e-05
6751 | 282 | 10 | 0.00011416 | 0.00011796 | 9.357e-05 | 0.00010639 | 0.00013059 | 0.00010272 | 0.00010122 | 3.392e-05 | 4.016e-05 | 6.009e-05 | 8.07e-05 | 0.00012278 | 0.00011683 | 0.00011191 | 8.3211e-07 | 7.5374e-06 | 0 | 6.752e-05
6752 | 282 | 10 | 0.00011415 | 0.00012002 | 9.71e-05 | 0.00016624 | 0.00019106 | 0.0001071 | 0.00010825 | 2.968e-05 | 0.00010397 | 8.361e-05 | 9.069e-05 | 0.00022067 | 0.00017755 | 0.00013716 | 1.3041e-06 | 8.1376e-06 | 0.00013015 | 6.752e-05
6753 | 282 | 10 | 0.00011416 | 0.00012196 | 9.546e-05 | 0.00016273 | 0.00019795 | 0.00011385 | 0.00011317 | 1.695e-05 | 0.00019325 | 0.0001235 | 0.00010457 | 0.00020965 | 0.00019132 | 0.00017522 | 1.8108e-06 | 8.8318e-06 | 0.00025729 | 6.752e-05
6754 | 282 | 10 | 0.00011415 | 0.00012188 | 9.234e-05 | 0.00016643 | 0.00019246 | 0.00011628 | 0.00011373 | 2.12e-06 | 0.0002037 | 0.00015803 | 0.00012425 | 0.00016644 | 0.00017306 | 0.00018101 | 2.2649e-06 | 9.0359e-06 | 0.00023295 | 6.752e-05
6755 | 282 | 10 | 0.00011416 | 0.00011595 | 8.552e-05 | 0.0001624 | 0.00019921 | 0.00011644 | 0.00011167 | 0 | 0.00017476 | 0.00017141 | 0.00014214 | 0.0001661 | 0.00017137 | 0.00017799 | 9.3252e-07 | 7.9331e-06 | 0.0003832 | 6.752e-05
6756 | 282 | 10 | 0.00011415 | 0.00012397 | 0.00010261 | 0.00016639 | 0.00019688 | 0.00011426 | 0.00010982 | 0 | 0.00016942 | 0.00017364 | 0.00015591 | 0.00016887 | 0.00017007 | 0.00017272 | 1.2729e-06 | 6.1516e-06 | 0.00052624 | 6.752e-05
6757 | 282 | 10 | 0.00011416 | 0.00012134 | 9.149e-05 | 0.00015946 | 0.00019776 | 0.00011084 | 0.00010909 | 0 | 0.00016915 | 0.00017246 | 0.00016515 | 0.00016293 | 0.00016499 | 0.00016841 | 1.174e-06 | 4.9206e-06 | 0.00056998 | 6.752e-05
6758 | 282 | 10 | 0.00011415 | 0.00011707 | 0.00010008 | 0.00016034 | 0.00019355 | 0.00010971 | 0.00010803 | 0 | 0.00016405 | 0.00016944 | 0.00016979 | 0.00017795 | 0.00016823 | 0.00016023 | 1.5998e-06 | 3.6095e-06 | 0.00054251 | 6.752e-05
6759 | 282 | 10 | 0.00011416 | 0.00011878 | 0.00010377 | 0.00016447 | 0.00018958 | 0.00010753 | 0.00010758 | 0 | 0.00017501 | 0.00016814 | 0.00016938 | 0.00018435 | 0.00016771 | 0.00015298 | 2.2398e-06 | 2.9222e-06 | 0.00043773 | 6.752e-05
6760 | 282 | 10 | 0.00011415 | 0.00012184 | 9.708e-05 | 0.0001571 | 0.00019277 | 0.00010649 | 0.0001097 | 0 | 0.00018201 | 0.00016772 | 0.00016578 | 0.00019824 | 0.0001529 | 0.00011008 | 4.9341e-06 | 3.2845e-06 | 0.00028427 | 6.752e-05
6761 | 282 | 10 | 0.00011416 | 0.00011613 | 0.00010596 | 0.00016618 | 0.0001877 | 0.0001083 | 0.00011492 | 2.12e-05 | 0.00019443 | 0.00016237 | 0.00015232 | 0.00021212 | 0.00015768 | 0.00010606 | 7.9593e-06 | 4.0527e-06 | 9.0366e-05 | 6.752e-05
6762 | 282 | 10 | 0.00011415 | 0.0001246 | 0.00010742 | 0.00016556 | 0.00018895 | 0.00011171 | 9.065e-05 | 5.298e-05 | 0.00020797 | 0.0001592 | 0.00013887 | 0.00020684 | 0.00016128 | 0.00011833 | 1.5893e-05 | 6.2778e-06 | 0 | 6.752e-05
6763 | 282 | 10 | 0.00011416 | 0.00011508 | 0.00010284 | 0.00011363 | 0.00013384 | 0.0001172 | 0.00011886 | 8.477e-05 | 0.00020675 | 0.00015926 | 0.00012999 | 0.00016524 | 0.00013542 | 0.00010748 | 2.7516e-05 | 8.4644e-06 | 0 | 6.752e-05
6764 | 282 | 10 | 0.00011415 | 0.00011638 | 9.472e-05 | 0.00011462 | 0.00013729 | 0.00011424 | 0.00011783 | 6.782e-05 | 0.00017449 | 0.00015088 | 0.00012101 | 0.00012973 | 0.00011546 | 0.00010242 | 4.5086e-05 | 1.0962e-05 | 0 | 6.752e-05
6765 | 282 | 10 | 0.00011416 | 0.00011712 | 9.732e-05 | 5.731e-05 | 7.342e-05 | 0.00010912 | 0.00011175 | 5.934e-05 | 0.00014056 | 0.00013577 | 0.00011343 | 8.551e-05 | 8.704e-05 | 8.906e-05 | 5.5286e-05 | 1.1424e-05 | 0 | 6.752e-05
6766 | 282 | 10 | 0.00011415 | 0.00011833 | 9.511e-05 | 5.291e-05 | 7.255e-05 | 0.00010801 | 0.00010629 | 6.146e-05 | 9.855e-05 | 0.00011433 | 0.00010598 | 8.727e-05 | 8.739e-05 | 8.803e-05 | 6.3286e-05 | 1.2263e-05 | 0 | 6.752e-05
6767 | 282 | 10 | 0.00011416 | 0.00011364 | 9.512e-05 | 5.616e-05 | 7.193e-05 | 0.00010535 | 0.00010048 | 6.358e-05 | 9.068e-05 | 9.937e-05 | 0.00010012 | 7.759e-05 | 7.185e-05 | 6.662e-05 | 6.5107e-05 | 1.2756e-05 | 0 | 6.752e-05
6768 | 282 | 10 | 0.00011415 | 0.00011535 | 0.00010529 | 5.861e-05 | 7.066e-05 | 9.958e-05 | 9.511e-05 | 4.663e-05 | 8.048e-05 | 8.615e-05 | 9.073e-05 | 6.242e-05 | 6.034e-05 | 5.854e-05 | 8.0505e-05 | 1.3231e-05 | 0 | 6.752e-05
6769 | 283 | 10 | 0.00011416 | 0.00011566 | 0.00010492 | 6.219e-05 | 6.65e-05 | 9.416e-05 | 9.038e-05 | 4.663e-05 | 6.64e-05 | 7.382e-05 | 8.119e-05 | 5.481e-05 | 5.423e-05 | 5.38e-05 | 6.3382e-05 | 1.193e-05 | 0 | 6.769e-05
6770 | 283 | 10 | 0.00011415 | 0.00011659 | 9.921e-05 | 5.759e-05 | 7.566e-05 | 9.01e-05 | 8.745e-05 | 7.206e-05 | 5.774e-05 | 6.384e-05 | 7.211e-05 | 1.888e-05 | 3.799e-05 | 5.653e-05 | 5.6455e-05 | 1.191e-05 | 0 | 6.769e-05
6771 | 283 | 10 | 0.00011416 | 0.00011219 | 0.00010146 | 5.336e-05 | 6.709e-05 | 8.834e-05 | 8.646e-05 | 5.298e-05 | 2.762e-05 | 5.228e-05 | 6.557e-05 | 1.324e-05 | 3.77e-05 | 6.145e-05 | 5.427e-05 | 1.1926e-05 | 0 | 6.769e-05
6772 | 283 | 10 | 0.00011415 | 0.00011589 | 0.00010527 | 5.401e-05 | 6.976e-05 | 8.874e-05 | 8.603e-05 | 5.723e-05 | 1.715e-05 | 4.427e-05 | 6.195e-05 | 1.339e-05 | 4.767e-05 | 8.107e-05 | 5.4015e-05 | 1.2084e-05 | 0 | 6.769e-05
6773 | 283 | 10 | 0.00011416 | 0.00011133 | 0.00011523 | 6.077e-05 | 6.643e-05 | 8.937e-05 | 8.637e-05 | 6.783e-05 | 1.447e-05 | 4.369e-05 | 6.464e-05 | 1.859e-05 | 5.612e-05 | 9.28e-05 | 5.4357e-05 | 1.3238e-05 | 0 | 6.769e-05
6774 | 283 | 10 | 0.00011415 | 0.00011198 | 0.00010864 | 0.0001082 | 0.00012854 | 9.187e-05 | 8.811e-05 | 8.265e-05 | 1.755e-05 | 4.837e-05 | 7.101e-05 | 4.669e-05 | 7.756e-05 | 0.000108 | 5.489e-05 | 1.4584e-05 | 0 | 6.769e-05
6775 | 283 | 10 | 0.00011416 | 0.00011449 | 0.0001164 | 0.00010537 | 0.00013089 | 9.48e-05 | 9.171e-05 | 6.994e-05 | 4.014e-05 | 6.02e-05 | 8.092e-05 | 0.00012387 | 0.00011787 | 0.00011291 | 5.7102e-05 | 1.6983e-05 | 0 | 6.769e-05
6776 | 283 | 10 | 0.00011415 | 0.00012027 | 0.00010132 | 0.00015707 | 0.00018745 | 9.778e-05 | 9.529e-05 | 4.028e-05 | 0.00010482 | 8.402e-05 | 9.109e-05 | 0.00021799 | 0.00017539 | 0.00013549 | 6.2231e-05 | 2.0473e-05 | 4.8937e-05 | 6.769e-05
6777 | 283 | 10 | 0.00011416 | 0.00011551 | 0.00010452 | 0.00015903 | 0.00018924 | 0.00010301 | 0.0001003 | 0 | 0.00019132 | 0.00012307 | 0.00010454 | 0.00021315 | 0.00019451 | 0.00017814 | 7.1043e-05 | 2.3501e-05 | 0.0001356 | 6.769e-05
6778 | 283 | 10 | 0.00011415 | 0.00011959 | 9.791e-05 | 0.00016348 | 0.00019704 | 0.0001052 | 0.00010228 | 0 | 0.00020609 | 0.00015866 | 0.00012479 | 0.00016753 | 0.00017419 | 0.0001822 | 7.1322e-05 | 2.9425e-05 | 0.00042212 | 6.769e-05
6779 | 283 | 10 | 0.00011416 | 0.00011182 | 0.00011677 | 0.00016452 | 0.00019923 | 0.00010768 | 0.00010215 | 0 | 0.00017602 | 0.00017254 | 0.00014288 | 0.00016804 | 0.00017337 | 0.00018007 | 6.0034e-05 | 3.9727e-05 | 0.00053682 | 6.769e-05
6780 | 283 | 10 | 0.00011415 | 0.00011668 | 0.00010759 | 0.00016283 | 0.00018891 | 0.00010907 | 0.00010286 | 0 | 0.00017122 | 0.0001752 | 0.00015703 | 0.00016862 | 0.00016981 | 0.00017246 | 4.7451e-05 | 5.326e-05 | 0.00063342 | 6.769e-05
6781 | 283 | 10 | 0.00011416 | 0.00011316 | 0.00010058 | 0.00015695 | 0.00018916 | 0.00010652 | 0.00010199 | 0 | 0.00016937 | 0.00017344 | 0.00016608 | 0.00016187 | 0.00016391 | 0.00016731 | 5.388e-05 | 5.1961e-05 | 0.00063939 | 6.769e-05
6782 | 283 | 10 | 0.00011415 | 0.00011407 | 0.00010609 | 0.00016618 | 0.00019173 | 0.00010443 | 0.00010057 | 0 | 0.0001633 | 0.00016951 | 0.00017036 | 0.00017665 | 0.000167 | 0.00015906 | 5.6485e-05 | 4.591e-05 | 0.00056274 | 6.769e-05
6783 | 283 | 10 | 0.00011416 | 0.00011235 | 0.00010198 | 0.00016534 | 0.00019478 | 0.0001023 | 0.00010037 | 0 | 0.00017386 | 0.00016752 | 0.00016945 | 0.00018556 | 0.00016881 | 0.00015398 | 5.7603e-05 | 4.3033e-05 | 0.00045706 | 6.769e-05
6784 | 283 | 10 | 0.00011415 | 0.00011818 | 0.00011056 | 0.00016257 | 0.0001977 | 0.00010109 | 0.00010266 | 0 | 0.0001827 | 0.00016755 | 0.0001659 | 0.00019682 | 0.00015181 | 0.0001093 | 6.4018e-05 | 4.5148e-05 | 0.00028246 | 6.769e-05
6785 | 283 | 10 | 0.00011416 | 0.00011874 | 0.00010356 | 0.00016579 | 0.00019217 | 0.00010303 | 0.00010953 | 0 | 0.00019342 | 0.00016203 | 0.00015212 | 0.0002147 | 0.0001596 | 0.00010735 | 7.5362e-05 | 5.4345e-05 | 8.4555e-05 | 6.769e-05
6786 | 283 | 10 | 0.00011415 | 0.00011657 | 0.00011639 | 0.00015623 | 0.00019661 | 0.00010777 | 0.00011426 | 0 | 0.0002098 | 0.0001596 | 0.00013892 | 0.00020579 | 0.00016045 | 0.00011772 | 9.3189e-05 | 7.394e-05 | 0 | 6.769e-05
6787 | 283 | 10 | 0.00011416 | 0.00012071 | 0.00010837 | 0.00011485 | 0.00013023 | 0.00011534 | 0.00011782 | 0 | 0.00020627 | 0.00015943 | 0.00012994 | 0.00016381 | 0.00013424 | 0.00010655 | 0.00012498 | 9.9039e-05 | 0 | 6.769e-05
6788 | 283 | 10 | 0.00011415 | 0.00011108 | 0.00011379 | 0.00011367 | 0.00013619 | 0.00011506 | 0.00011821 | 0 | 0.00017331 | 0.00015048 | 0.00012081 | 0.00012998 | 0.00011568 | 0.00010261 | 0.0001522 | 0.00012734 | 0 | 6.769e-05
6789 | 283 | 10 | 0.00011416 | 0.00011581 | 0.00011107 | 5.927e-05 | 7.448e-05 | 0.00011015 | 0.00011277 | 0 | 0.00014054 | 0.00013544 | 0.00011329 | 8.453e-05 | 8.604e-05 | 8.804e-05 | 0.00016795 | 0.00014385 | 0 | 6.769e-05
6790 | 283 | 10 | 0.00011415 | 0.00012155 | 0.0001124 | 5.263e-05 | 6.246e-05 | 0.00010779 | 0.0001068 | 4.24e-06 | 9.773e-05 | 0.0001138 | 0.00010565 | 8.683e-05 | 8.695e-05 | 8.76e-05 | 0.00017621 | 0.00014869 | 0 | 6.769e-05
6791 | 283 | 10 | 0.00011416 | 0.00011793 | 0.00010427 | 5.467e-05 | 6.415e-05 | 0.00010504 | 9.97e-05 | 2.12e-05 | 9.018e-05 | 9.882e-05 | 9.969e-05 | 7.843e-05 | 7.263e-05 | 6.734e-05 | 0.00018037 | 0.00014849 | 0 | 6.769e-05
6792 | 283 | 10 | 0.00011415 | 0.00011669 | 9.453e-05 | 5.899e-05 | 7.565e-05 | 9.755e-05 | 9.342e-05 | 3.391e-05 | 8.102e-05 | 8.607e-05 | 9.052e-05 | 6.322e-05 | 6.111e-05 | 5.929e-05 | 0.00018256 | 0.00015156 | 0 | 6.769e-05
6793 | 284 | 10 | 0.00011416 | 0.00011017 | 9.235e-05 | 6.111e-05 | 7.5e-05 | 9.323e-05 | 8.985e-05 | 4.663e-05 | 6.711e-05 | 7.418e-05 | 8.123e-05 | 5.486e-05 | 5.427e-05 | 5.385e-05 | 0.00016745 | 0.0001357 | 0 | 6.726e-05
6794 | 284 | 10 | 0.00011415 | 0.00011417 | 0.00010727 | 6.056e-05 | 6.304e-05 | 9.082e-05 | 8.846e-05 | 5.299e-05 | 5.793e-05 | 6.42e-05 | 7.22e-05 | 1.871e-05 | 3.766e-05 | 5.604e-05 | 0.0001619 | 0.00012095 | 0 | 6.726e-05
6795 | 284 | 10 | 0.00011416 | 0.00011304 | 0.00010862 | 6.029e-05 | 6.782e-05 | 8.995e-05 | 8.836e-05 | 6.147e-05 | 2.755e-05 | 5.236e-05 | 6.561e-05 | 1.333e-05 | 3.794e-05 | 6.184e-05 | 0.00016461 | 0.00011602 | 0 | 6.726e-05
6796 | 284 | 10 | 0.00011415 | 0.00011177 | 9.876e-05 | 5.591e-05 | 7.048e-05 | 9.194e-05 | 8.906e-05 | 6.782e-05 | 1.721e-05 | 4.433e-05 | 6.209e-05 | 1.336e-05 | 4.754e-05 | 8.086e-05 | 0.00016628 | 0.00011222 | 0 | 6.726e-05
6797 | 284 | 10 | 0.00011416 | 0.00011618 | 9.661e-05 | 5.817e-05 | 6.564e-05 | 9.855e-05 | 9.208e-05 | 6.782e-05 | 1.445e-05 | 4.369e-05 | 6.47e-05 | 1.866e-05 | 5.632e-05 | 9.313e-05 | 0.0001699 | 0.00011649 | 0 | 6.726e-05
6798 | 284 | 10 | 0.00011415 | 0.00011298 | 0.00010944 | 0.00011145 | 0.00013445 | 0.00011367 | 0.00010232 | 7.63e-05 | 1.76e-05 | 4.843e-05 | 7.11e-05 | 4.584e-05 | 7.616e-05 | 0.00010605 | 0.00017408 | 0.00012779 | 0 | 6.726e-05
6799 | 284 | 10 | 0.00011416 | 0.00011592 | 0.00011357 | 0.00011372 | 0.0001323 | 0.00012657 | 0.00011985 | 6.57e-05 | 3.949e-05 | 5.974e-05 | 8.055e-05 | 0.00012255 | 0.00011662 | 0.00011171 | 0.00017944 | 0.00013962 | 0 | 6.726e-05
6800 | 284 | 10 | 0.00011415 | 0.00011309 | 9.883e-05 | 0.00016191 | 0.00019389 | 0.0001283 | 0.00013086 | 2.756e-05 | 0.00010367 | 8.313e-05 | 9.047e-05 | 0.00021941 | 0.00017653 | 0.00013637 | 0.00018944 | 0.00015793 | 0.00017295 | 6.726e-05
6801 | 284 | 10 | 0.00011416 | 0.00011031 | 9.673e-05 | 0.00016452 | 0.0001905 | 0.00013131 | 0.00013502 | 8.49e-06 | 0.00019219 | 0.00012282 | 0.00010414 | 0.00021246 | 0.00019388 | 0.00017756 | 0.00019312 | 0.0001738 | 0.00036089 | 6.726e-05
6802 | 284 | 10 | 0.00011415 | 0.00011542 | 0.00010512 | 0.00016312 | 0.00019222 | 0.00013244 | 0.00013403 | 0 | 0.00020568 | 0.00015847 | 0.00012434 | 0.0001683 | 0.000175 | 0.00018304 | 0.00017952 | 0.00018176 | 0.00054176 | 6.726e-05
6803 | 284 | 10 | 0.00011416 | 0.00011566 | 9.9e-05 | 0.00015958 | 0.00018923 | 0.00013245 | 0.00013218 | 0 | 0.00017657 | 0.0001727 | 0.0001427 | 0.00016728 | 0.00017259 | 0.00017926 | 0.00017152 | 0.00018308 | 0.00063523 | 6.726e-05
6804 | 284 | 10 | 0.00011415 | 0.0001145 | 0.00010836 | 0.00016044 | 0.00019255 | 0.0001279 | 0.0001292 | 0 | 0.00017074 | 0.0001751 | 0.0001568 | 0.00016896 | 0.00017016 | 0.00017281 | 0.00013932 | 0.00018266 | 0.00066603 | 6.726e-05
6805 | 284 | 10 | 0.00011416 | 0.00010822 | 0.00010456 | 0.00016177 | 0.0001986 | 0.00012771 | 0.00012811 | 0 | 0.00016955 | 0.00017343 | 0.00016603 | 0.00016181 | 0.00016385 | 0.00016725 | 0.00012957 | 0.00017857 | 0.00065378 | 6.726e-05
6806 | 284 | 10 | 0.00011415 | 0.00011254 | 0.00011384 | 0.00015749 | 0.00019026 | 0.00012659 | 0.00012894 | 0 | 0.00016329 | 0.00016951 | 0.00017033 | 0.00017945 | 0.00016964 | 0.00016158 | 0.00012759 | 0.00017076 | 0.00057896 | 6.726e-05
6807 | 284 | 10 | 0.00011416 | 0.00010734 | 9.778e-05 | 0.00016106 | 0.0001991 | 0.00012645 | 0.00012915 | 0 | 0.00017603 | 0.00016847 | 0.00017001 | 0.00018316 | 0.00016663 | 0.00015199 | 0.00013233 | 0.00016097 | 0.00046832 | 6.726e-05
6808 | 284 | 10 | 0.00011415 | 0.0001132 | 0.00010253 | 0.00015907 | 0.00019208 | 0.00012602 | 0.00013033 | 0 | 0.00018125 | 0.00016764 | 0.00016598 | 0.00019631 | 0.00015141 | 0.00010901 | 0.00014406 | 0.00016333 | 0.00028703 | 6.726e-05
6809 | 284 | 10 | 0.00011416 | 0.00011483 | 0.00010915 | 0.00016468 | 0.00019068 | 0.00012907 | 0.00013307 | 0 | 0.0001928 | 0.00016167 | 0.00015212 | 0.00021274 | 0.00015814 | 0.00010637 | 0.00014642 | 0.00016985 | 7.708e-05 | 6.726e-05
6810 | 284 | 10 | 0.00011415 | 0.00011029 | 0.00010949 | 0.0001661 | 0.00018976 | 0.00013185 | 0.00013166 | 0 | 0.00020813 | 0.00015875 | 0.00013867 | 0.00020788 | 0.00016208 | 0.00011892 | 0.00016072 | 0.00017553 | 0 | 6.726e-05
6811 | 284 | 10 | 0.00011416 | 0.00011336 | 0.0001093 | 0.00011248 | 0.00013343 | 0.00013525 | 0.00013468 | 0 | 0.00020753 | 0.00015936 | 0.00012993 | 0.00016559 | 0.0001357 | 0.00010771 | 0.00018256 | 0.00017775 | 0 | 6.726e-05
6812 | 284 | 10 | 0.00011415 | 0.00011341 | 9.546e-05 | 0.00010987 | 0.00013081 | 0.00012986 | 0.00013322 | 0 | 0.0001749 | 0.00015119 | 0.000121 | 0.00012953 | 0.00011528 | 0.00010226 | 0.00019744 | 0.00018056 | 0 | 6.726e-05
6813 | 284 | 10 | 0.00011416 | 0.00011178 | 0.0001131 | 6.131e-05 | 7.575e-05 | 0.000122 | 0.00012559 | 1.484e-05 | 0.00014052 | 0.00013594 | 0.00011345 | 8.505e-05 | 8.658e-05 | 8.859e-05 | 0.00020182 | 0.00018092 | 0 | 6.726e-05
6814 | 284 | 10 | 0.00011415 | 0.00011692 | 9.312e-05 | 6.103e-05 | 6.64e-05 | 0.0001183 | 0.0001165 | 3.391e-05 | 9.821e-05 | 0.00011422 | 0.00010594 | 8.681e-05 | 8.693e-05 | 8.757e-05 | 0.00020148 | 0.00017932 | 0 | 6.726e-05
6815 | 284 | 10 | 0.00011416 | 0.00011138 | 0.00010438 | 6.071e-05 | 6.676e-05 | 0.00011529 | 0.0001079 | 4.239e-05 | 9.026e-05 | 9.907e-05 | 9.997e-05 | 7.755e-05 | 7.181e-05 | 6.659e-05 | 0.00019785 | 0.00017502 | 0 | 6.726e-05
6816 | 284 | 10 | 0.00011415 | 0.00011331 | 0.0001066 | 6.185e-05 | 7.52e-05 | 0.0001069 | 9.97e-05 | 5.299e-05 | 8.035e-05 | 8.59e-05 | 9.057e-05 | 6.29e-05 | 6.08e-05 | 5.898e-05 | 0.00019306 | 0.00016807 | 0 | 6.726e-05
6817 | 285 | 10 | 0.00011416 | 0.00011199 | 9.677e-05 | 5.346e-05 | 6.655e-05 | 0.00010109 | 9.39e-05 | 5.935e-05 | 6.674e-05 | 7.385e-05 | 8.114e-05 | 5.426e-05 | 5.368e-05 | 5.326e-05 | 0.0001749 | 0.00015205 | 0 | 6.769e-05
6818 | 285 | 10 | 0.00011415 | 0.0001105 | 0.00010469 | 6.013e-05 | 6.838e-05 | 9.876e-05 | 9.104e-05 | 6.359e-05 | 5.737e-05 | 6.374e-05 | 7.195e-05 | 1.892e-05 | 3.808e-05 | 5.667e-05 | 0.00016731 | 0.00013498 | 0 | 6.769e-05
6819 | 285 | 10 | 0.00011416 | 0.00011453 | 9.772e-05 | 5.863e-05 | 7.356e-05 | 9.783e-05 | 9.059e-05 | 6.994e-05 | 2.76e-05 | 5.22e-05 | 6.548e-05 | 1.326e-05 | 3.776e-05 | 6.154e-05 | 0.00015914 | 0.00011638 | 0 | 6.769e-05
6820 | 285 | 10 | 0.00011415 | 0.00011834 | 0.0001087 | 5.832e-05 | 6.331e-05 | 9.91e-05 | 9.141e-05 | 6.359e-05 | 1.715e-05 | 4.425e-05 | 6.192e-05 | 1.318e-05 | 4.69e-05 | 7.977e-05 | 0.00015018 | 0.0001079 | 0 | 6.769e-05
6821 | 285 | 10 | 0.00011416 | 0.00011665 | 9.503e-05 | 5.635e-05 | 7.669e-05 | 0.00010556 | 9.394e-05 | 6.994e-05 | 1.43e-05 | 4.342e-05 | 6.435e-05 | 1.876e-05 | 5.663e-05 | 9.364e-05 | 0.00014541 | 0.000104 | 0 | 6.769e-05
6822 | 285 | 10 | 0.00011415 | 0.0001096 | 9.793e-05 | 0.00011337 | 0.0001394 | 0.00011895 | 0.00010289 | 7.629e-05 | 1.765e-05 | 4.83e-05 | 7.092e-05 | 4.66e-05 | 7.741e-05 | 0.00010779 | 0.00014824 | 0.00010412 | 0 | 6.769e-05
6823 | 285 | 10 | 0.00011416 | 0.00011578 | 0.00010124 | 0.00010474 | 0.00013059 | 0.00013242 | 0.00012036 | 5.935e-05 | 4.009e-05 | 6.017e-05 | 8.081e-05 | 0.00012434 | 0.00011831 | 0.00011334 | 0.00015322 | 0.00010199 | 0 | 6.769e-05
6824 | 285 | 10 | 0.00011415 | 0.00011201 | 0.00011361 | 0.00015674 | 0.00019543 | 0.00013347 | 0.00013149 | 2.544e-05 | 0.00010517 | 8.416e-05 | 9.11e-05 | 0.00022014 | 0.00017711 | 0.00013682 | 0.0001514 | 9.5776e-05 | 5.3867e-05 | 6.769e-05
6825 | 285 | 10 | 0.00011416 | 0.0001115 | 0.0001012 | 0.0001615 | 0.00020157 | 0.0001347 | 0.00013526 | 0 | 0.00019306 | 0.00012383 | 0.00010486 | 0.00021344 | 0.00019477 | 0.00017838 | 0.0001342 | 9.8012e-05 | 0.00017373 | 6.769e-05
6826 | 285 | 10 | 0.00011415 | 0.00011031 | 9.926e-05 | 0.00016134 | 0.00019848 | 0.00013518 | 0.00013502 | 0 | 0.00020665 | 0.00015941 | 0.00012519 | 0.00016765 | 0.00017432 | 0.00018234 | 0.00010145 | 0.00010903 | 0.00047287 | 6.769e-05
6827 | 285 | 10 | 0.00011416 | 0.00010984 | 0.00011031 | 0.00016605 | 0.00020002 | 0.00013415 | 0.00013358 | 0 | 0.00017628 | 0.00017304 | 0.00014327 | 0.00016804 | 0.00017337 | 0.00018007 | 6.7458e-05 | 0.00011256 | 0.00050701 | 6.769e-05
6828 | 285 | 10 | 0.00011415 | 0.00011187 | 0.00011084 | 0.00016326 | 0.0001909 | 0.00012946 | 0.00013144 | 0 | 0.00017129 | 0.00017544 | 0.00015736 | 0.00016879 | 0.00016999 | 0.00017264 | 5.3376e-05 | 0.00010846 | 0.0004919 | 6.769e-05
6829 | 285 | 10 | 0.00011416 | 0.00011389 | 9.872e-05 | 0.00016196 | 0.00019232 | 0.00012839 | 0.00013047 | 0 | 0.00016951 | 0.00017361 | 0.00016637 | 0.00016244 | 0.00016449 | 0.0001679 | 5.2625e-05 | 9.6391e-05 | 0.00047884 | 6.769e-05
6830 | 285 | 10 | 0.00011415 | 0.00011765 | 0.00011195 | 0.00015796 | 0.00019915 | 0.00012618 | 0.00013054 | 0 | 0.00016378 | 0.00016981 | 0.00017067 | 0.00017718 | 0.0001675 | 0.00015953 | 5.2423e-05 | 7.9485e-05 | 0.00036217 | 6.769e-05
6831 | 285 | 10 | 0.00011416 | 0.00011231 | 0.00011349 | 0.00016663 | 0.00019872 | 0.00012375 | 0.00013042 | 0 | 0.00017437 | 0.00016793 | 0.00016979 | 0.0001833 | 0.00016676 | 0.0001521 | 5.3194e-05 | 7.0163e-05 | 0.0004524 | 6.769e-05
6832 | 285 | 10 | 0.00011415 | 0.00011929 | 0.00010666 | 0.00016359 | 0.00019515 | 0.00012314 | 0.00013129 | 0 | 0.00018105 | 0.0001671 | 0.00016576 | 0.00019612 | 0.00015127 | 0.00010891 | 4.9006e-05 | 5.7203e-05 | 0.00027501 | 6.769e-05
6833 | 285 | 10 | 0.00011416 | 0.00010963 | 0.00011399 | 0.00016071 | 0.00019592 | 0.00012743 | 0.00013359 | 0 | 0.00019258 | 0.0001613 | 0.00015185 | 0.00021252 | 0.00015798 | 0.00010626 | 4.0341e-05 | 4.8906e-05 | 6.8188e-05 | 6.769e-05
6834 | 285 | 10 | 0.00011415 | 0.000118 | 9.872e-05 | 0.00016461 | 0.00019925 | 0.00013069 | 0.00013227 | 0 | 0.00020789 | 0.00015851 | 0.00013841 | 0.00020703 | 0.00016142 | 0.00011843 | 4.624e-05 | 5.3922e-05 | 0 | 6.769e-05
6835 | 285 | 10 | 0.00011416 | 0.00011104 | 0.00011285 | 0.00010428 | 0.0001289 | 0.00013492 | 0.00013498 | 2.331e-05 | 0.00020683 | 0.00015899 | 0.0001296 | 0.00016446 | 0.00013477 | 0.00010697 | 6.7763e-05 | 6.1636e-05 | 0 | 6.769e-05
6836 | 285 | 10 | 0.00011415 | 0.00011383 | 0.00010764 | 0.00010965 | 0.00012636 | 0.00013031 | 0.00013301 | 2.12e-06 | 0.00017388 | 0.00015058 | 0.00012061 | 0.00012947 | 0.00011523 | 0.00010222 | 9.2309e-05 | 7.1147e-05 | 0 | 6.769e-05
6837 | 285 | 10 | 0.00011416 | 0.00011652 | 9.806e-05 | 5.241e-05 | 7.524e-05 | 0.00012227 | 0.00012556 | 8.48e-06 | 0.00014026 | 0.00013547 | 0.00011312 | 8.471e-05 | 8.623e-05 | 8.823e-05 | 0.00010554 | 7.8283e-05 | 0 | 6.769e-05
6838 | 285 | 10 | 0.00011415 | 0.0001095 | 0.00011271 | 5.586e-05 | 7.561e-05 | 0.00011884 | 0.00011659 | 2.755e-05 | 9.786e-05 | 0.00011384 | 0.00010559 | 8.771e-05 | 8.783e-05 | 8.848e-05 | 0.00010504 | 8.6166e-05 | 0 | 6.769e-05
6839 | 285 | 10 | 0.00011416 | 0.00011079 | 0.00010828 | 5.881e-05 | 7.061e-05 | 0.00011623 | 0.00010822 | 2.967e-05 | 9.088e-05 | 9.917e-05 | 9.991e-05 | 7.734e-05 | 7.162e-05 | 6.641e-05 | 9.9993e-05 | 9.771e-05 | 0 | 6.769e-05
6840 | 285 | 10 | 0.00011415 | 0.00011937 | 9.606e-05 | 6.244e-05 | 7.381e-05 | 0.00010807 | 0.00010018 | 4.239e-05 | 8.031e-05 | 8.603e-05 | 9.053e-05 | 6.286e-05 | 6.077e-05 | 5.895e-05 | 9.0305e-05 | 0.00011558 | 0 | 6.769e-05
6841 | 286 | 10 | 0.00011416 | 0.00011351 | 0.00012879 | 5.371e-05 | 3.854e-05 | 0.00010181 | 9.432e-05 | 4.875e-05 | 6.672e-05 | 7.39e-05 | 8.114e-05 | 6.857e-05 | 6.105e-05 | 5.384e-05 | 8.7314e-05 | 0.00012039 | 0 | 6.951e-05
6842 | 286 | 10 | 0.00011415 | 0.00011603 | 0.000145 | 5.467e-05 | 4.495e-05 | 9.839e-05 | 9.146e-05 | 5.51e-05 | 6.854e-05 | 6.641e-05 | 7.211e-05 | 3.512e-05 | 4.582e-05 | 5.615e-05 | 0.00010724 | 0.00012345 | 0 | 6.951e-05
6843 | 286 | 10 | 0.00011416 | 0.00011709 | 0.00012606 | 6.023e-05 | 4.445e-05 | 9.743e-05 | 9.085e-05 | 6.147e-05 | 4.237e-05 | 5.742e-05 | 6.553e-05 | 2.2e-05 | 4.218e-05 | 6.17e-05 | 0.00012089 | 0.00013865 | 0 | 6.951e-05
6844 | 286 | 10 | 0.00011415 | 0.00011815 | 0.00013435 | 6.139e-05 | 4.362e-05 | 9.819e-05 | 9.079e-05 | 6.782e-05 | 2.711e-05 | 4.979e-05 | 6.198e-05 | 2.135e-05 | 5.113e-05 | 8.01e-05 | 0.00013001 | 0.00015665 | 0 | 6.951e-05
6845 | 286 | 10 | 0.00011416 | 0.00010952 | 0.0001274 | 5.516e-05 | 3.935e-05 | 0.00010395 | 9.31e-05 | 7.418e-05 | 2.308e-05 | 4.846e-05 | 6.446e-05 | 2.33e-05 | 5.888e-05 | 9.358e-05 | 0.00014152 | 0.00016895 | 0 | 6.951e-05
6846 | 286 | 10 | 0.00011415 | 0.00011413 | 0.00012896 | 0.00010817 | 8.001e-05 | 0.00011626 | 0.0001028 | 8.054e-05 | 2.318e-05 | 5.219e-05 | 7.099e-05 | 2.977e-05 | 6.907e-05 | 0.00010749 | 0.00015157 | 0.00017207 | 0 | 6.951e-05
6847 | 286 | 10 | 0.00011416 | 0.00011668 | 0.00013193 | 0.00011178 | 8.122e-05 | 0.00013062 | 0.00012069 | 6.994e-05 | 2.822e-05 | 5.937e-05 | 8.079e-05 | 4.656e-05 | 8.027e-05 | 0.00011338 | 0.00015872 | 0.00017474 | 0 | 6.951e-05
6848 | 286 | 10 | 0.00011415 | 0.00011996 | 0.00012675 | 0.00016343 | 0.00011713 | 0.00013152 | 0.00013264 | 3.815e-05 | 4.237e-05 | 6.869e-05 | 9.109e-05 | 6.795e-05 | 0.00010218 | 0.00013606 | 0.00016372 | 0.00017296 | 5.2586e-05 | 6.951e-05
6849 | 286 | 10 | 0.00011416 | 0.00011728 | 0.0001443 | 0.00016564 | 0.00011848 | 0.00013454 | 0.00013711 | 2.12e-06 | 6.194e-05 | 8.306e-05 | 0.00010468 | 9.92e-05 | 0.0001374 | 0.00017556 | 0.00017341 | 0.00017152 | 0.00038449 | 6.951e-05
6850 | 286 | 10 | 0.00011415 | 0.00011612 | 0.0001343 | 0.00016544 | 0.00011573 | 0.00013537 | 0.0001377 | 0 | 9.049e-05 | 0.00010624 | 0.00012438 | 0.00012753 | 0.00015371 | 0.00018035 | 0.00016703 | 0.00016728 | 0.00034979 | 6.951e-05
6851 | 286 | 10 | 0.00011416 | 0.00011404 | 0.00013165 | 0.00016208 | 0.00011824 | 0.00013678 | 0.0001379 | 0 | 0.00011869 | 0.00012918 | 0.00014207 | 0.00013666 | 0.00015747 | 0.00017893 | 0.00015912 | 0.00016164 | 0.00023859 | 6.951e-05
6852 | 286 | 10 | 0.00011415 | 0.00011605 | 0.00012412 | 0.00015784 | 0.00011245 | 0.00013453 | 0.00013569 | 0 | 0.00013204 | 0.00014479 | 0.00015603 | 0.00013955 | 0.00015717 | 0.00017551 | 0.00015244 | 0.00014773 | 0.00010448 | 6.951e-05
6853 | 286 | 10 | 0.00011416 | 0.00011107 | 0.00012692 | 0.00015622 | 0.00011585 | 0.00013493 | 0.0001342 | 0 | 0.00013771 | 0.00015261 | 0.00016583 | 0.0001294 | 0.0001476 | 0.00016641 | 0.00014648 | 0.00013713 | 5.0931e-05 | 6.951e-05
6854 | 286 | 10 | 0.00011415 | 0.00011365 | 0.00012844 | 0.00015824 | 0.00011566 | 0.00013327 | 0.00013366 | 0 | 0.00013125 | 0.00015236 | 0.00017003 | 0.00011213 | 0.00013596 | 0.00016011 | 0.00014594 | 0.0001334 | 4.5357e-05 | 6.951e-05
6855 | 286 | 10 | 0.00011416 | 0.00011039 | 0.00013023 | 0.00015644 | 0.00011841 | 0.00013231 | 0.00013403 | 0 | 0.00011659 | 0.0001461 | 0.00016954 | 0.00012621 | 0.00013838 | 0.00015122 | 0.00015166 | 0.00013687 | 3.2274e-05 | 6.951e-05
6856 | 286 | 10 | 0.00011415 | 0.00011101 | 0.0001298 | 0.00016231 | 0.0001162 | 0.00013145 | 0.00013473 | 0 | 0.00012452 | 0.00014156 | 0.00016551 | 0.00013453 | 0.00012169 | 0.00011 | 0.00015555 | 0.00014785 | 0.00011078 | 6.951e-05
6857 | 286 | 10 | 0.00011416 | 0.00011832 | 0.00012921 | 0.00015878 | 0.00011981 | 0.00013302 | 0.00013681 | 0 | 0.00013206 | 0.0001334 | 0.00015197 | 0.00014041 | 0.00012314 | 0.00010717 | 0.00014924 | 0.00016182 | 2.6233e-05 | 6.951e-05
6858 | 286 | 10 | 0.00011415 | 0.00011138 | 0.00014447 | 0.00016509 | 0.00011723 | 0.00013409 | 0.00013481 | 2.968e-05 | 0.00013825 | 0.00012766 | 0.0001387 | 0.00014101 | 0.00012875 | 0.00011771 | 0.00012984 | 0.0001694 | 0 | 6.951e-05
6859 | 286 | 10 | 0.00011416 | 0.00011464 | 0.00013148 | 0.00011558 | 7.582e-05 | 0.00013539 | 0.00013626 | 5.086e-05 | 0.0001403 | 0.00012673 | 0.00012975 | 0.00014063 | 0.00012281 | 0.0001063 | 0.0001014 | 0.00017186 | 0 | 6.951e-05
6860 | 286 | 10 | 0.00011415 | 0.00011809 | 0.00012455 | 0.00010568 | 8.127e-05 | 0.00013015 | 0.00013329 | 4.027e-05 | 0.00014055 | 0.00012534 | 0.00012057 | 0.00014426 | 0.00012243 | 0.00010201 | 7.6781e-05 | 0.00016943 | 0 | 6.951e-05
6861 | 286 | 10 | 0.00011416 | 0.0001161 | 0.00014602 | 5.62e-05 | 3.783e-05 | 0.00012234 | 0.00012526 | 5.299e-05 | 0.00014348 | 0.00012395 | 0.00011302 | 8.462e-05 | 8.627e-05 | 8.826e-05 | 5.8167e-05 | 0.00016506 | 0 | 6.951e-05
6862 | 286 | 10 | 0.00011415 | 0.00011681 | 0.00013202 | 5.247e-05 | 4.321e-05 | 0.00011987 | 0.00011627 | 3.603e-05 | 9.75e-05 | 0.00011 | 0.00010547 | 8.732e-05 | 8.757e-05 | 8.821e-05 | 4.3149e-05 | 0.00015997 | 0 | 6.951e-05
6863 | 286 | 10 | 0.00011416 | 0.00011286 | 0.00014139 | 5.275e-05 | 4.139e-05 | 0.000117 | 0.00010757 | 4.027e-05 | 9.083e-05 | 9.817e-05 | 9.97e-05 | 8.508e-05 | 7.589e-05 | 6.722e-05 | 2.9469e-05 | 0.00015452 | 0 | 6.951e-05
6864 | 286 | 10 | 0.00011415 | 0.00011522 | 0.00012794 | 5.503e-05 | 4.199e-05 | 0.00011082 | 9.954e-05 | 3.18e-05 | 8.657e-05 | 8.737e-05 | 9.054e-05 | 7.918e-05 | 6.879e-05 | 5.888e-05 | 2.0994e-05 | 0.00013457 | 0 | 6.951e-05
6865 | 287 | 10 | 0.00011416 | 0.00011115 | 9.61e-05 | 5.711e-05 | 1.511e-05 | 0.00010423 | 9.391e-05 | 3.392e-05 | 8.058e-05 | 7.825e-05 | 8.118e-05 | 6.861e-05 | 6.109e-05 | 5.388e-05 | 1.9466e-05 | 0.0001331 | 0 | 6.925e-05
6866 | 287 | 10 | 0.00011415 | 0.0001173 | 8.554e-05 | 5.421e-05 | 1.528e-05 | 0.00010078 | 9.139e-05 | 2.12e-05 | 7.14e-05 | 6.993e-05 | 7.218e-05 | 3.488e-05 | 4.55e-05 | 5.577e-05 | 2.0693e-05 | 0.00014221 | 0 | 6.925e-05
6867 | 287 | 10 | 0.00011416 | 0.00011706 | 9.667e-05 | 6.06e-05 | 1.512e-05 | 9.989e-05 | 9.081e-05 | 2.756e-05 | 4.316e-05 | 5.917e-05 | 6.553e-05 | 2.182e-05 | 4.183e-05 | 6.119e-05 | 2.3837e-05 | 0.00015124 | 0 | 6.925e-05
6868 | 287 | 10 | 0.00011415 | 0.00011258 | 0.00010341 | 5.495e-05 | 1.58e-05 | 0.00010101 | 9.12e-05 | 2.543e-05 | 2.726e-05 | 5.034e-05 | 6.186e-05 | 2.135e-05 | 5.114e-05 | 8.011e-05 | 2.5498e-05 | 0.00016438 | 0 | 6.925e-05
6869 | 287 | 10 | 0.00011416 | 0.00010928 | 8.863e-05 | 5.957e-05 | 1.592e-05 | 0.00010648 | 9.366e-05 | 2.755e-05 | 2.304e-05 | 4.857e-05 | 6.432e-05 | 2.325e-05 | 5.875e-05 | 9.337e-05 | 2.6253e-05 | 0.00017117 | 0 | 6.925e-05
6870 | 287 | 10 | 0.00011415 | 0.00011045 | 0.00010588 | 0.00010564 | 2.843e-05 | 0.00011935 | 0.00010343 | 2.12e-05 | 2.312e-05 | 5.214e-05 | 7.081e-05 | 2.941e-05 | 6.824e-05 | 0.0001062 | 2.7501e-05 | 0.00017651 | 0 | 6.925e-05
6871 | 287 | 10 | 0.00011416 | 0.00011172 | 8.59e-05 | 0.00010458 | 2.794e-05 | 0.00013079 | 0.0001211 | 1.272e-05 | 2.793e-05 | 5.899e-05 | 8.035e-05 | 4.592e-05 | 7.917e-05 | 0.00011183 | 3.1096e-05 | 0.0001753 | 0 | 6.925e-05
6872 | 287 | 10 | 0.00011415 | 0.00011728 | 0.00010106 | 0.00015653 | 4.057e-05 | 0.00013214 | 0.00013251 | 4.24e-06 | 4.182e-05 | 6.798e-05 | 9.036e-05 | 6.877e-05 | 0.00010341 | 0.00013769 | 4.0186e-05 | 0.0001752 | 0.0001209 | 6.925e-05
6873 | 287 | 10 | 0.00011416 | 0.00010873 | 0.00010177 | 0.00015789 | 4.262e-05 | 0.00013337 | 0.0001368 | 0 | 6.246e-05 | 8.297e-05 | 0.00010439 | 9.955e-05 | 0.00013789 | 0.00017617 | 4.8244e-05 | 0.00017672 | 2.933e-05 | 6.925e-05
6874 | 287 | 10 | 0.00011415 | 0.00011717 | 8.828e-05 | 0.0001599 | 4.03e-05 | 0.00013236 | 0.00013623 | 0 | 9.084e-05 | 0.00010654 | 0.00012432 | 0.00012749 | 0.00015365 | 0.00018029 | 6.2336e-05 | 0.00017512 | 4.9285e-05 | 6.925e-05
6875 | 287 | 10 | 0.00011416 | 0.00011108 | 9.821e-05 | 0.00016446 | 4.215e-05 | 0.0001326 | 0.0001345 | 0 | 0.00011873 | 0.00012943 | 0.00014208 | 0.00013742 | 0.00015834 | 0.00017993 | 7.7415e-05 | 0.00017089 | 0.00015622 | 6.925e-05
6876 | 287 | 10 | 0.00011415 | 0.000109 | 8.795e-05 | 0.00016358 | 4.106e-05 | 0.00012821 | 0.00013386 | 0 | 0.00013266 | 0.00014524 | 0.00015634 | 0.00013711 | 0.00015441 | 0.00017243 | 9.1487e-05 | 0.00017547 | 0.00018173 | 6.925e-05
6877 | 287 | 10 | 0.00011416 | 0.00011457 | 9.582e-05 | 0.00015664 | 4.248e-05 | 0.00012745 | 0.00013399 | 0 | 0.00013592 | 0.00015196 | 0.00016551 | 0.00012928 | 0.00014747 | 0.00016626 | 9.3228e-05 | 0.00017606 | 8.3256e-05 | 6.925e-05
6878 | 287 | 10 | 0.00011415 | 0.00011772 | 9.262e-05 | 0.00016395 | 4.21e-05 | 0.00012515 | 0.00013369 | 0 | 0.00013083 | 0.00015159 | 0.00016964 | 0.0001114 | 0.00013507 | 0.00015906 | 8.5923e-05 | 0.00016749 | 0.00015374 | 6.925e-05
6879 | 287 | 10 | 0.00011416 | 0.00011748 | 9.316e-05 | 0.00016704 | 4.31e-05 | 0.00012476 | 0.00013246 | 0 | 0.00011589 | 0.00014528 | 0.00016891 | 0.00012631 | 0.00013849 | 0.00015135 | 8.0762e-05 | 0.00015869 | 6.4829e-05 | 6.925e-05
6880 | 287 | 10 | 0.00011415 | 0.00011352 | 9.977e-05 | 0.00016481 | 4.199e-05 | 0.00012521 | 0.00013245 | 0 | 0.00012444 | 0.00014109 | 0.00016495 | 0.00013391 | 0.00012113 | 0.0001095 | 7.7637e-05 | 0.00015201 | 0.0001108 | 6.925e-05
6881 | 287 | 10 | 0.00011416 | 0.00011332 | 9.577e-05 | 0.0001639 | 4.11e-05 | 0.0001276 | 0.00013412 | 0 | 0.00013156 | 0.00013299 | 0.00015135 | 0.00013985 | 0.00012266 | 0.00010675 | 8.0608e-05 | 0.00014538 | 5.9068e-05 | 6.925e-05
6882 | 287 | 10 | 0.00011415 | 0.00011524 | 0.00010106 | 0.00016027 | 4.239e-05 | 0.00012986 | 0.00013348 | 1.484e-05 | 0.00013771 | 0.00012722 | 0.00013818 | 0.00014159 | 0.00012928 | 0.00011819 | 8.6097e-05 | 0.00014294 | 0 | 6.925e-05
6883 | 287 | 10 | 0.00011416 | 0.00011144 | 0.00010289 | 0.00010583 | 2.687e-05 | 0.0001333 | 0.00013719 | 1.484e-05 | 0.00014064 | 0.00012664 | 0.00012947 | 0.00014076 | 0.00012293 | 0.0001064 | 8.0731e-05 | 0.00015078 | 0 | 6.925e-05
6884 | 287 | 10 | 0.00011415 | 0.00010925 | 9.956e-05 | 0.00011491 | 2.866e-05 | 0.00012864 | 0.00013495 | 3.604e-05 | 0.0001407 | 0.00012542 | 0.00012045 | 0.000145 | 0.00012306 | 0.00010253 | 7.4851e-05 | 0.00016119 | 0 | 6.925e-05
6885 | 287 | 10 | 0.00011416 | 0.00010943 | 9.997e-05 | 5.22e-05 | 1.433e-05 | 0.00012181 | 0.00012647 | 5.087e-05 | 0.00014409 | 0.00012426 | 0.00011309 | 8.445e-05 | 8.609e-05 | 8.808e-05 | 7.0202e-05 | 0.00015975 | 0 | 6.925e-05
6886 | 287 | 10 | 0.00011415 | 0.00011325 | 8.736e-05 | 5.925e-05 | 1.35e-05 | 0.00012013 | 0.00011719 | 6.147e-05 | 9.749e-05 | 0.00011019 | 0.00010555 | 8.762e-05 | 8.786e-05 | 8.851e-05 | 7.1796e-05 | 0.00015222 | 0 | 6.925e-05
6887 | 287 | 10 | 0.00011416 | 0.00010829 | 9.833e-05 | 5.609e-05 | 1.469e-05 | 0.00011687 | 0.00010916 | 7.418e-05 | 9.107e-05 | 9.836e-05 | 9.986e-05 | 8.386e-05 | 7.48e-05 | 6.626e-05 | 7.3239e-05 | 0.00013367 | 0 | 6.925e-05
6888 | 287 | 10 | 0.00011415 | 0.00011282 | 8.993e-05 | 6.279e-05 | 1.437e-05 | 0.00010946 | 0.00010124 | 7.842e-05 | 8.568e-05 | 8.711e-05 | 9.046e-05 | 7.941e-05 | 6.899e-05 | 5.906e-05 | 6.9201e-05 | 0.00014091 | 0 | 6.925e-05
6889 | 288 | 10 | 0.00011416 | 0.00011361 | 0.00010672 | 6.113e-05 | 7.444e-05 | 0.00010383 | 9.513e-05 | 9.325e-05 | 8.059e-05 | 7.802e-05 | 8.112e-05 | 5.434e-05 | 5.376e-05 | 5.334e-05 | 5.2267e-05 | 0.0001171 | 0 | 6.908e-05
6890 | 288 | 10 | 0.00011415 | 0.00011605 | 0.00010801 | 5.823e-05 | 7.575e-05 | 9.996e-05 | 9.179e-05 | 9.961e-05 | 6.024e-05 | 6.718e-05 | 7.198e-05 | 1.872e-05 | 3.766e-05 | 5.605e-05 | 4.2772e-05 | 0.00010005 | 0 | 6.908e-05
6891 | 288 | 10 | 0.00011416 | 0.0001123 | 0.00010959 | 6.345e-05 | 6.616e-05 | 9.879e-05 | 9.091e-05 | 0.00011232 | 2.84e-05 | 5.389e-05 | 6.54e-05 | 1.321e-05 | 3.76e-05 | 6.129e-05 | 4.914e-05 | 9.2381e-05 | 0 | 6.908e-05
6892 | 288 | 10 | 0.00011415 | 0.00010963 | 0.00011991 | 6.22e-05 | 6.771e-05 | 9.895e-05 | 9.177e-05 | 0.00011869 | 1.741e-05 | 4.482e-05 | 6.177e-05 | 1.321e-05 | 4.7e-05 | 7.994e-05 | 4.9647e-05 | 8.0816e-05 | 0 | 6.908e-05
6893 | 288 | 10 | 0.00011416 | 0.00010884 | 0.00012685 | 5.981e-05 | 7.307e-05 | 0.00010421 | 9.496e-05 | 0.00012504 | 1.431e-05 | 4.36e-05 | 6.424e-05 | 1.879e-05 | 5.672e-05 | 9.38e-05 | 4.9024e-05 | 7.2532e-05 | 0 | 6.908e-05
6894 | 288 | 10 | 0.00011415 | 0.00011029 | 0.00011631 | 0.00011245 | 0.00012662 | 0.00011746 | 0.00010395 | 0.0001314 | 1.767e-05 | 4.839e-05 | 7.085e-05 | 4.635e-05 | 7.7e-05 | 0.00010722 | 4.9649e-05 | 7.1406e-05 | 0 | 6.908e-05
6895 | 288 | 10 | 0.00011416 | 0.00011824 | 0.00012202 | 0.00010591 | 0.0001323 | 0.00013145 | 0.00012092 | 0.00011656 | 3.99e-05 | 6.004e-05 | 8.064e-05 | 0.00012442 | 0.00011839 | 0.00011341 | 4.9397e-05 | 7.3944e-05 | 0 | 6.908e-05
6896 | 288 | 10 | 0.00011415 | 0.00010929 | 0.00011507 | 0.00015772 | 0.00019116 | 0.00013213 | 0.00013334 | 8.266e-05 | 0.0001052 | 8.407e-05 | 9.099e-05 | 0.00021939 | 0.00017651 | 0.00013636 | 4.0834e-05 | 8.0101e-05 | 2.2933e-05 | 6.908e-05
6897 | 288 | 10 | 0.00011416 | 0.00010888 | 0.00011982 | 0.00015777 | 0.00020169 | 0.0001344 | 0.00013766 | 1.696e-05 | 0.00019248 | 0.00012357 | 0.00010468 | 0.00021112 | 0.00019266 | 0.00017644 | 3.3204e-05 | 8.7956e-05 | 8.8517e-05 | 6.908e-05
6898 | 288 | 10 | 0.00011415 | 0.00011728 | 0.00011425 | 0.00016464 | 0.00019358 | 0.00013391 | 0.00013687 | 0 | 0.00020473 | 0.00015843 | 0.00012461 | 0.0001674 | 0.00017406 | 0.00018206 | 2.814e-05 | 9.4031e-05 | 3.017e-05 | 6.908e-05
6899 | 288 | 10 | 0.00011416 | 0.00011749 | 0.00011519 | 0.00016395 | 0.00019545 | 0.00013544 | 0.00013462 | 0 | 0.0001757 | 0.00017212 | 0.00014266 | 0.00016663 | 0.00017192 | 0.00017856 | 2.9942e-05 | 9.5545e-05 | 5.0914e-05 | 6.908e-05
6900 | 288 | 10 | 0.00011415 | 0.00011165 | 0.00011253 | 0.00015943 | 0.00020015 | 0.00013315 | 0.00013208 | 0 | 0.00017003 | 0.00017438 | 0.00015651 | 0.00017087 | 0.00017208 | 0.00017476 | 3.0937e-05 | 9.2147e-05 | 4.5366e-05 | 6.908e-05
6901 | 288 | 10 | 0.00011416 | 0.00011059 | 0.00011043 | 0.00016212 | 0.00019563 | 0.0001313 | 0.00013052 | 0 | 0.00017087 | 0.00017364 | 0.00016609 | 0.00016153 | 0.00016357 | 0.00016696 | 3.2614e-05 | 0.00010003 | 5.2331e-05 | 6.908e-05
6902 | 288 | 10 | 0.00011415 | 0.00011347 | 0.00011072 | 0.00016148 | 0.00019482 | 0.00012931 | 0.00013036 | 0 | 0.0001633 | 0.0001698 | 0.00017032 | 0.00017856 | 0.0001688 | 0.00016078 | 3.8518e-05 | 0.00010937 | 7.6087e-05 | 6.908e-05
6903 | 288 | 10 | 0.00011416 | 0.00011808 | 0.00012105 | 0.00015954 | 0.00019263 | 0.00012724 | 0.00012962 | 0 | 0.00017538 | 0.00016834 | 0.00016986 | 0.00018338 | 0.00016682 | 0.00015216 | 4.571e-05 | 0.00012089 | 7.1404e-05 | 6.908e-05
6904 | 288 | 10 | 0.00011415 | 0.00010865 | 0.00011081 | 0.00016618 | 0.00019992 | 0.00012542 | 0.00013 | 0 | 0.00018131 | 0.0001675 | 0.00016593 | 0.00019681 | 0.0001518 | 0.00010929 | 5.07e-05 | 0.00014053 | 4.3211e-05 | 6.908e-05
6905 | 288 | 10 | 0.00011416 | 0.00011472 | 0.00011785 | 0.00016052 | 0.00019328 | 0.00012734 | 0.00013256 | 0 | 0.00019318 | 0.00016174 | 0.00015217 | 0.00021289 | 0.00015825 | 0.00010645 | 4.7607e-05 | 0.00016245 | 3.9656e-05 | 6.908e-05
6906 | 288 | 10 | 0.00011415 | 0.00011609 | 0.00010944 | 0.00016475 | 0.00018902 | 0.00012907 | 0.00013242 | 1.907e-05 | 0.00020832 | 0.00015889 | 0.0001387 | 0.00020717 | 0.00016153 | 0.00011852 | 4.9998e-05 | 0.00017231 | 0 | 6.908e-05
6907 | 288 | 10 | 0.00011416 | 0.00010946 | 0.00011732 | 0.00011311 | 0.00013599 | 0.00012924 | 0.0001341 | 2.756e-05 | 0.00020704 | 0.00015926 | 0.00012988 | 0.00016481 | 0.00013506 | 0.0001072 | 5.433e-05 | 0.00017549 | 0 | 6.908e-05
6908 | 288 | 10 | 0.00011415 | 0.00011775 | 0.00011784 | 0.00011167 | 0.00013676 | 0.00012306 | 0.00013059 | 4.663e-05 | 0.00017421 | 0.00015083 | 0.00012085 | 0.00012937 | 0.00011514 | 0.00010214 | 5.8397e-05 | 0.00018073 | 0 | 6.908e-05
6909 | 288 | 10 | 0.00011416 | 0.00011681 | 0.00011929 | 5.931e-05 | 6.928e-05 | 0.00011882 | 0.00012262 | 6.783e-05 | 0.00014025 | 0.00013559 | 0.00011327 | 8.493e-05 | 8.645e-05 | 8.846e-05 | 5.8573e-05 | 0.00018274 | 0 | 6.908e-05
6910 | 288 | 10 | 0.00011415 | 0.00010781 | 0.00010983 | 6.313e-05 | 6.357e-05 | 0.00011801 | 0.00011437 | 7.629e-05 | 9.803e-05 | 0.00011397 | 0.00010574 | 8.745e-05 | 8.757e-05 | 8.822e-05 | 5.3477e-05 | 0.00018404 | 0 | 6.908e-05
6911 | 288 | 10 | 0.00011416 | 0.00011453 | 0.00010922 | 5.412e-05 | 6.869e-05 | 0.00011639 | 0.0001079 | 8.689e-05 | 9.071e-05 | 9.916e-05 | 9.995e-05 | 7.791e-05 | 7.215e-05 | 6.69e-05 | 4.752e-05 | 0.00018028 | 0 | 6.908e-05
6912 | 288 | 10 | 0.00011415 | 0.00010859 | 0.00011939 | 5.4e-05 | 6.744e-05 | 0.00010975 | 0.00010138 | 9.961e-05 | 8.072e-05 | 8.618e-05 | 9.065e-05 | 6.295e-05 | 6.085e-05 | 5.903e-05 | 4.3394e-05 | 0.00018294 | 0 | 6.908e-05
6913 | 289 | 10 | 0.00011416 | 0.00011655 | 0.00011754 | 5.704e-05 | 6.284e-05 | 0.00010251 | 9.497e-05 | 0.00010385 | 6.686e-05 | 7.408e-05 | 8.126e-05 | 5.408e-05 | 5.35e-05 | 5.308e-05 | 3.6902e-05 | 0.00018333 | 0 | 6.89e-05
6914 | 289 | 10 | 0.00011415 | 0.00011797 | 0.00012875 | 5.398e-05 | 7.372e-05 | 9.765e-05 | 9.194e-05 | 0.00012292 | 5.727e-05 | 6.38e-05 | 7.204e-05 | 1.884e-05 | 3.79e-05 | 5.641e-05 | 3.9644e-05 | 0.00018166 | 0 | 6.89e-05
6915 | 289 | 10 | 0.00011416 | 0.00011929 | 0.00012874 | 5.384e-05 | 6.548e-05 | 9.534e-05 | 9.072e-05 | 0.00014199 | 2.751e-05 | 5.213e-05 | 6.551e-05 | 1.335e-05 | 3.799e-05 | 6.193e-05 | 4.907e-05 | 0.00018169 | 0 | 6.89e-05
6916 | 289 | 10 | 0.00011415 | 0.00011878 | 0.00011442 | 5.54e-05 | 6.554e-05 | 9.532e-05 | 8.999e-05 | 0.00014836 | 1.72e-05 | 4.426e-05 | 6.2e-05 | 1.316e-05 | 4.683e-05 | 7.966e-05 | 5.0785e-05 | 0.0001803 | 0 | 6.89e-05
6917 | 289 | 10 | 0.00011416 | 0.00011665 | 0.00012313 | 5.647e-05 | 7.158e-05 | 9.626e-05 | 9.062e-05 | 0.00015047 | 1.429e-05 | 4.343e-05 | 6.437e-05 | 1.868e-05 | 5.638e-05 | 9.323e-05 | 5.0117e-05 | 0.00017939 | 0 | 6.89e-05
6918 | 289 | 10 | 0.00011415 | 0.00011434 | 0.00012867 | 0.00010449 | 0.00013467 | 0.00010021 | 9.354e-05 | 0.00016107 | 1.759e-05 | 4.822e-05 | 7.083e-05 | 4.658e-05 | 7.738e-05 | 0.00010774 | 4.3153e-05 | 0.0001748 | 0 | 6.89e-05
6919 | 289 | 10 | 0.00011416 | 0.00011296 | 0.00011916 | 0.00011206 | 0.00013467 | 0.0001054 | 0.00010046 | 0.00015047 | 4.006e-05 | 6.007e-05 | 8.072e-05 | 0.0001236 | 0.00011761 | 0.00011267 | 3.1675e-05 | 0.00016939 | 0 | 6.89e-05
6920 | 289 | 10 | 0.00011415 | 0.00011003 | 0.00012087 | 0.00016412 | 0.00019384 | 0.00011228 | 0.00010815 | 0.00011656 | 0.00010459 | 8.385e-05 | 9.087e-05 | 0.00021872 | 0.00017597 | 0.00013594 | 2.4046e-05 | 0.00016258 | 6.9699e-05 | 6.89e-05
6921 | 289 | 10 | 0.00011416 | 0.00011763 | 0.00012226 | 0.0001637 | 0.00019073 | 0.00011814 | 0.00011568 | 7.418e-05 | 0.00019184 | 0.00012316 | 0.00010445 | 0.00021034 | 0.00019195 | 0.00017579 | 1.5488e-05 | 0.00015857 | 8.1067e-05 | 6.89e-05
6922 | 289 | 10 | 0.00011415 | 0.00010917 | 0.00011643 | 0.00016642 | 0.00019561 | 0.00012021 | 0.00012037 | 3.179e-05 | 0.00020398 | 0.00015787 | 0.00012425 | 0.0001658 | 0.00017239 | 0.00018032 | 6.7911e-06 | 0.00015658 | 5.3841e-05 | 6.89e-05
6923 | 289 | 10 | 0.00011416 | 0.00011938 | 0.00012295 | 0.00016098 | 0.00019587 | 0.00012139 | 0.00012149 | 4.24e-06 | 0.00017428 | 0.00017113 | 0.00014197 | 0.00016582 | 0.00017108 | 0.00017769 | 2.8604e-06 | 0.00014912 | 1.9768e-05 | 6.89e-05
6924 | 289 | 10 | 0.00011415 | 0.00011339 | 0.00011317 | 0.00015729 | 0.00019991 | 0.00011825 | 0.00012147 | 0 | 0.0001691 | 0.00017333 | 0.00015569 | 0.00016881 | 0.00017 | 0.00017265 | 1.3515e-06 | 0.00013467 | 2.9237e-05 | 6.89e-05
6925 | 289 | 10 | 0.00011416 | 0.00011274 | 0.00012376 | 0.00015777 | 0.00019887 | 0.00011524 | 0.00011837 | 0 | 0.00016904 | 0.00017222 | 0.00016492 | 0.00016131 | 0.00016335 | 0.00016673 | 7.8297e-07 | 0.00013039 | 6.247e-05 | 6.89e-05
6926 | 289 | 10 | 0.00011415 | 0.00011786 | 0.00012494 | 0.00016467 | 0.00018837 | 0.00011201 | 0.00011622 | 0 | 0.00016275 | 0.00016872 | 0.00016926 | 0.00017732 | 0.00016763 | 0.00015966 | 1.0876e-06 | 0.00013635 | 6.6441e-05 | 6.89e-05
6927 | 289 | 10 | 0.00011416 | 0.00011345 | 0.00011668 | 0.00016443 | 0.00019185 | 0.00011024 | 0.00011347 | 0 | 0.00017426 | 0.00016733 | 0.00016876 | 0.0001837 | 0.00016712 | 0.00015243 | 3.6829e-06 | 0.00014801 | 3.5235e-05 | 6.89e-05
6928 | 289 | 10 | 0.00011415 | 0.00011586 | 0.00013201 | 0.00015728 | 0.00018804 | 0.00010921 | 0.00011249 | 0 | 0.00018132 | 0.00016697 | 0.00016514 | 0.00019903 | 0.00015352 | 0.00011053 | 7.8887e-06 | 0.00015687 | 6.0731e-05 | 6.89e-05
6929 | 289 | 10 | 0.00011416 | 0.00011314 | 0.00011821 | 0.00016005 | 0.00019453 | 0.0001111 | 0.00011511 | 3.392e-05 | 0.00019489 | 0.00016214 | 0.00015189 | 0.00021273 | 0.00015813 | 0.00010636 | 1.3559e-05 | 0.00016258 | 3.1392e-06 | 6.89e-05
6930 | 289 | 10 | 0.00011415 | 0.00011791 | 0.00011932 | 0.00016636 | 0.00020086 | 0.00011526 | 0.00011769 | 6.57e-05 | 0.00020851 | 0.00015935 | 0.00013862 | 0.00020776 | 0.00016199 | 0.00011885 | 2.2069e-05 | 0.00016811 | 0 | 6.89e-05
6931 | 289 | 10 | 0.00011416 | 0.00011511 | 0.00011317 | 0.00011399 | 0.00013314 | 0.00012125 | 0.00012128 | 7.63e-05 | 0.00020759 | 0.0001597 | 0.00012999 | 0.00016394 | 0.00013435 | 0.00010664 | 2.5026e-05 | 0.00017561 | 0 | 6.89e-05
6932 | 289 | 10 | 0.00011415 | 0.00011119 | 0.00012258 | 0.00011079 | 0.00013524 | 0.00011597 | 0.00011847 | 8.901e-05 | 0.00017366 | 0.00015084 | 0.00012091 | 0.00012861 | 0.00011446 | 0.00010154 | 2.5094e-05 | 0.00018117 | 0 | 6.89e-05
6933 | 289 | 10 | 0.00011416 | 0.00011472 | 0.000128 | 5.726e-05 | 6.637e-05 | 0.00011093 | 0.00011292 | 0.00010809 | 0.00013955 | 0.00013525 | 0.0001132 | 8.432e-05 | 8.584e-05 | 8.783e-05 | 2.5265e-05 | 0.00018075 | 0 | 6.89e-05
6934 | 289 | 10 | 0.00011415 | 0.00010973 | 0.00012185 | 5.974e-05 | 7.328e-05 | 0.00010909 | 0.00010714 | 0.00012928 | 9.742e-05 | 0.00011344 | 0.00010549 | 8.708e-05 | 8.72e-05 | 8.785e-05 | 2.3457e-05 | 0.0001808 | 0 | 6.89e-05
6935 | 289 | 10 | 0.00011416 | 0.00011389 | 0.00012223 | 5.537e-05 | 7.06e-05 | 0.00010693 | 0.0001018 | 0.00015047 | 9.028e-05 | 9.866e-05 | 9.961e-05 | 7.851e-05 | 7.27e-05 | 6.741e-05 | 1.9427e-05 | 0.00018049 | 0 | 6.89e-05
6936 | 289 | 10 | 0.00011415 | 0.00011587 | 0.00011625 | 5.828e-05 | 6.761e-05 | 0.00010002 | 9.542e-05 | 0.00017167 | 8.109e-05 | 8.607e-05 | 9.044e-05 | 6.34e-05 | 6.128e-05 | 5.945e-05 | 1.3907e-05 | 0.00017789 | 0 | 6.89e-05
6937 | 290 | 10 | 0.00011416 | 0.00011785 | 0.00012441 | 5.846e-05 | 6.848e-05 | 9.481e-05 | 9.04e-05 | 0.0001865 | 6.727e-05 | 7.427e-05 | 8.119e-05 | 5.415e-05 | 5.357e-05 | 5.315e-05 | 1.2418e-05 | 0.00017597 | 0 | 6.943e-05
6938 | 290 | 10 | 0.00011415 | 0.00011658 | 0.00013095 | 5.936e-05 | 7.678e-05 | 9.074e-05 | 8.755e-05 | 0.00019286 | 5.741e-05 | 6.402e-05 | 7.206e-05 | 1.875e-05 | 3.773e-05 | 5.616e-05 | 1.1657e-05 | 0.00017487 | 0 | 6.943e-05
6939 | 290 | 10 | 0.00011416 | 0.00011474 | 0.00013037 | 5.964e-05 | 7.413e-05 | 8.921e-05 | 8.63e-05 | 0.00019922 | 2.749e-05 | 5.22e-05 | 6.552e-05 | 1.334e-05 | 3.798e-05 | 6.191e-05 | 1.1766e-05 | 0.00017174 | 0 | 6.943e-05
6940 | 290 | 10 | 0.00011415 | 0.00011491 | 0.00011983 | 6.046e-05 | 7.484e-05 | 8.888e-05 | 8.585e-05 | 0.00020558 | 1.719e-05 | 4.426e-05 | 6.203e-05 | 1.338e-05 | 4.762e-05 | 8.1e-05 | 1.1518e-05 | 0.00016637 | 0 | 6.943e-05
6941 | 290 | 10 | 0.00011416 | 0.0001105 | 0.0001335 | 6.253e-05 | 7.617e-05 | 8.971e-05 | 8.589e-05 | 0.00021193 | 1.446e-05 | 4.37e-05 | 6.469e-05 | 1.861e-05 | 5.616e-05 | 9.286e-05 | 9.9684e-06 | 0.00016253 | 0 | 6.943e-05
6942 | 290 | 10 | 0.00011415 | 0.00011397 | 0.00012686 | 0.00010872 | 0.0001371 | 9.275e-05 | 8.749e-05 | 0.00022253 | 1.756e-05 | 4.839e-05 | 7.103e-05 | 4.59e-05 | 7.625e-05 | 0.00010617 | 8.2205e-06 | 0.00016449 | 0 | 6.943e-05
6943 | 290 | 10 | 0.00011416 | 0.00011625 | 0.00013321 | 0.00010829 | 0.00013854 | 9.644e-05 | 9.171e-05 | 0.00020558 | 3.953e-05 | 5.974e-05 | 8.054e-05 | 0.00012237 | 0.00011644 | 0.00011154 | 7.4408e-06 | 0.0001676 | 0 | 6.943e-05
6944 | 290 | 10 | 0.00011415 | 0.00010923 | 0.0001282 | 0.00016692 | 0.00020011 | 9.888e-05 | 9.57e-05 | 0.00016531 | 0.00010353 | 8.308e-05 | 9.043e-05 | 0.00021805 | 0.00017543 | 0.00013552 | 7.0501e-06 | 0.00016173 | 1.6264e-05 | 6.943e-05
6945 | 290 | 10 | 0.00011416 | 0.0001093 | 0.00011989 | 0.00016037 | 0.00019978 | 0.00010295 | 0.00010094 | 0.00011868 | 0.0001911 | 0.00012237 | 0.00010392 | 0.00021109 | 0.00019263 | 0.00017642 | 7.8245e-06 | 0.00014901 | 5.1415e-05 | 6.943e-05
6946 | 290 | 10 | 0.00011415 | 0.00011564 | 0.00013503 | 0.00015728 | 0.00019379 | 0.00010729 | 0.00010232 | 9.113e-05 | 0.0002044 | 0.00015763 | 0.00012388 | 0.00016867 | 0.00017538 | 0.00018345 | 1.0141e-05 | 0.0001291 | 2.7701e-05 | 6.943e-05
6947 | 290 | 10 | 0.00011416 | 0.00011675 | 0.00012716 | 0.00016428 | 0.00019552 | 0.00010867 | 0.00010165 | 6.994e-05 | 0.00017658 | 0.0001722 | 0.00014236 | 0.00016668 | 0.00017197 | 0.00017862 | 9.8243e-06 | 0.00011393 | 6.7043e-05 | 6.943e-05
6948 | 290 | 10 | 0.00011415 | 0.00011682 | 0.00012508 | 0.00016144 | 0.00019518 | 0.00010839 | 0.0001008 | 4.451e-05 | 0.00017023 | 0.00017468 | 0.00015637 | 0.0001706 | 0.00017181 | 0.00017449 | 4.588e-06 | 9.2838e-05 | 5.6684e-05 | 6.943e-05
6949 | 290 | 10 | 0.00011416 | 0.00011919 | 0.00012406 | 0.00015952 | 0.00020163 | 0.00010522 | 9.954e-05 | 4.027e-05 | 0.00017073 | 0.00017376 | 0.00016605 | 0.00016041 | 0.00016244 | 0.0001658 | 2.7111e-06 | 7.4115e-05 | 6.0595e-05 | 6.943e-05
6950 | 290 | 10 | 0.00011415 | 0.00011912 | 0.00011936 | 0.00015691 | 0.00020121 | 0.00010145 | 9.811e-05 | 3.391e-05 | 0.00016242 | 0.00016941 | 0.00017012 | 0.00017798 | 0.00016826 | 0.00016026 | 2.5402e-06 | 6.1527e-05 | 3.5676e-05 | 6.943e-05
6951 | 290 | 10 | 0.00011416 | 0.00011694 | 0.00013673 | 0.0001588 | 0.00019479 | 9.835e-05 | 9.777e-05 | 4.027e-05 | 0.00017475 | 0.00016777 | 0.00016959 | 0.00018532 | 0.00016859 | 0.00015377 | 1.7091e-06 | 5.6402e-05 | 6.4905e-05 | 6.943e-05
6952 | 290 | 10 | 0.00011415 | 0.00010967 | 0.00012371 | 0.00016318 | 0.00020128 | 9.877e-05 | 0.0001005 | 6.995e-05 | 0.00018268 | 0.00016774 | 0.00016599 | 0.00019808 | 0.00015278 | 0.00011 | 1.8368e-06 | 4.9077e-05 | 5.788e-05 | 6.943e-05
6953 | 290 | 10 | 0.00011416 | 0.00011912 | 0.00013564 | 0.00015757 | 0.0001956 | 0.00010203 | 0.00010765 | 9.961e-05 | 0.00019441 | 0.00016247 | 0.00015239 | 0.00021609 | 0.00016063 | 0.00010805 | 5.8874e-06 | 4.1502e-05 | 2.2025e-05 | 6.943e-05
6954 | 290 | 10 | 0.00011415 | 0.00011616 | 0.00011841 | 0.00015633 | 0.00019802 | 0.00010882 | 0.00011346 | 0.00011869 | 0.00021109 | 0.00016033 | 0.00013929 | 0.00020475 | 0.00015964 | 0.00011713 | 1.0239e-05 | 4.0991e-05 | 0 | 6.943e-05
6955 | 290 | 10 | 0.00011416 | 0.00010865 | 0.00013015 | 0.0001064 | 0.00013725 | 0.00011778 | 0.00011924 | 0.00011445 | 0.00020573 | 0.00015967 | 0.00013016 | 0.00016624 | 0.00013624 | 0.00010813 | 1.3286e-05 | 3.8129e-05 | 0 | 6.943e-05
6956 | 290 | 10 | 0.00011415 | 0.00011583 | 0.00013026 | 0.00010717 | 0.000127 | 0.00011494 | 0.00011788 | 0.00011445 | 0.00017515 | 0.00015121 | 0.0001213 | 0.00012796 | 0.00011388 | 0.00010102 | 1.541e-05 | 3.3114e-05 | 0 | 6.943e-05
6957 | 290 | 10 | 0.00011416 | 0.00011002 | 0.00012845 | 5.959e-05 | 7.595e-05 | 0.00010919 | 0.00011245 | 0.00012504 | 0.0001393 | 0.00013541 | 0.00011337 | 8.53e-05 | 8.683e-05 | 8.884e-05 | 1.4942e-05 | 3.0445e-05 | 0 | 6.943e-05
6958 | 290 | 10 | 0.00011415 | 0.00011332 | 0.0001365 | 6.297e-05 | 6.322e-05 | 0.00010787 | 0.00010756 | 0.00014411 | 9.814e-05 | 0.00011384 | 0.00010583 | 8.788e-05 | 8.8e-05 | 8.865e-05 | 1.2574e-05 | 2.6925e-05 | 0 | 6.943e-05
6959 | 290 | 10 | 0.00011416 | 0.00011237 | 0.00012444 | 5.58e-05 | 6.597e-05 | 0.00010482 | 0.00010049 | 0.00016107 | 9.106e-05 | 9.927e-05 | 0.00010003 | 7.755e-05 | 7.182e-05 | 6.659e-05 | 1.0465e-05 | 2.5509e-05 | 0 | 6.943e-05
6960 | 290 | 10 | 0.00011415 | 0.00011821 | 0.00013044 | 5.488e-05 | 7.336e-05 | 9.84e-05 | 9.44e-05 | 0.00017378 | 8.049e-05 | 8.619e-05 | 9.065e-05 | 6.28e-05 | 6.071e-05 | 5.889e-05 | 9.2666e-06 | 1.778e-05 | 0 | 6.943e-05
6961 | 291 | 10 | 0.00011416 | 0.00011212 | 9.893e-05 | 5.367e-05 | 7.177e-05 | 9.344e-05 | 9.091e-05 | 0.00018226 | 6.672e-05 | 7.4e-05 | 8.12e-05 | 5.415e-05 | 5.357e-05 | 5.315e-05 | 3.6817e-06 | 1.464e-05 | 0 | 6.96e-05
6962 | 291 | 10 | 0.00011415 | 0.00011364 | 0.00010041 | 6.127e-05 | 6.394e-05 | 9.065e-05 | 8.947e-05 | 0.00019074 | 5.729e-05 | 6.375e-05 | 7.203e-05 | 1.872e-05 | 3.767e-05 | 5.606e-05 | 2.0231e-06 | 1.3963e-05 | 0 | 6.96e-05
6963 | 291 | 10 | 0.00011416 | 0.00011797 | 0.00010381 | 5.954e-05 | 7.356e-05 | 8.921e-05 | 8.906e-05 | 0.00019498 | 2.742e-05 | 5.203e-05 | 6.542e-05 | 1.324e-05 | 3.77e-05 | 6.144e-05 | 2.5558e-06 | 1.5373e-05 | 0 | 6.96e-05
6964 | 291 | 10 | 0.00011415 | 0.00011653 | 0.00010683 | 5.895e-05 | 7.41e-05 | 9.073e-05 | 8.94e-05 | 0.00019286 | 1.71e-05 | 4.407e-05 | 6.18e-05 | 1.315e-05 | 4.68e-05 | 7.961e-05 | 3.8394e-06 | 1.7201e-05 | 0 | 6.96e-05
6965 | 291 | 10 | 0.00011416 | 0.00010898 | 9.687e-05 | 6.284e-05 | 6.771e-05 | 9.777e-05 | 9.207e-05 | 0.00019498 | 1.426e-05 | 4.327e-05 | 6.418e-05 | 1.87e-05 | 5.644e-05 | 9.332e-05 | 5.0729e-06 | 1.8363e-05 | 0 | 6.96e-05
6966 | 291 | 10 | 0.00011415 | 0.00011423 | 9.681e-05 | 0.00011241 | 0.00013549 | 0.00011235 | 0.00010116 | 0.00020346 | 1.759e-05 | 4.815e-05 | 7.069e-05 | 4.619e-05 | 7.673e-05 | 0.00010685 | 7.2763e-06 | 2.6811e-05 | 0 | 6.96e-05
6967 | 291 | 10 | 0.00011416 | 0.00011758 | 9.152e-05 | 0.00011137 | 0.00012759 | 0.00012642 | 0.00011768 | 0.00018226 | 3.976e-05 | 5.982e-05 | 8.041e-05 | 0.00012402 | 0.00011801 | 0.00011305 | 9.7505e-06 | 4.3033e-05 | 0 | 6.96e-05
6968 | 291 | 10 | 0.00011415 | 0.00011438 | 9.823e-05 | 0.00016551 | 0.00019862 | 0.00012916 | 0.00012979 | 0.00015047 | 0.00010486 | 8.378e-05 | 9.07e-05 | 0.00021851 | 0.00017581 | 0.00013581 | 1.0746e-05 | 5.7686e-05 | 5.4367e-05 | 6.96e-05
6969 | 291 | 10 | 0.00011416 | 0.00011569 | 8.738e-05 | 0.00016687 | 0.000195 | 0.00013003 | 0.00013403 | 9.961e-05 | 0.00019173 | 0.00012311 | 0.0001043 | 0.0002097 | 0.00019137 | 0.00017526 | 1.0685e-05 | 6.3166e-05 | 0.00020541 | 6.96e-05
6970 | 291 | 10 | 0.00011415 | 0.0001083 | 0.00010502 | 0.00015722 | 0.00019021 | 0.00013085 | 0.00013416 | 8.69e-05 | 0.00020347 | 0.00015763 | 0.00012403 | 0.00016591 | 0.00017251 | 0.00018045 | 9.4388e-06 | 6.354e-05 | 1.976e-05 | 6.96e-05
6971 | 291 | 10 | 0.00011416 | 0.00011264 | 0.0001097 | 0.00016697 | 0.00019681 | 0.00013249 | 0.00013441 | 6.571e-05 | 0.00017427 | 0.00017097 | 0.00014182 | 0.00016754 | 0.00017285 | 0.00017953 | 1.0022e-05 | 6.4667e-05 | 9.7247e-05 | 6.96e-05
6972 | 291 | 10 | 0.00011415 | 0.00011626 | 9.492e-05 | 0.0001645 | 0.00019378 | 0.00013015 | 0.00013278 | 4.874e-05 | 0.00017042 | 0.00017389 | 0.00015599 | 0.00017121 | 0.00017242 | 0.00017511 | 9.1428e-06 | 5.7348e-05 | 8.7354e-05 | 6.96e-05
6973 | 291 | 10 | 0.00011416 | 0.00011302 | 0.00010662 | 0.00016567 | 0.00019863 | 0.0001289 | 0.00013162 | 3.391e-05 | 0.00017116 | 0.00017366 | 0.00016577 | 0.00016339 | 0.00016545 | 0.00016888 | 1.042e-05 | 5.4749e-05 | 7.6715e-05 | 6.96e-05
6974 | 291 | 10 | 0.00011415 | 0.00011809 | 8.901e-05 | 0.00015764 | 0.0001894 | 0.00012724 | 0.00013116 | 2.331e-05 | 0.00016482 | 0.0001706 | 0.00017055 | 0.00017898 | 0.0001692 | 0.00016116 | 1.6391e-05 | 5.4702e-05 | 6.7917e-05 | 6.96e-05
6975 | 291 | 10 | 0.00011416 | 0.00011607 | 9.881e-05 | 0.00016524 | 0.00019167 | 0.00012616 | 0.0001304 | 2.755e-05 | 0.00017602 | 0.00016919 | 0.00017029 | 0.00018247 | 0.000166 | 0.00015142 | 2.069e-05 | 5.3744e-05 | 3.1689e-05 | 6.96e-05
6976 | 291 | 10 | 0.00011415 | 0.00011438 | 0.00010093 | 0.00015719 | 0.00019485 | 0.0001251 | 0.000131 | 4.875e-05 | 0.00018077 | 0.00016774 | 0.00016625 | 0.0001966 | 0.00015164 | 0.00010918 | 2.0939e-05 | 5.0313e-05 | 3.7272e-05 | 6.96e-05
6977 | 291 | 10 | 0.00011416 | 0.00011598 | 0.00010709 | 0.0001666 | 0.00020081 | 0.00012522 | 0.00013264 | 7.841e-05 | 0.00019294 | 0.00016166 | 0.00015241 | 0.00021288 | 0.00015824 | 0.00010644 | 1.7427e-05 | 4.8307e-05 | 1.5823e-05 | 6.96e-05
6978 | 291 | 10 | 0.00011415 | 0.00011068 | 8.925e-05 | 0.00015632 | 0.00018869 | 0.00012803 | 0.00013156 | 0.00010173 | 0.00020824 | 0.00015877 | 0.00013886 | 0.0002059 | 0.00016054 | 0.00011779 | 1.5628e-05 | 5.1796e-05 | 0 | 6.96e-05
6979 | 291 | 10 | 0.00011416 | 0.00011686 | 9.157e-05 | 0.00011043 | 0.00013586 | 0.00013283 | 0.00013575 | 9.75e-05 | 0.00020601 | 0.00015884 | 0.00012976 | 0.00016603 | 0.00013606 | 0.00010799 | 1.8393e-05 | 6.105e-05 | 0 | 6.96e-05
6980 | 291 | 10 | 0.00011415 | 0.00011048 | 9.126e-05 | 0.00010809 | 0.00013639 | 0.00012714 | 0.0001326 | 0.00011021 | 0.00017496 | 0.00015083 | 0.00012084 | 0.00012772 | 0.00011366 | 0.00010083 | 2.3164e-05 | 7.2914e-05 | 0 | 6.96e-05
6981 | 291 | 10 | 0.00011416 | 0.00011315 | 8.867e-05 | 5.854e-05 | 6.992e-05 | 0.00011913 | 0.00012519 | 0.00011869 | 0.00013907 | 0.00013519 | 0.00011298 | 8.537e-05 | 8.691e-05 | 8.892e-05 | 2.8192e-05 | 8.5164e-05 | 0 | 6.96e-05
6982 | 291 | 10 | 0.00011415 | 0.00011576 | 9.505e-05 | 5.923e-05 | 7.181e-05 | 0.00011708 | 0.00011649 | 0.0001208 | 9.817e-05 | 0.00011375 | 0.00010558 | 8.774e-05 | 8.786e-05 | 8.851e-05 | 3.1726e-05 | 9.1055e-05 | 0 | 6.96e-05
6983 | 291 | 10 | 0.00011416 | 0.00011509 | 0.00010429 | 5.832e-05 | 7.347e-05 | 0.00011384 | 0.00010832 | 0.00013352 | 9.095e-05 | 9.919e-05 | 9.989e-05 | 7.871e-05 | 7.289e-05 | 6.759e-05 | 3.0408e-05 | 8.6467e-05 | 0 | 6.96e-05
6984 | 291 | 10 | 0.00011415 | 0.00010895 | 9.377e-05 | 6.032e-05 | 6.341e-05 | 0.00010559 | 0.00010059 | 0.00015047 | 8.138e-05 | 8.653e-05 | 9.079e-05 | 6.255e-05 | 6.046e-05 | 5.866e-05 | 2.2199e-05 | 6.8296e-05 | 0 | 6.96e-05
6985 | 292 | 10 | 0.00011416 | 0.00011259 | 0.00012674 | 5.745e-05 | 7.183e-05 | 9.881e-05 | 9.512e-05 | 0.000142 | 6.669e-05 | 7.424e-05 | 8.132e-05 | 5.417e-05 | 5.359e-05 | 5.317e-05 | 2.1721e-05 | 5.976e-05 | 0 | 6.908e-05
6986 | 292 | 10 | 0.00011415 | 0.00010967 | 0.00012404 | 5.898e-05 | 6.508e-05 | 9.619e-05 | 9.266e-05 | 0.00015259 | 5.732e-05 | 6.387e-05 | 7.216e-05 | 1.875e-05 | 3.772e-05 | 5.614e-05 | 2.7412e-05 | 5.5369e-05 | 0 | 6.908e-05
6987 | 292 | 10 | 0.00011416 | 0.00011184 | 0.00013162 | 5.924e-05 | 7.437e-05 | 9.481e-05 | 9.183e-05 | 0.00014836 | 2.745e-05 | 5.209e-05 | 6.554e-05 | 1.316e-05 | 3.745e-05 | 6.105e-05 | 3.3182e-05 | 5.4429e-05 | 0 | 6.908e-05
6988 | 292 | 10 | 0.00011415 | 0.0001089 | 0.00012913 | 5.741e-05 | 6.821e-05 | 9.679e-05 | 9.186e-05 | 0.00014835 | 1.703e-05 | 4.402e-05 | 6.18e-05 | 1.326e-05 | 4.72e-05 | 8.028e-05 | 3.717e-05 | 5.5171e-05 | 0 | 6.908e-05
6989 | 292 | 10 | 0.00011416 | 0.0001048 | 0.00011498 | 5.921e-05 | 6.576e-05 | 0.00010305 | 9.421e-05 | 0.00014412 | 1.434e-05 | 4.335e-05 | 6.429e-05 | 1.869e-05 | 5.642e-05 | 9.329e-05 | 3.6463e-05 | 5.4508e-05 | 0 | 6.908e-05
6990 | 292 | 10 | 0.00011415 | 0.00011008 | 0.0001289 | 0.00011386 | 0.00013136 | 0.00011621 | 0.00010313 | 0.000142 | 1.76e-05 | 4.823e-05 | 7.078e-05 | 4.666e-05 | 7.75e-05 | 0.00010792 | 3.5212e-05 | 5.5654e-05 | 0 | 6.908e-05
6991 | 292 | 10 | 0.00011416 | 0.00010608 | 0.0001271 | 0.00010734 | 0.00013059 | 0.00012901 | 0.00011933 | 0.00012505 | 4.012e-05 | 6.015e-05 | 8.072e-05 | 0.00012398 | 0.00011797 | 0.00011301 | 3.1717e-05 | 5.5791e-05 | 0 | 6.908e-05
6992 | 292 | 10 | 0.00011415 | 0.00011456 | 0.00013377 | 0.0001617 | 0.00019298 | 0.00013034 | 0.00013165 | 0.00011233 | 0.0001049 | 8.404e-05 | 9.097e-05 | 0.00022085 | 0.00017769 | 0.00013726 | 2.7782e-05 | 6.0737e-05 | 3.0179e-05 | 6.908e-05
6993 | 292 | 10 | 0.00011416 | 0.00010774 | 0.00012704 | 0.00016674 | 0.00019473 | 0.00013085 | 0.00013523 | 0.0001208 | 0.00019357 | 0.00012393 | 0.00010487 | 0.00021067 | 0.00019225 | 0.00017606 | 1.9875e-05 | 6.1215e-05 | 5.4936e-05 | 6.908e-05
6994 | 292 | 10 | 0.00011415 | 0.00010772 | 0.00013092 | 0.00015617 | 0.00019097 | 0.00013177 | 0.00013518 | 0.00012928 | 0.00020458 | 0.00015862 | 0.0001247 | 0.00016692 | 0.00017355 | 0.00018153 | 1.296e-05 | 5.7497e-05 | 2.8711e-05 | 6.908e-05
6995 | 292 | 10 | 0.00011416 | 0.00011183 | 0.00012746 | 0.00016089 | 0.00019869 | 0.00013256 | 0.0001353 | 0.00012504 | 0.00017532 | 0.00017201 | 0.00014264 | 0.00016626 | 0.00017154 | 0.00017816 | 6.6587e-06 | 5.1043e-05 | 4.8225e-05 | 6.908e-05
6996 | 292 | 10 | 0.00011415 | 0.00011202 | 0.00011564 | 0.00015695 | 0.00019602 | 0.00012955 | 0.00013595 | 0.00010808 | 0.00016967 | 0.00017408 | 0.00015637 | 0.00017017 | 0.00017137 | 0.00017404 | 1.4194e-05 | 4.783e-05 | 4.9659e-05 | 6.908e-05
6997 | 292 | 10 | 0.00011416 | 0.0001112 | 0.00012531 | 0.0001618 | 0.00019739 | 0.00013027 | 0.0001367 | 9.537e-05 | 0.00017023 | 0.00017317 | 0.00016579 | 0.00016243 | 0.00016448 | 0.00016789 | 1.0127e-05 | 4.3506e-05 | 4.1166e-05 | 6.908e-05
6998 | 292 | 10 | 0.00011415 | 0.00011215 | 0.00011683 | 0.00015906 | 0.00019051 | 0.00013001 | 0.00013783 | 7.206e-05 | 0.00016387 | 0.00016979 | 0.00017021 | 0.00017902 | 0.00016924 | 0.0001612 | 1.016e-05 | 3.7563e-05 | 5.7854e-05 | 6.908e-05
6999 | 292 | 10 | 0.00011416 | 0.00011233 | 0.0001151 | 0.00016517 | 0.00020061 | 0.00013012 | 0.00013757 | 5.511e-05 | 0.00017584 | 0.00016862 | 0.00016989 | 0.00018257 | 0.00016609 | 0.0001515 | 8.6731e-06 | 3.2522e-05 | 3.4319e-05 | 6.908e-05
7000 | 292 | 10 | 0.00011415 | 0.00010776 | 0.0001119 | 0.00016451 | 0.00019092 | 0.00013007 | 0.00013863 | 5.723e-05 | 0.00018078 | 0.00016749 | 0.00016585 | 0.00019668 | 0.0001517 | 0.00010922 | 9.6152e-06 | 3.145e-05 | 4.9964e-05 | 6.908e-05
7001 | 292 | 10 | 0.00011416 | 0.00011058 | 0.00012855 | 0.00016575 | 0.00019291 | 0.00013239 | 0.00013871 | 7.841e-05 | 0.00019299 | 0.00016159 | 0.00015211 | 0.00021407 | 0.00015913 | 0.00010704 | 9.8808e-06 | 3.227e-05 | 6.728e-06 | 6.908e-05
7002 | 292 | 10 | 0.00011415 | 0.00011115 | 0.00011432 | 0.00015803 | 0.00019199 | 0.00013396 | 0.00013594 | 9.537e-05 | 0.00020919 | 0.00015909 | 0.00013881 | 0.00020674 | 0.00016119 | 0.00011827 | 1.0053e-05 | 3.2625e-05 | 0 | 6.908e-05
7003 | 292 | 10 | 0.00011416 | 0.00010654 | 0.00011542 | 0.00010646 | 0.00013637 | 0.00013667 | 0.00013812 | 9.961e-05 | 0.00020685 | 0.00015937 | 0.00012991 | 0.00016337 | 0.00013388 | 0.00010627 | 1.2541e-05 | 3.3413e-05 | 0 | 6.908e-05
7004 | 292 | 10 | 0.00011415 | 0.00011273 | 0.00013022 | 0.00011427 | 0.00013174 | 0.00012932 | 0.00013422 | 0.00010596 | 0.00017308 | 0.00015044 | 0.00012065 | 0.00012776 | 0.0001137 | 0.00010086 | 1.2792e-05 | 3.4272e-05 | 0 | 6.908e-05
7005 | 292 | 10 | 0.00011416 | 0.00010567 | 0.00011428 | 5.779e-05 | 7.316e-05 | 0.00012173 | 0.00012675 | 9.961e-05 | 0.00013877 | 0.00013468 | 0.00011281 | 8.491e-05 | 8.643e-05 | 8.843e-05 | 1.377e-05 | 3.5782e-05 | 0 | 6.908e-05
7006 | 292 | 10 | 0.00011415 | 0.00011031 | 0.00012323 | 5.895e-05 | 6.395e-05 | 0.00012025 | 0.00011791 | 9.961e-05 | 9.77e-05 | 0.00011326 | 0.0001053 | 8.794e-05 | 8.806e-05 | 8.871e-05 | 1.4276e-05 | 3.1877e-05 | 0 | 6.908e-05
7007 | 292 | 10 | 0.00011416 | 0.0001143 | 0.00012872 | 5.21e-05 | 7.079e-05 | 0.00011607 | 0.00010963 | 0.00010385 | 9.098e-05 | 9.896e-05 | 9.966e-05 | 7.819e-05 | 7.241e-05 | 6.714e-05 | 1.237e-05 | 2.7236e-05 | 0 | 6.908e-05
7008 | 292 | 10 | 0.00011415 | 0.00010821 | 0.0001146 | 5.993e-05 | 7.085e-05 | 0.00010829 | 0.000102 | 9.113e-05 | 8.098e-05 | 8.627e-05 | 9.049e-05 | 6.297e-05 | 6.088e-05 | 5.905e-05 | 1.1705e-05 | 3.0908e-05 | 0 | 6.908e-05
7009 | 293 | 10 | 0.00011416 | 0.00011079 | 0.00012935 | 6.006e-05 | 4.223e-05 | 0.0001026 | 9.616e-05 | 7.63e-05 | 6.694e-05 | 7.421e-05 | 8.119e-05 | 6.763e-05 | 6.021e-05 | 5.31e-05 | 1.0495e-05 | 3.6057e-05 | 0 | 6.873e-05
7010 | 293 | 10 | 0.00011415 | 0.00010759 | 0.00013171 | 5.349e-05 | 4.492e-05 | 9.869e-05 | 9.372e-05 | 6.782e-05 | 6.786e-05 | 6.63e-05 | 7.207e-05 | 3.519e-05 | 4.591e-05 | 5.627e-05 | 1.4044e-05 | 3.3182e-05 | 0 | 6.873e-05
7011 | 293 | 10 | 0.00011416 | 0.00010864 | 0.00013516 | 5.899e-05 | 4.295e-05 | 9.774e-05 | 9.282e-05 | 6.994e-05 | 4.231e-05 | 5.726e-05 | 6.553e-05 | 2.213e-05 | 4.243e-05 | 6.207e-05 | 2.0937e-05 | 2.7434e-05 | 0 | 6.873e-05
7012 | 293 | 10 | 0.00011415 | 0.00011293 | 0.00012785 | 5.818e-05 | 4.566e-05 | 9.921e-05 | 9.305e-05 | 6.146e-05 | 2.718e-05 | 4.979e-05 | 6.205e-05 | 2.12e-05 | 5.078e-05 | 7.955e-05 | 2.4813e-05 | 3.0144e-05 | 0 | 6.873e-05
7013 | 293 | 10 | 0.00011416 | 0.00010554 | 0.00014389 | 6.281e-05 | 4.239e-05 | 0.00010517 | 9.503e-05 | 5.935e-05 | 2.297e-05 | 4.837e-05 | 6.438e-05 | 2.344e-05 | 5.925e-05 | 9.416e-05 | 2.404e-05 | 3.1647e-05 | 0 | 6.873e-05
7014 | 293 | 10 | 0.00011415 | 0.00010543 | 0.00014188 | 0.00011448 | 8.234e-05 | 0.00011736 | 0.00010379 | 4.875e-05 | 2.328e-05 | 5.224e-05 | 7.103e-05 | 2.992e-05 | 6.941e-05 | 0.00010803 | 2.4297e-05 | 4.0376e-05 | 0 | 6.873e-05
7015 | 293 | 10 | 0.00011416 | 0.00011093 | 0.0001428 | 0.00011169 | 8.477e-05 | 0.00013052 | 0.00011973 | 5.299e-05 | 2.836e-05 | 5.956e-05 | 8.097e-05 | 4.648e-05 | 8.013e-05 | 0.00011318 | 2.4617e-05 | 4.0981e-05 | 0 | 6.873e-05
7016 | 293 | 10 | 0.00011415 | 0.00010969 | 0.00013747 | 0.00016718 | 0.00011757 | 0.00013254 | 0.00013378 | 2.12e-05 | 4.234e-05 | 6.88e-05 | 9.121e-05 | 6.83e-05 | 0.0001027 | 0.00013675 | 3.0257e-05 | 4.3469e-05 | 5.2603e-06 | 6.873e-05
7017 | 293 | 10 | 0.00011416 | 0.00010969 | 0.0001289 | 0.00016106 | 0.00012021 | 0.0001339 | 0.00013823 | 2.968e-05 | 6.221e-05 | 8.329e-05 | 0.00010493 | 9.956e-05 | 0.00013791 | 0.00017621 | 3.7049e-05 | 4.4573e-05 | 4.159e-05 | 6.873e-05
7018 | 293 | 10 | 0.00011415 | 0.00011268 | 0.00014593 | 0.00016141 | 0.00012032 | 0.00013579 | 0.00014001 | 2.13e-06 | 9.083e-05 | 0.0001066 | 0.00012477 | 0.00012894 | 0.0001554 | 0.00018233 | 4.544e-05 | 3.8556e-05 | 4.1454e-05 | 6.873e-05
7019 | 293 | 10 | 0.00011416 | 0.00010662 | 0.00014103 | 0.00016602 | 0.0001195 | 0.00013863 | 0.00013981 | 2.12e-06 | 0.00011985 | 0.00013005 | 0.00014283 | 0.00013605 | 0.00015676 | 0.00017813 | 4.0882e-05 | 2.7909e-05 | 5.1245e-05 | 6.873e-05
7020 | 293 | 10 | 0.00011415 | 0.00010518 | 0.00012919 | 0.00016568 | 0.00012088 | 0.00013683 | 0.00013708 | 6.36e-06 | 0.0001318 | 0.00014523 | 0.00015652 | 0.0001397 | 0.00015733 | 0.00017569 | 2.7838e-05 | 2.2311e-05 | 7.0657e-05 | 6.873e-05
7021 | 293 | 10 | 0.00011416 | 0.00011033 | 0.00012564 | 0.00016124 | 0.00011947 | 0.00013627 | 0.00013493 | 0 | 0.00013781 | 0.00015281 | 0.00016628 | 0.00012994 | 0.00014822 | 0.00016711 | 2.7034e-05 | 2.5569e-05 | 0.00023333 | 6.873e-05
7022 | 293 | 10 | 0.00011415 | 0.00011246 | 0.00012992 | 0.00016048 | 0.0001167 | 0.00013442 | 0.00013377 | 0 | 0.00013169 | 0.00015266 | 0.0001705 | 0.00011289 | 0.00013688 | 0.0001612 | 4.2651e-05 | 2.2529e-05 | 0.00017065 | 6.873e-05
7023 | 293 | 10 | 0.00011416 | 0.000107 | 0.00014135 | 0.00016155 | 0.00012328 | 0.00013518 | 0.00013329 | 0 | 0.00011725 | 0.00014666 | 0.00017012 | 0.00012763 | 0.00013993 | 0.00015292 | 6.5154e-05 | 1.9422e-05 | 0.00010784 | 6.873e-05
7024 | 293 | 10 | 0.00011415 | 0.00011144 | 0.00014694 | 0.00016464 | 0.00011808 | 0.0001339 | 0.00013315 | 2.12e-05 | 0.00012577 | 0.00014255 | 0.00016632 | 0.00013495 | 0.00012207 | 0.00011035 | 6.8223e-05 | 2.0941e-05 | 3.5549e-06 | 6.873e-05
7025 | 293 | 10 | 0.00011416 | 0.00010863 | 0.00014616 | 0.00015681 | 0.00011947 | 0.00013464 | 0.00013493 | 6.994e-05 | 0.00013265 | 0.00013428 | 0.00015276 | 0.00013938 | 0.00012224 | 0.00010639 | 5.9842e-05 | 2.5308e-05 | 8.7897e-06 | 6.873e-05
7026 | 293 | 10 | 0.00011415 | 0.00011151 | 0.00013106 | 0.00016248 | 0.00011535 | 0.00013722 | 0.00013366 | 0.00010809 | 0.0001376 | 0.00012785 | 0.00013918 | 0.00014165 | 0.00012933 | 0.00011824 | 5.4766e-05 | 2.0902e-05 | 0 | 6.873e-05
7027 | 293 | 10 | 0.00011416 | 0.00010483 | 0.0001432 | 0.00010707 | 8.457e-05 | 0.00013758 | 0.00013723 | 0.00012292 | 0.00014069 | 0.00012688 | 0.00013021 | 0.0001404 | 0.00012261 | 0.00010613 | 5.4197e-05 | 1.2123e-05 | 0 | 6.873e-05
7028 | 293 | 10 | 0.00011415 | 0.00011196 | 0.00014002 | 0.00010741 | 8.056e-05 | 0.00012932 | 0.00013392 | 0.00015259 | 0.00014043 | 0.00012538 | 0.00012084 | 0.00014298 | 0.00012134 | 0.0001011 | 3.6951e-05 | 9.0665e-06 | 0 | 6.873e-05
7029 | 293 | 10 | 0.00011416 | 0.00011166 | 0.00014641 | 5.989e-05 | 3.84e-05 | 0.00012244 | 0.00012713 | 0.00012505 | 0.00014245 | 0.00012356 | 0.00011294 | 8.502e-05 | 8.667e-05 | 8.868e-05 | 1.9868e-05 | 5.6953e-06 | 0 | 6.873e-05
7030 | 293 | 10 | 0.00011415 | 0.00011217 | 0.00014708 | 5.55e-05 | 4.24e-05 | 0.00012121 | 0.00011889 | 0.00015683 | 9.761e-05 | 0.00010977 | 0.00010541 | 8.676e-05 | 8.7e-05 | 8.764e-05 | 7.6471e-06 | 1.366e-05 | 0 | 6.873e-05
7031 | 293 | 10 | 0.00011416 | 0.00010612 | 0.00014008 | 5.533e-05 | 4.441e-05 | 0.00011817 | 0.00011089 | 0.00013988 | 9.038e-05 | 9.789e-05 | 9.95e-05 | 8.452e-05 | 7.539e-05 | 6.679e-05 | 2.1439e-06 | 1.4658e-05 | 0 | 6.873e-05
7032 | 293 | 10 | 0.00011415 | 0.0001132 | 0.00014098 | 5.271e-05 | 4.186e-05 | 0.00010994 | 0.00010307 | 0.00015259 | 8.605e-05 | 8.7e-05 | 9.025e-05 | 7.931e-05 | 6.891e-05 | 5.898e-05 | 1.434e-06 | 2.0192e-05 | 0 | 6.873e-05
7033 | 294 | 10 | 0.00011416 | 0.0001206 | 0.00011513 | 5.772e-05 | 1.377e-05 | 0.00010426 | 9.733e-05 | 0.00016107 | 8.058e-05 | 7.802e-05 | 8.095e-05 | 6.799e-05 | 6.054e-05 | 5.339e-05 | 9.5224e-06 | 3.0104e-05 | 0 | 6.899e-05
7034 | 294 | 10 | 0.00011415 | 0.00011111 | 0.00012028 | 5.498e-05 | 1.433e-05 | 0.00010048 | 9.423e-05 | 0.00017802 | 7.089e-05 | 6.963e-05 | 7.192e-05 | 3.498e-05 | 4.563e-05 | 5.592e-05 | 1.591e-05 | 4.4957e-05 | 0 | 6.899e-05
7035 | 294 | 10 | 0.00011416 | 0.00011742 | 0.00011911 | 6.047e-05 | 1.348e-05 | 9.887e-05 | 9.326e-05 | 0.00015895 | 4.314e-05 | 5.9e-05 | 6.534e-05 | 2.179e-05 | 4.179e-05 | 6.112e-05 | 2.7184e-05 | 7.1451e-05 | 0 | 6.899e-05
7036 | 294 | 10 | 0.00011415 | 0.00012005 | 0.00011514 | 5.276e-05 | 1.435e-05 | 0.00010032 | 9.349e-05 | 0.00015259 | 2.723e-05 | 5.025e-05 | 6.172e-05 | 2.14e-05 | 5.126e-05 | 8.031e-05 | 4.4513e-05 | 8.9001e-05 | 0 | 6.899e-05
7037 | 294 | 10 | 0.00011416 | 0.00011047 | 0.00011664 | 5.811e-05 | 1.501e-05 | 0.00010569 | 9.567e-05 | 0.00014412 | 2.307e-05 | 4.858e-05 | 6.427e-05 | 2.337e-05 | 5.906e-05 | 9.386e-05 | 5.8332e-05 | 0.00011002 | 0 | 6.899e-05
7038 | 294 | 10 | 0.00011415 | 0.00011906 | 0.00013316 | 0.0001139 | 2.587e-05 | 0.00012022 | 0.00010445 | 0.00013352 | 2.323e-05 | 5.227e-05 | 7.09e-05 | 2.95e-05 | 6.843e-05 | 0.0001065 | 7.2611e-05 | 0.00013363 | 0 | 6.899e-05
7039 | 294 | 10 | 0.00011416 | 0.00012004 | 0.00012813 | 0.0001071 | 2.802e-05 | 0.00013429 | 0.00012073 | 0.0001208 | 2.802e-05 | 5.918e-05 | 8.053e-05 | 4.611e-05 | 7.949e-05 | 0.00011228 | 8.7199e-05 | 0.00016619 | 0 | 6.899e-05
7040 | 294 | 10 | 0.00011415 | 0.00011911 | 0.0001143 | 0.0001571 | 3.914e-05 | 0.00013456 | 0.00013336 | 9.961e-05 | 4.198e-05 | 6.823e-05 | 9.063e-05 | 6.855e-05 | 0.00010308 | 0.00013726 | 0.00010237 | 0.0001793 | 1.6935e-05 | 6.899e-05
7041 | 294 | 10 | 0.00011416 | 0.00011692 | 0.00011464 | 0.00015735 | 4.117e-05 | 0.00013516 | 0.00013791 | 8.266e-05 | 6.233e-05 | 8.302e-05 | 0.00010454 | 9.968e-05 | 0.00013807 | 0.00017641 | 0.00011777 | 0.00018375 | 6.8129e-05 | 6.899e-05
7042 | 294 | 10 | 0.00011415 | 0.00011378 | 0.0001176 | 0.00016704 | 4.123e-05 | 0.00013631 | 0.00013913 | 5.723e-05 | 9.093e-05 | 0.00010658 | 0.00012448 | 0.00012765 | 0.00015385 | 0.00018051 | 0.0001311 | 0.00018521 | 4.1013e-05 | 6.899e-05
7043 | 294 | 10 | 0.00011416 | 0.00011129 | 0.00012384 | 0.00015821 | 4.098e-05 | 0.00013802 | 0.00013936 | 2.756e-05 | 0.00011887 | 0.00012953 | 0.00014223 | 0.00013733 | 0.00015825 | 0.00017982 | 0.00013573 | 0.00018709 | 6.7306e-05 | 6.899e-05
7044 | 294 | 10 | 0.00011415 | 0.00012019 | 0.00011413 | 0.00015779 | 4.037e-05 | 0.00013486 | 0.00013821 | 1.06e-05 | 0.00013262 | 0.00014529 | 0.00015643 | 0.00013889 | 0.00015642 | 0.00017467 | 0.00013322 | 0.00018694 | 0.00015191 | 6.899e-05
7045 | 294 | 10 | 0.00011416 | 0.00012206 | 0.00012022 | 0.00015669 | 4.034e-05 | 0.00013403 | 0.00013763 | 0 | 0.00013731 | 0.0001527 | 0.00016605 | 0.00012946 | 0.00014766 | 0.00016648 | 0.00015357 | 0.00018884 | 0.00022123 | 6.899e-05
7046 | 294 | 10 | 0.00011415 | 0.00011233 | 0.000132 | 0.00016473 | 4.123e-05 | 0.00013238 | 0.00013704 | 0 | 0.00013123 | 0.00015232 | 0.00017019 | 0.00011184 | 0.00013561 | 0.00015969 | 0.00016172 | 0.00018952 | 0.00012719 | 6.899e-05
7047 | 294 | 10 | 0.00011416 | 0.00011385 | 0.00011613 | 0.00016378 | 4.083e-05 | 0.00013094 | 0.00013684 | 0 | 0.00011635 | 0.00014592 | 0.00016954 | 0.00012636 | 0.00013854 | 0.0001514 | 0.00017318 | 0.00018834 | 6.8265e-05 | 6.899e-05
7048 | 294 | 10 | 0.00011415 | 0.00011267 | 0.00012233 | 0.00016181 | 4.078e-05 | 0.00013009 | 0.00013609 | 0 | 0.00012459 | 0.00014148 | 0.0001655 | 0.00013382 | 0.00012105 | 0.00010942 | 0.0001697 | 0.00018406 | 1.4627e-05 | 6.899e-05
7049 | 294 | 10 | 0.00011416 | 0.00012126 | 0.00011543 | 0.00016609 | 4.016e-05 | 0.00013285 | 0.00013744 | 0 | 0.00013152 | 0.00013315 | 0.00015177 | 0.00013914 | 0.00012203 | 0.00010621 | 0.00017347 | 0.00016544 | 8.0686e-06 | 6.899e-05
7050 | 294 | 10 | 0.00011415 | 0.00012187 | 0.00012865 | 0.00016413 | 3.973e-05 | 0.00013605 | 0.00013698 | 0 | 0.00013716 | 0.00012704 | 0.00013832 | 0.00013997 | 0.0001278 | 0.00011683 | 0.00018109 | 0.00013961 | 0 | 6.899e-05
7051 | 294 | 10 | 0.00011416 | 0.00012154 | 0.00013088 | 0.00010649 | 2.779e-05 | 0.00013735 | 0.00013967 | 4.24e-06 | 0.00013926 | 0.00012591 | 0.00012921 | 0.00014267 | 0.00012459 | 0.00010784 | 0.00018745 | 0.00012116 | 0 | 6.899e-05
7052 | 294 | 10 | 0.00011415 | 0.00011473 | 0.00011788 | 0.00010634 | 2.571e-05 | 0.00013197 | 0.00013565 | 4.663e-05 | 0.00014191 | 0.00012541 | 0.00012044 | 0.00014433 | 0.00012249 | 0.00010205 | 0.00019261 | 0.00010765 | 0 | 6.899e-05
7053 | 294 | 10 | 0.00011416 | 0.00011846 | 0.00013084 | 5.849e-05 | 1.437e-05 | 0.00012285 | 0.00012792 | 5.723e-05 | 0.00014376 | 0.00012427 | 0.00011296 | 8.504e-05 | 8.67e-05 | 8.87e-05 | 0.00019237 | 9.1568e-05 | 0 | 6.899e-05
7054 | 294 | 10 | 0.00011415 | 0.00011493 | 0.0001275 | 6.109e-05 | 1.309e-05 | 0.00012191 | 0.00011924 | 5.934e-05 | 9.792e-05 | 0.0001104 | 0.00010558 | 8.761e-05 | 8.786e-05 | 8.851e-05 | 0.00018809 | 7.4852e-05 | 0 | 6.899e-05
7055 | 294 | 10 | 0.00011416 | 0.00011655 | 0.00012675 | 5.681e-05 | 1.397e-05 | 0.00011949 | 0.00011105 | 5.299e-05 | 9.116e-05 | 9.853e-05 | 9.993e-05 | 8.517e-05 | 7.597e-05 | 6.73e-05 | 0.00018043 | 6.8074e-05 | 0 | 6.899e-05
7056 | 294 | 10 | 0.00011415 | 0.00012205 | 0.00012763 | 5.747e-05 | 1.462e-05 | 0.00011058 | 0.00010292 | 5.723e-05 | 8.671e-05 | 8.763e-05 | 9.081e-05 | 7.972e-05 | 6.926e-05 | 5.929e-05 | 0.00015903 | 7.5753e-05 | 0 | 6.899e-05
7057 | 295 | 10 | 0.00011416 | 0.00012099 | 0.00011489 | 5.213e-05 | 7.098e-05 | 0.00010454 | 9.706e-05 | 6.994e-05 | 8.104e-05 | 7.855e-05 | 8.147e-05 | 5.467e-05 | 5.408e-05 | 5.366e-05 | 0.00015413 | 8.4489e-05 | 0 | 6.925e-05
7058 | 295 | 10 | 0.00011415 | 0.00011829 | 0.00012969 | 5.994e-05 | 6.629e-05 | 9.987e-05 | 9.44e-05 | 6.358e-05 | 6.061e-05 | 6.762e-05 | 7.237e-05 | 1.87e-05 | 3.764e-05 | 5.601e-05 | 0.0001449 | 0.00010193 | 0 | 6.925e-05
7059 | 295 | 10 | 0.00011416 | 0.00011226 | 0.00013518 | 6.05e-05 | 6.455e-05 | 9.962e-05 | 9.349e-05 | 6.782e-05 | 2.848e-05 | 5.414e-05 | 6.571e-05 | 1.338e-05 | 3.809e-05 | 6.208e-05 | 0.00014031 | 0.00012961 | 0 | 6.925e-05
7060 | 295 | 10 | 0.00011415 | 0.00011595 | 0.00011912 | 6.342e-05 | 6.565e-05 | 0.00010182 | 9.345e-05 | 6.782e-05 | 1.757e-05 | 4.511e-05 | 6.217e-05 | 1.328e-05 | 4.728e-05 | 8.041e-05 | 0.00013779 | 0.00015473 | 0 | 6.925e-05
7061 | 295 | 10 | 0.00011416 | 0.00011486 | 0.00013354 | 5.311e-05 | 7.399e-05 | 0.00010663 | 9.574e-05 | 6.995e-05 | 1.44e-05 | 4.39e-05 | 6.465e-05 | 1.872e-05 | 5.652e-05 | 9.346e-05 | 0.00014515 | 0.0001723 | 0 | 6.925e-05
7062 | 295 | 10 | 0.00011415 | 0.00011933 | 0.0001148 | 0.00010804 | 0.00013925 | 0.0001203 | 0.00010437 | 6.994e-05 | 1.764e-05 | 4.851e-05 | 7.11e-05 | 4.634e-05 | 7.698e-05 | 0.00010719 | 0.00015534 | 0.00017701 | 0 | 6.925e-05
7063 | 295 | 10 | 0.00011416 | 0.00011072 | 0.00013097 | 0.00011063 | 0.00012653 | 0.0001332 | 0.00012008 | 7.418e-05 | 3.989e-05 | 6.006e-05 | 8.081e-05 | 0.00012227 | 0.00011635 | 0.00011145 | 0.00016568 | 0.00018059 | 0 | 6.925e-05
7064 | 295 | 10 | 0.00011415 | 0.00011739 | 0.00011803 | 0.00016576 | 0.00019335 | 0.00013488 | 0.00013319 | 5.723e-05 | 0.00010352 | 8.333e-05 | 9.067e-05 | 0.00022069 | 0.00017756 | 0.00013717 | 0.00016715 | 0.00018066 | 1.9514e-05 | 6.925e-05
7065 | 295 | 10 | 0.00011416 | 0.00011059 | 0.00011484 | 0.00016484 | 0.0001923 | 0.0001357 | 0.00013797 | 4.663e-05 | 0.00019317 | 0.00012326 | 0.00010449 | 0.00020964 | 0.00019131 | 0.0001752 | 0.00016796 | 0.0001788 | 8.5963e-05 | 6.925e-05
7066 | 295 | 10 | 0.00011415 | 0.00011288 | 0.00011771 | 0.00016513 | 0.00019975 | 0.00013574 | 0.00013848 | 4.027e-05 | 0.00020366 | 0.0001579 | 0.00012414 | 0.00016574 | 0.00017234 | 0.00018026 | 0.0001619 | 0.00018099 | 1.5874e-05 | 6.925e-05
7067 | 295 | 10 | 0.00011416 | 0.00011529 | 0.000126 | 0.00016038 | 0.00019814 | 0.00013695 | 0.00013802 | 3.815e-05 | 0.00017421 | 0.00017109 | 0.00014185 | 0.00016881 | 0.00017417 | 0.0001809 | 0.00015136 | 0.00018299 | 5.0227e-05 | 6.925e-05
7068 | 295 | 10 | 0.00011415 | 0.00011173 | 0.00012363 | 0.00016085 | 0.00020009 | 0.00013366 | 0.00013559 | 2.332e-05 | 0.00017143 | 0.00017438 | 0.0001563 | 0.00017137 | 0.00017259 | 0.00017528 | 0.00012644 | 0.00018522 | 0.00010252 | 6.925e-05
7069 | 295 | 10 | 0.00011416 | 0.00011966 | 0.00013359 | 0.00016593 | 0.00019567 | 0.00013216 | 0.00013316 | 2.755e-05 | 0.00017147 | 0.00017415 | 0.00016613 | 0.0001633 | 0.00016536 | 0.00016879 | 0.00014639 | 0.00018548 | 4.9175e-05 | 6.925e-05
7070 | 295 | 10 | 0.00011415 | 0.00011231 | 0.00012228 | 0.00016632 | 0.00019927 | 0.00012869 | 0.0001324 | 8.48e-06 | 0.00016484 | 0.00017088 | 0.00017082 | 0.00017941 | 0.00016961 | 0.00016155 | 0.00015039 | 0.00018344 | 6.292e-05 | 6.925e-05
7071 | 295 | 10 | 0.00011416 | 0.00011744 | 0.00011404 | 0.00015975 | 0.00019044 | 0.00012719 | 0.00013154 | 1.696e-05 | 0.00017638 | 0.00016944 | 0.0001706 | 0.00018215 | 0.00016571 | 0.00015115 | 0.00015047 | 0.00018461 | 2.6157e-05 | 6.925e-05
7072 | 295 | 10 | 0.00011415 | 0.00011276 | 0.00012453 | 0.00015955 | 0.00019036 | 0.00012664 | 0.00013159 | 2.332e-05 | 0.00018058 | 0.0001678 | 0.00016644 | 0.00019829 | 0.00015294 | 0.00011011 | 0.00015337 | 0.00018458 | 2.967e-05 | 6.925e-05
7073 | 295 | 10 | 0.00011416 | 0.00011493 | 0.00013464 | 0.00015733 | 0.00020186 | 0.00012773 | 0.0001341 | 3.603e-05 | 0.00019423 | 0.00016212 | 0.00015271 | 0.00021252 | 0.00015797 | 0.00010626 | 0.00015917 | 0.00018376 | 1.1369e-06 | 6.925e-05
7074 | 295 | 10 | 0.00011415 | 0.00011463 | 0.00012517 | 0.00016263 | 0.00019857 | 0.00013109 | 0.0001341 | 5.087e-05 | 0.0002082 | 0.00015908 | 0.00013907 | 0.00020614 | 0.00016073 | 0.00011792 | 0.00016026 | 0.00018195 | 0 | 6.925e-05
7075 | 295 | 10 | 0.00011416 | 0.00011319 | 0.00011834 | 0.0001113 | 0.00013195 | 0.00013323 | 0.00013642 | 7.206e-05 | 0.00020622 | 0.00015905 | 0.00012994 | 0.00016346 | 0.00013396 | 0.00010632 | 0.00015488 | 0.00017865 | 0 | 6.925e-05
7076 | 295 | 10 | 0.00011415 | 0.00011102 | 0.00012062 | 0.00011297 | 0.00013394 | 0.00012766 | 0.00013148 | 7.842e-05 | 0.00017301 | 0.00015018 | 0.00012061 | 0.00012808 | 0.00011399 | 0.00010112 | 0.00013929 | 0.00017472 | 0 | 6.925e-05
7077 | 295 | 10 | 0.00011416 | 0.00011338 | 0.00011659 | 5.942e-05 | 7.091e-05 | 0.00012059 | 0.00012372 | 8.478e-05 | 0.00013898 | 0.00013466 | 0.0001128 | 8.429e-05 | 8.58e-05 | 8.779e-05 | 0.00012095 | 0.00016798 | 0 | 6.925e-05
7078 | 295 | 10 | 0.00011415 | 0.00011089 | 0.00011394 | 5.393e-05 | 7.401e-05 | 0.00012014 | 0.00011571 | 8.054e-05 | 9.725e-05 | 0.00011308 | 0.00010512 | 8.689e-05 | 8.701e-05 | 8.765e-05 | 0.00011475 | 0.00015957 | 0 | 6.925e-05
7079 | 295 | 10 | 0.00011416 | 0.00011768 | 0.00012755 | 5.464e-05 | 7.134e-05 | 0.00011827 | 0.00010938 | 7.418e-05 | 9.009e-05 | 9.841e-05 | 9.928e-05 | 7.734e-05 | 7.162e-05 | 6.641e-05 | 0.00010091 | 0.00013768 | 0 | 6.925e-05
7080 | 295 | 10 | 0.00011415 | 0.00011656 | 0.00011843 | 6.192e-05 | 7.405e-05 | 0.0001106 | 0.00010219 | 6.994e-05 | 8.013e-05 | 8.554e-05 | 9e-05 | 6.334e-05 | 6.123e-05 | 5.94e-05 | 8.7679e-05 | 0.00011306 | 0 | 6.925e-05
7081 | 296 | 10 | 0.00011416 | 0.00011219 | 9.9e-05 | 6.223e-05 | 6.875e-05 | 0.00010329 | 9.597e-05 | 7.206e-05 | 6.704e-05 | 7.383e-05 | 8.083e-05 | 5.431e-05 | 5.373e-05 | 5.331e-05 | 7.1094e-05 | 0.00010142 | 0 | 6.995e-05
7082 | 296 | 10 | 0.00011415 | 0.00010669 | 0.00010756 | 5.245e-05 | 7.073e-05 | 9.877e-05 | 9.226e-05 | 9.114e-05 | 5.747e-05 | 6.383e-05 | 7.181e-05 | 1.875e-05 | 3.774e-05 | 5.616e-05 | 6.5396e-05 | 7.9428e-05 | 0 | 6.995e-05
7083 | 296 | 10 | 0.00011416 | 0.00010685 | 9.27e-05 | 5.918e-05 | 6.802e-05 | 9.715e-05 | 9.079e-05 | 7.842e-05 | 2.749e-05 | 5.215e-05 | 6.534e-05 | 1.327e-05 | 3.778e-05 | 6.157e-05 | 7.114e-05 | 6.2371e-05 | 0 | 6.995e-05
7084 | 296 | 10 | 0.00011415 | 0.00011451 | 0.00010807 | 5.218e-05 | 7.03e-05 | 9.626e-05 | 9.035e-05 | 9.113e-05 | 1.715e-05 | 4.418e-05 | 6.185e-05 | 1.322e-05 | 4.705e-05 | 8.003e-05 | 7.2378e-05 | 5.5073e-05 | 0 | 6.995e-05
7085 | 296 | 10 | 0.00011416 | 0.00010782 | 0.00010775 | 5.735e-05 | 6.32e-05 | 9.744e-05 | 9.1e-05 | 0.00010173 | 1.433e-05 | 4.343e-05 | 6.436e-05 | 1.879e-05 | 5.672e-05 | 9.378e-05 | 6.5122e-05 | 4.6764e-05 | 0 | 6.995e-05
7086 | 296 | 10 | 0.00011415 | 0.00011505 | 9.245e-05 | 0.00010434 | 0.00012942 | 0.00010192 | 9.372e-05 | 8.689e-05 | 1.768e-05 | 4.837e-05 | 7.095e-05 | 4.628e-05 | 7.688e-05 | 0.00010705 | 5.8078e-05 | 3.7871e-05 | 0 | 6.995e-05
7087 | 296 | 10 | 0.00011416 | 0.00010985 | 0.00010342 | 0.00011481 | 0.00013409 | 0.00010649 | 0.00010058 | 7.842e-05 | 3.984e-05 | 6.002e-05 | 8.069e-05 | 0.00012215 | 0.00011623 | 0.00011134 | 4.5373e-05 | 2.8192e-05 | 0 | 6.995e-05
7088 | 296 | 10 | 0.00011415 | 0.00011771 | 9.491e-05 | 0.00015659 | 0.00018766 | 0.00011242 | 0.00010844 | 6.782e-05 | 0.00010342 | 8.326e-05 | 9.055e-05 | 0.00022104 | 0.00017784 | 0.00013738 | 3.4021e-05 | 2.2307e-05 | 4.982e-05 | 6.995e-05
7089 | 296 | 10 | 0.00011416 | 0.000108 | 9.992e-05 | 0.00016325 | 0.00019766 | 0.00011813 | 0.00011589 | 4.875e-05 | 0.00019342 | 0.00012331 | 0.00010447 | 0.00021295 | 0.00019433 | 0.00017797 | 3.5657e-05 | 2.4496e-05 | 9.432e-05 | 6.995e-05
7090 | 296 | 10 | 0.00011415 | 0.00011709 | 9.781e-05 | 0.00016271 | 0.00019336 | 0.00012113 | 0.00011974 | 3.603e-05 | 0.00020629 | 0.00015905 | 0.00012475 | 0.00016747 | 0.00017413 | 0.00018214 | 5.0948e-05 | 3.7065e-05 | 7.8259e-05 | 6.995e-05
7091 | 296 | 10 | 0.00011416 | 0.00011303 | 9.79e-05 | 0.00016134 | 0.00019724 | 0.00012332 | 0.00012015 | 5.935e-05 | 0.00017607 | 0.00017278 | 0.00014285 | 0.00016684 | 0.00017213 | 0.00017878 | 5.9031e-05 | 4.9113e-05 | 0.00012683 | 6.995e-05
7092 | 296 | 10 | 0.00011415 | 0.00011773 | 9.343e-05 | 0.00016153 | 0.00019889 | 0.00012256 | 0.00011836 | 6.147e-05 | 0.00017033 | 0.00017484 | 0.00015678 | 0.00016897 | 0.00017017 | 0.00017282 | 2.3785e-05 | 6.3284e-05 | 0.00016667 | 6.995e-05
7093 | 296 | 10 | 0.00011416 | 0.00011641 | 0.0001089 | 0.00016433 | 0.00019973 | 0.00012079 | 0.00011462 | 4.451e-05 | 0.00016946 | 0.00017319 | 0.00016596 | 0.00016209 | 0.00016413 | 0.00016753 | 3.3886e-05 | 7.03e-05 | 0.00019364 | 6.995e-05
7094 | 296 | 10 | 0.00011415 | 0.00010967 | 9.142e-05 | 0.00016556 | 0.00019742 | 0.00011574 | 0.00011196 | 3.603e-05 | 0.00016347 | 0.00016949 | 0.00017027 | 0.00017794 | 0.00016821 | 0.00016022 | 3.9833e-05 | 7.4305e-05 | 0.00018088 | 6.995e-05
7095 | 296 | 10 | 0.00011416 | 0.00011002 | 0.00010932 | 0.00016509 | 0.00019631 | 0.00011483 | 0.00011089 | 0.00010597 | 0.00017489 | 0.00016799 | 0.00016964 | 0.00018385 | 0.00016726 | 0.00015256 | 4.1064e-05 | 8.1236e-05 | 0.00017212 | 6.995e-05
7096 | 296 | 10 | 0.00011415 | 0.00010971 | 8.947e-05 | 0.00016045 | 0.0001992 | 0.00011367 | 0.00011213 | 0.00011868 | 0.00018158 | 0.00016743 | 0.00016579 | 0.00019855 | 0.00015314 | 0.00011026 | 3.4467e-05 | 9.0819e-05 | 5.8542e-05 | 6.995e-05
7097 | 296 | 10 | 0.00011416 | 0.00011059 | 9.19e-05 | 0.00015848 | 0.00019297 | 0.00011455 | 0.00011648 | 0.0001314 | 0.00019458 | 0.00016224 | 0.00015225 | 0.00021243 | 0.00015791 | 0.00010621 | 3.0276e-05 | 0.00010752 | 0 | 6.995e-05
7098 | 296 | 10 | 0.00011415 | 0.00011065 | 0.00010279 | 0.00016725 | 0.00019418 | 0.00012007 | 0.00011962 | 0.00013987 | 0.00020823 | 0.00015924 | 0.0001388 | 0.00020474 | 0.00015963 | 0.00011712 | 3.1068e-05 | 0.00011823 | 0 | 6.995e-05
7099 | 296 | 10 | 0.00011416 | 0.00011128 | 0.00010355 | 0.00010541 | 0.00012741 | 0.00012364 | 0.00012346 | 0.00013776 | 0.00020516 | 0.00015874 | 0.00012968 | 0.00016412 | 0.0001345 | 0.00010675 | 3.5003e-05 | 0.00012534 | 0 | 6.995e-05
7100 | 296 | 10 | 0.00011415 | 0.00010799 | 0.00010904 | 0.00010484 | 0.00013311 | 0.00011787 | 0.00011985 | 0.00013352 | 0.00017332 | 0.00015005 | 0.00012058 | 0.00012929 | 0.00011506 | 0.00010207 | 3.9527e-05 | 0.00013057 | 0 | 6.995e-05
7101 | 296 | 10 | 0.00011416 | 0.00011218 | 9.296e-05 | 6.215e-05 | 6.825e-05 | 0.00011232 | 0.00011412 | 0.00011656 | 0.00013995 | 0.00013504 | 0.00011299 | 8.488e-05 | 8.64e-05 | 8.84e-05 | 4.628e-05 | 0.00013033 | 0 | 6.995e-05
7102 | 296 | 10 | 0.00011415 | 0.0001127 | 9.787e-05 | 5.214e-05 | 6.989e-05 | 0.00011221 | 0.00010903 | 0.00010809 | 9.79e-05 | 0.00011367 | 0.00010545 | 8.718e-05 | 8.73e-05 | 8.794e-05 | 5.2126e-05 | 0.00013117 | 0 | 6.995e-05
7103 | 296 | 10 | 0.00011416 | 0.00011492 | 9.474e-05 | 6.295e-05 | 6.726e-05 | 0.00011135 | 0.00010321 | 0.00012292 | 9.048e-05 | 9.893e-05 | 9.965e-05 | 7.867e-05 | 7.286e-05 | 6.756e-05 | 6.0198e-05 | 0.00013736 | 0 | 6.995e-05
7104 | 296 | 10 | 0.00011415 | 0.00011638 | 0.00010855 | 5.22e-05 | 6.354e-05 | 0.00010558 | 9.7e-05 | 0.00011233 | 8.127e-05 | 8.629e-05 | 9.058e-05 | 6.305e-05 | 6.095e-05 | 5.913e-05 | 7.6862e-05 | 0.00014975 | 0 | 6.995e-05
7105 | 297 | 10 | 0.00011416 | 0.00011156 | 0.00012337 | 6.149e-05 | 6.639e-05 | 9.994e-05 | 9.185e-05 | 0.00011232 | 6.704e-05 | 7.428e-05 | 8.128e-05 | 5.489e-05 | 5.43e-05 | 5.387e-05 | 8.3186e-05 | 0.00015087 | 0 | 7.064e-05
7106 | 297 | 10 | 0.00011415 | 0.00011361 | 0.00012193 | 5.338e-05 | 7.144e-05 | 9.585e-05 | 8.886e-05 | 0.0001102 | 5.795e-05 | 6.423e-05 | 7.228e-05 | 1.867e-05 | 3.756e-05 | 5.59e-05 | 8.7503e-05 | 0.0001527 | 0 | 7.064e-05
7107 | 297 | 10 | 0.00011416 | 0.00010851 | 0.00011666 | 5.814e-05 | 6.375e-05 | 9.378e-05 | 8.762e-05 | 0.00010385 | 2.752e-05 | 5.233e-05 | 6.564e-05 | 1.336e-05 | 3.803e-05 | 6.199e-05 | 8.4115e-05 | 0.00015063 | 0 | 7.064e-05
7108 | 297 | 10 | 0.00011415 | 0.00010988 | 0.00012806 | 6.115e-05 | 6.455e-05 | 9.384e-05 | 8.736e-05 | 9.537e-05 | 1.723e-05 | 4.434e-05 | 6.213e-05 | 1.335e-05 | 4.752e-05 | 8.083e-05 | 8.092e-05 | 0.00014468 | 0 | 7.064e-05
7109 | 297 | 10 | 0.00011416 | 0.00010649 | 0.00013792 | 6.263e-05 | 7.462e-05 | 9.451e-05 | 8.74e-05 | 9.961e-05 | 1.445e-05 | 4.37e-05 | 6.471e-05 | 1.873e-05 | 5.652e-05 | 9.346e-05 | 8.3253e-05 | 0.00014435 | 0 | 7.064e-05
7110 | 297 | 10 | 0.00011415 | 0.00011389 | 0.00012948 | 0.00010963 | 0.00012807 | 9.693e-05 | 8.881e-05 | 8.689e-05 | 1.765e-05 | 4.85e-05 | 7.118e-05 | 4.593e-05 | 7.63e-05 | 0.00010625 | 8.9343e-05 | 0.00015213 | 0 | 7.064e-05
7111 | 297 | 10 | 0.00011416 | 0.00011404 | 0.00013495 | 0.00010818 | 0.00013194 | 9.988e-05 | 9.289e-05 | 8.265e-05 | 3.957e-05 | 5.986e-05 | 8.067e-05 | 0.00012449 | 0.00011846 | 0.00011348 | 9.712e-05 | 0.00015562 | 0 | 7.064e-05
7112 | 297 | 10 | 0.00011415 | 0.00010886 | 0.000118 | 0.00016639 | 0.00019042 | 0.00010467 | 9.805e-05 | 8.053e-05 | 0.0001052 | 8.388e-05 | 9.097e-05 | 0.00021857 | 0.00017585 | 0.00013585 | 9.82e-05 | 0.00015597 | 2.62e-05 | 7.064e-05
7113 | 297 | 10 | 0.00011416 | 0.00011007 | 0.00012349 | 0.00016719 | 0.00019548 | 0.00011098 | 0.00010317 | 7.842e-05 | 0.00019183 | 0.00012322 | 0.00010449 | 0.00021009 | 0.00019172 | 0.00017558 | 0.00010126 | 0.0001633 | 4.0784e-05 | 7.064e-05
7114 | 297 | 10 | 0.00011415 | 0.00010458 | 0.00013719 | 0.00016143 | 0.00018749 | 0.00011417 | 0.00010694 | 7.63e-05 | 0.0002038 | 0.00015783 | 0.0001242 | 0.00016897 | 0.00017569 | 0.00018377 | 0.00010045 | 0.00017116 | 0.00011151 | 7.064e-05
7115 | 297 | 10 | 0.00011416 | 0.00010904 | 0.00013139 | 0.00016515 | 0.00018662 | 0.00011692 | 0.0001076 | 7.206e-05 | 0.00017673 | 0.00017226 | 0.00014267 | 0.00016788 | 0.0001732 | 0.0001799 | 9.4048e-05 | 0.00017861 | 0.00015603 | 7.064e-05
7116 | 297 | 10 | 0.00011415 | 0.00011414 | 0.0001225 | 0.00016612 | 0.00019586 | 0.00011745 | 0.00010708 | 5.723e-05 | 0.00017117 | 0.00017514 | 0.00015687 | 0.0001693 | 0.0001705 | 0.00017316 | 6.3005e-05 | 0.00018315 | 0.00023132 | 7.064e-05
7117 | 297 | 10 | 0.00011416 | 0.00010639 | 0.00012664 | 0.00016647 | 0.00019079 | 0.00011465 | 0.00010464 | 3.18e-05 | 0.00016989 | 0.00017372 | 0.00016611 | 0.00016234 | 0.00016439 | 0.00016779 | 5.888e-05 | 0.00018413 | 0.00016124 | 7.064e-05
7118 | 297 | 10 | 0.00011415 | 0.00011055 | 0.00012823 | 0.00016039 | 0.00019953 | 0.00011121 | 0.00010281 | 2.12e-05 | 0.00016379 | 0.00016992 | 0.00017055 | 0.0001792 | 0.00016941 | 0.00016135 | 5.9735e-05 | 0.00018372 | 0.00018054 | 7.064e-05
7119 | 297 | 10 | 0.00011416 | 0.00010992 | 0.00013753 | 0.00015813 | 0.0001884 | 0.00010901 | 0.00010209 | 1.696e-05 | 0.00017595 | 0.00016868 | 0.00017022 | 0.00018232 | 0.00016586 | 0.00015129 | 6.0657e-05 | 0.00018298 | 0.00013087 | 7.064e-05
7120 | 297 | 10 | 0.00011415 | 0.00010753 | 0.00012929 | 0.00015856 | 0.00019676 | 0.00010889 | 0.00010339 | 1.272e-05 | 0.00018059 | 0.00016744 | 0.00016599 | 0.0001982 | 0.00015288 | 0.00011006 | 5.7064e-05 | 0.00018196 | 0.00011248 | 7.064e-05
7121 | 297 | 10 | 0.00011416 | 0.000108 | 0.00012892 | 0.00015783 | 0.00019076 | 0.00011255 | 0.00011077 | 8.48e-06 | 0.00019415 | 0.00016196 | 0.00015233 | 0.00021302 | 0.00015835 | 0.00010651 | 5.6857e-05 | 0.00018154 | 0 | 7.064e-05
7122 | 297 | 10 | 0.00011415 | 0.00010485 | 0.0001179 | 0.00016393 | 0.00019491 | 0.00012033 | 0.00011772 | 4.24e-06 | 0.00020859 | 0.00015916 | 0.00013887 | 0.00020539 | 0.00016014 | 0.00011749 | 6.3157e-05 | 0.00018279 | 0 | 7.064e-05
7123 | 297 | 10 | 0.00011416 | 0.00010896 | 0.00012197 | 0.00010523 | 0.00012776 | 0.00012472 | 0.00012215 | 0 | 0.00020571 | 0.00015895 | 0.00012976 | 0.00016328 | 0.00013381 | 0.0001062 | 7.7794e-05 | 0.00018266 | 0 | 7.064e-05
7124 | 297 | 10 | 0.00011415 | 0.00010666 | 0.00011968 | 0.00010862 | 0.00013533 | 0.00012095 | 0.00011995 | 0 | 0.00017278 | 0.00015 | 0.00012049 | 0.00012947 | 0.00011522 | 0.00010221 | 9.214e-05 | 0.00018176 | 0 | 7.064e-05
7125 | 297 | 10 | 0.00011416 | 0.00011494 | 0.00013365 | 5.424e-05 | 7.137e-05 | 0.00011486 | 0.00011416 | 0 | 0.00014001 | 0.00013498 | 0.00011296 | 8.496e-05 | 8.649e-05 | 8.849e-05 | 9.4901e-05 | 0.00017913 | 0 | 7.064e-05
7126 | 297 | 10 | 0.00011415 | 0.00011239 | 0.00012912 | 5.585e-05 | 6.563e-05 | 0.00011328 | 0.00010845 | 0 | 9.796e-05 | 0.00011367 | 0.00010545 | 8.676e-05 | 8.688e-05 | 8.752e-05 | 9.8328e-05 | 0.00016733 | 0 | 7.064e-05
7127 | 297 | 10 | 0.00011416 | 0.00011503 | 0.00011965 | 5.769e-05 | 6.726e-05 | 0.00011164 | 0.00010128 | 2.13e-06 | 9.016e-05 | 9.88e-05 | 9.956e-05 | 7.849e-05 | 7.269e-05 | 6.74e-05 | 0.00010282 | 0.00013009 | 0 | 7.064e-05
7128 | 297 | 10 | 0.00011415 | 0.00011429 | 0.00012444 | 5.285e-05 | 6.482e-05 | 0.00010482 | 9.455e-05 | 1.061e-05 | 8.108e-05 | 8.61e-05 | 9.047e-05 | 6.295e-05 | 6.085e-05 | 5.903e-05 | 0.00011713 | 0.00011881 | 0 | 7.064e-05
7129 | 298 | 10 | 0.00011416 | 0.00011449 | 0.00010962 | 6.234e-05 | 7.061e-05 | 9.94e-05 | 9.069e-05 | 1.484e-05 | 6.691e-05 | 7.411e-05 | 8.116e-05 | 5.4e-05 | 5.343e-05 | 5.301e-05 | 9.8577e-05 | 0.00010984 | 0 | 7.099e-05
7130 | 298 | 10 | 0.00011415 | 0.00012206 | 0.00010174 | 5.615e-05 | 7.315e-05 | 9.651e-05 | 8.932e-05 | 1.484e-05 | 5.722e-05 | 6.382e-05 | 7.198e-05 | 1.864e-05 | 3.751e-05 | 5.583e-05 | 7.9939e-05 | 0.00012127 | 0 | 7.099e-05
7131 | 298 | 10 | 0.00011416 | 0.00011911 | 0.00010398 | 5.815e-05 | 7.068e-05 | 9.603e-05 | 8.891e-05 | 1.908e-05 | 2.736e-05 | 5.198e-05 | 6.535e-05 | 1.315e-05 | 3.744e-05 | 6.103e-05 | 6.686e-05 | 0.00014227 | 0 | 7.099e-05
7132 | 298 | 10 | 0.00011415 | 0.00012209 | 0.00011082 | 5.229e-05 | 6.718e-05 | 9.707e-05 | 8.961e-05 | 1.907e-05 | 1.701e-05 | 4.393e-05 | 6.168e-05 | 1.318e-05 | 4.692e-05 | 7.98e-05 | 5.9385e-05 | 0.00015968 | 0 | 7.099e-05
7133 | 298 | 10 | 0.00011416 | 0.00012269 | 0.00011917 | 5.421e-05 | 7.19e-05 | 0.00010348 | 9.262e-05 | 1.695e-05 | 1.427e-05 | 4.32e-05 | 6.41e-05 | 1.864e-05 | 5.626e-05 | 9.304e-05 | 7.7646e-05 | 0.00016078 | 0 | 7.099e-05
7134 | 298 | 10 | 0.00011415 | 0.0001128 | 9.996e-05 | 0.00010943 | 0.000138 | 0.0001182 | 0.00010242 | 1.484e-05 | 1.755e-05 | 4.806e-05 | 7.055e-05 | 4.667e-05 | 7.753e-05 | 0.00010796 | 9.2941e-05 | 0.00014228 | 0 | 7.099e-05
7135 | 298 | 10 | 0.00011416 | 0.00012286 | 0.00010103 | 0.00011121 | 0.00013174 | 0.00013221 | 0.00012015 | 2.332e-05 | 4.012e-05 | 6.005e-05 | 8.054e-05 | 0.0001229 | 0.00011694 | 0.00011202 | 7.8512e-05 | 0.00012527 | 0 | 7.099e-05
7136 | 298 | 10 | 0.00011415 | 0.00011347 | 0.00010649 | 0.00016356 | 0.00018817 | 0.00013608 | 0.00013479 | 2.332e-05 | 0.00010406 | 8.363e-05 | 9.062e-05 | 0.00021804 | 0.00017543 | 0.00013552 | 6.5497e-05 | 0.00012471 | 9.5779e-05 | 7.099e-05
7137 | 298 | 10 | 0.00011416 | 0.00012321 | 0.00011199 | 0.00016696 | 0.00019855 | 0.00013826 | 0.00013941 | 1.696e-05 | 0.00019121 | 0.00012276 | 0.00010418 | 0.00021216 | 0.00019361 | 0.00017731 | 7.8787e-05 | 0.0001099 | 0.0002706 | 7.099e-05
7138 | 298 | 10 | 0.00011415 | 0.00011728 | 0.00010796 | 0.00015684 | 0.00018758 | 0.00013959 | 0.00014022 | 2.756e-05 | 0.00020527 | 0.00015817 | 0.00012437 | 0.00016648 | 0.00017311 | 0.00018106 | 7.0248e-05 | 9.1038e-05 | 0.00044667 | 7.099e-05
7139 | 298 | 10 | 0.00011416 | 0.00011425 | 0.00010091 | 0.00015827 | 0.00019627 | 0.00014158 | 0.00014121 | 2.755e-05 | 0.00017504 | 0.00017178 | 0.00014228 | 0.00016837 | 0.00017371 | 0.00018043 | 4.4084e-05 | 7.815e-05 | 0.00041506 | 7.099e-05
7140 | 298 | 10 | 0.00011415 | 0.00011847 | 0.00011414 | 0.00016342 | 0.00019306 | 0.00013825 | 0.00013964 | 0 | 0.00017127 | 0.00017476 | 0.0001566 | 0.00016991 | 0.00017112 | 0.00017378 | 1.9534e-05 | 8.385e-05 | 0.0004495 | 7.099e-05
7141 | 298 | 10 | 0.00011416 | 0.00012009 | 0.00011476 | 0.00016669 | 0.00018724 | 0.00013759 | 0.00013783 | 0 | 0.00017035 | 0.00017374 | 0.00016605 | 0.00016227 | 0.00016432 | 0.00016772 | 1.9614e-05 | 7.2292e-05 | 0.0005079 | 7.099e-05
7142 | 298 | 10 | 0.00011415 | 0.00012059 | 0.00011937 | 0.00016117 | 0.00019585 | 0.00013574 | 0.00013811 | 0 | 0.0001638 | 0.00017004 | 0.00017049 | 0.00017669 | 0.00016704 | 0.0001591 | 2.0545e-05 | 5.6612e-05 | 0.00038309 | 7.099e-05
7143 | 298 | 10 | 0.00011416 | 0.00012446 | 0.00011454 | 0.00016732 | 0.00019695 | 0.00013578 | 0.00013747 | 0 | 0.00017402 | 0.0001679 | 0.00016966 | 0.00018349 | 0.00016693 | 0.00015226 | 1.1804e-05 | 5.2542e-05 | 0.00028546 | 7.099e-05
7144 | 298 | 10 | 0.00011415 | 0.00011824 | 0.00010662 | 0.00016663 | 0.00019603 | 0.00013543 | 0.00013731 | 0 | 0.00018114 | 0.00016707 | 0.00016577 | 0.00019665 | 0.00015168 | 0.0001092 | 6.2178e-06 | 3.5658e-05 | 0.00010466 | 7.099e-05
7145 | 298 | 10 | 0.00011416 | 0.00011696 | 0.00011606 | 0.00015785 | 0.00019563 | 0.00013671 | 0.00013911 | 0 | 0.00019299 | 0.00016144 | 0.00015195 | 0.0002137 | 0.00015886 | 0.00010685 | 3.4638e-06 | 2.5767e-05 | 0 | 7.099e-05
7146 | 298 | 10 | 0.00011415 | 0.00011618 | 0.00012056 | 0.00016608 | 0.00019392 | 0.00014103 | 0.00013936 | 8.48e-06 | 0.0002089 | 0.00015896 | 0.0001386 | 0.00020623 | 0.0001608 | 0.00011798 | 1.5862e-06 | 1.9031e-05 | 0 | 7.099e-05
7147 | 298 | 10 | 0.00011416 | 0.00011544 | 0.00010436 | 0.00011226 | 0.00013077 | 0.00013982 | 0.00014057 | 2.12e-05 | 0.00020642 | 0.00015914 | 0.00012968 | 0.00016532 | 0.00013548 | 0.00010753 | 2.7789e-06 | 1.0642e-05 | 0 | 7.099e-05
7148 | 298 | 10 | 0.00011415 | 0.00011639 | 0.00011987 | 0.00010474 | 0.00013563 | 0.00013212 | 0.00013526 | 1.06e-05 | 0.0001745 | 0.00015083 | 0.00012079 | 0.00012764 | 0.0001136 | 0.00010077 | 9.2838e-06 | 1.0476e-05 | 0 | 7.099e-05
7149 | 298 | 10 | 0.00011416 | 0.00011576 | 0.00010124 | 6.344e-05 | 7.343e-05 | 0.00012494 | 0.0001267 | 1.696e-05 | 0.00013894 | 0.00013508 | 0.00011295 | 8.431e-05 | 8.583e-05 | 8.782e-05 | 2.1264e-05 | 1.6628e-05 | 0 | 7.099e-05
7150 | 298 | 10 | 0.00011415 | 0.00011993 | 0.00011588 | 5.629e-05 | 6.695e-05 | 0.00012415 | 0.00011768 | 2.332e-05 | 9.73e-05 | 0.00011327 | 0.00010532 | 8.839e-05 | 8.852e-05 | 8.917e-05 | 3.758e-05 | 2.1487e-05 | 0 | 7.099e-05
7151 | 298 | 10 | 0.00011416 | 0.00011905 | 0.00011118 | 5.52e-05 | 7.06e-05 | 0.00012162 | 0.00010903 | 2.331e-05 | 9.128e-05 | 9.902e-05 | 9.978e-05 | 7.726e-05 | 7.155e-05 | 6.634e-05 | 4.476e-05 | 3.0627e-05 | 0 | 7.099e-05
7152 | 298 | 10 | 0.00011415 | 0.00012162 | 0.00010259 | 5.359e-05 | 7.224e-05 | 0.00011372 | 0.00010103 | 3.179e-05 | 8.029e-05 | 8.604e-05 | 9.041e-05 | 6.28e-05 | 6.071e-05 | 5.889e-05 | 4.6061e-05 | 3.8489e-05 | 0 | 7.099e-05
7153 | 299 | 10 | 0.00011416 | 0.00011617 | 0.00012739 | 5.294e-05 | 7.283e-05 | 0.00010781 | 9.542e-05 | 3.815e-05 | 6.668e-05 | 7.391e-05 | 8.103e-05 | 5.464e-05 | 5.406e-05 | 5.363e-05 | 4.1533e-05 | 4.385e-05 | 0 | 7.298e-05
7154 | 299 | 10 | 0.00011415 | 0.00011573 | 0.00013872 | 5.972e-05 | 7.266e-05 | 0.00010371 | 9.298e-05 | 4.45e-05 | 5.767e-05 | 6.388e-05 | 7.203e-05 | 1.893e-05 | 3.81e-05 | 5.67e-05 | 6.1118e-05 | 4.8035e-05 | 0 | 7.298e-05
7155 | 299 | 10 | 0.00011416 | 0.00011805 | 0.00013295 | 5.709e-05 | 6.786e-05 | 0.00010156 | 9.246e-05 | 5.299e-05 | 2.765e-05 | 5.233e-05 | 6.561e-05 | 1.316e-05 | 3.746e-05 | 6.105e-05 | 0.0001002 | 4.9936e-05 | 0 | 7.298e-05
7156 | 299 | 10 | 0.00011415 | 0.00011932 | 0.00012733 | 5.463e-05 | 7.166e-05 | 0.0001034 | 9.26e-05 | 5.298e-05 | 1.709e-05 | 4.422e-05 | 6.191e-05 | 1.34e-05 | 4.768e-05 | 8.109e-05 | 0.0001162 | 4.9842e-05 | 0 | 7.298e-05
7157 | 299 | 10 | 0.00011416 | 0.00011723 | 0.00013454 | 6.233e-05 | 7.424e-05 | 0.00010971 | 9.518e-05 | 7.418e-05 | 1.446e-05 | 4.363e-05 | 6.462e-05 | 1.869e-05 | 5.64e-05 | 9.326e-05 | 0.00012221 | 5.0287e-05 | 0 | 7.298e-05
7158 | 299 | 10 | 0.00011415 | 0.00011518 | 0.00012498 | 0.00010478 | 0.00012879 | 0.00012272 | 0.00010439 | 5.51e-05 | 1.762e-05 | 4.843e-05 | 7.107e-05 | 4.595e-05 | 7.632e-05 | 0.00010628 | 0.00012481 | 5.1624e-05 | 0 | 7.298e-05
7159 | 299 | 10 | 0.00011416 | 0.00012361 | 0.00012572 | 0.00011047 | 0.0001298 | 0.00013493 | 0.00012226 | 5.298e-05 | 3.957e-05 | 5.983e-05 | 8.059e-05 | 0.0001228 | 0.00011685 | 0.00011193 | 0.0001275 | 6.1468e-05 | 0 | 7.298e-05
7160 | 299 | 10 | 0.00011415 | 0.00012008 | 0.00012937 | 0.00016617 | 0.00019349 | 0.00013724 | 0.00013645 | 3.391e-05 | 0.00010387 | 8.329e-05 | 9.056e-05 | 0.00021977 | 0.00017682 | 0.00013659 | 0.00012639 | 7.5628e-05 | 8.8661e-06 | 7.298e-05
7161 | 299 | 10 | 0.00011416 | 0.000121 | 0.00012278 | 0.00016094 | 0.00019774 | 0.00013838 | 0.00013962 | 0 | 0.00019251 | 0.00012303 | 0.0001043 | 0.00021165 | 0.00019314 | 0.00017688 | 0.00013792 | 9.2012e-05 | 0.00024 | 7.298e-05
7162 | 299 | 10 | 0.00011415 | 0.00011427 | 0.00012992 | 0.00016698 | 0.00019391 | 0.00013869 | 0.00014121 | 0 | 0.00020511 | 0.00015836 | 0.00012433 | 0.00016866 | 0.00017536 | 0.00018343 | 0.00014317 | 0.00010417 | 0.00038652 | 7.298e-05
7163 | 299 | 10 | 0.00011416 | 0.00011958 | 0.0001383 | 0.00016666 | 0.00019629 | 0.00014006 | 0.0001408 | 0 | 0.00017674 | 0.00017266 | 0.00014275 | 0.00016698 | 0.00017228 | 0.00017894 | 0.00011884 | 0.00011297 | 0.00052625 | 7.298e-05
7164 | 299 | 10 | 0.00011415 | 0.00011973 | 0.00011765 | 0.00016508 | 0.00020121 | 0.00013539 | 0.00013892 | 0 | 0.00017052 | 0.000175 | 0.00015677 | 0.00016879 | 0.00016999 | 0.00017264 | 7.3244e-05 | 0.00010485 | 0.00056011 | 7.298e-05
7165 | 299 | 10 | 0.00011416 | 0.00011795 | 0.00012941 | 0.00016305 | 0.00019661 | 0.00013592 | 0.00013816 | 0 | 0.00016937 | 0.00017329 | 0.00016594 | 0.00016333 | 0.00016539 | 0.00016882 | 5.6832e-05 | 9.9837e-05 | 0.00054843 | 7.298e-05
7166 | 299 | 10 | 0.00011415 | 0.00011619 | 0.00013934 | 0.00016243 | 0.00019919 | 0.00013185 | 0.00013784 | 0 | 0.00016444 | 0.00016996 | 0.00017058 | 0.00017928 | 0.00016949 | 0.00016143 | 6.1919e-05 | 9.6817e-05 | 0.00048872 | 7.298e-05
7167 | 299 | 10 | 0.00011416 | 0.00011601 | 0.00013652 | 0.00015994 | 0.00019154 | 0.00013226 | 0.00013704 | 0 | 0.00017612 | 0.00016887 | 0.00017024 | 0.00018467 | 0.000168 | 0.00015324 | 6.7533e-05 | 9.4062e-05 | 0.00025446 | 7.298e-05
7168 | 299 | 10 | 0.00011415 | 0.00011441 | 0.0001365 | 0.00015842 | 0.00019571 | 0.00013219 | 0.00013738 | 0 | 0.00018248 | 0.00016836 | 0.00016646 | 0.00019916 | 0.00015361 | 0.0001106 | 8.7658e-05 | 9.6222e-05 | 0.00014121 | 7.298e-05
7169 | 299 | 10 | 0.00011416 | 0.0001153 | 0.0001246 | 0.00016607 | 0.00019132 | 0.00013369 | 0.00013963 | 3.391e-05 | 0.00019528 | 0.000163 | 0.00015292 | 0.00021279 | 0.00015818 | 0.0001064 | 0.00011349 | 0.0001035 | 0 | 7.298e-05
7170 | 299 | 10 | 0.00011415 | 0.0001208 | 0.00013022 | 0.00015614 | 0.0001916 | 0.00013861 | 0.00013986 | 3.391e-05 | 0.00020867 | 0.00015978 | 0.0001394 | 0.00020481 | 0.00015969 | 0.00011716 | 0.00014452 | 0.0001236 | 0 | 7.298e-05
7171 | 299 | 10 | 0.00011416 | 0.00011915 | 0.0001324 | 0.00010439 | 0.00013555 | 0.00014001 | 0.00014086 | 4.239e-05 | 0.00020533 | 0.00015905 | 0.00013012 | 0.00016332 | 0.00013384 | 0.00010623 | 0.00017073 | 0.0001456 | 0 | 7.298e-05
7172 | 299 | 10 | 0.00011415 | 0.00011525 | 0.00013287 | 0.00011173 | 0.00013861 | 0.00013379 | 0.00013569 | 4.451e-05 | 0.00017274 | 0.00014996 | 0.00012075 | 0.00012936 | 0.00011513 | 0.00010213 | 0.00018598 | 0.00015923 | 0 | 7.298e-05
7173 | 299 | 10 | 0.00011416 | 0.00012313 | 0.00012602 | 6.061e-05 | 7.233e-05 | 0.00012622 | 0.0001277 | 6.782e-05 | 0.00013989 | 0.0001349 | 0.00011306 | 8.49e-05 | 8.643e-05 | 8.843e-05 | 0.00018519 | 0.00016692 | 0 | 7.298e-05
7174 | 299 | 10 | 0.00011415 | 0.00011403 | 0.00013867 | 5.344e-05 | 7.659e-05 | 0.00012503 | 0.00011875 | 3.391e-05 | 9.789e-05 | 0.00011359 | 0.00010545 | 8.806e-05 | 8.818e-05 | 8.883e-05 | 0.00017923 | 0.00016995 | 0 | 7.298e-05
7175 | 299 | 10 | 0.00011416 | 0.0001122 | 0.00013129 | 5.747e-05 | 6.414e-05 | 0.00012195 | 0.00011042 | 2.332e-05 | 9.115e-05 | 9.922e-05 | 9.981e-05 | 7.869e-05 | 7.288e-05 | 6.757e-05 | 0.00016864 | 0.00016498 | 0 | 7.298e-05
7176 | 299 | 10 | 0.00011415 | 0.00011626 | 0.00011777 | 5.901e-05 | 6.496e-05 | 0.00011406 | 0.00010193 | 3.391e-05 | 8.142e-05 | 8.658e-05 | 9.074e-05 | 6.296e-05 | 6.086e-05 | 5.904e-05 | 0.00015237 | 0.0001549 | 0 | 7.298e-05
7177 | 300 | 10 | 0.00011416 | 0.00012018 | 0.0001147 | 5.855e-05 | 4.403e-05 | 0.0001068 | 9.659e-05 | 3.179e-05 | 6.702e-05 | 7.442e-05 | 8.141e-05 | 6.866e-05 | 6.113e-05 | 5.391e-05 | 0.00013424 | 0.00013838 | 0 | 7.463e-05
7178 | 300 | 10 | 0.00011415 | 0.00011478 | 9.559e-05 | 6.038e-05 | 3.764e-05 | 0.00010283 | 9.365e-05 | 3.392e-05 | 6.869e-05 | 6.674e-05 | 7.241e-05 | 3.489e-05 | 4.551e-05 | 5.578e-05 | 0.00013295 | 0.00012735 | 0 | 7.463e-05
7179 | 300 | 10 | 0.00011416 | 0.00011771 | 0.00011648 | 5.731e-05 | 4.391e-05 | 0.00010234 | 9.249e-05 | 3.815e-05 | 4.223e-05 | 5.746e-05 | 6.571e-05 | 2.185e-05 | 4.189e-05 | 6.127e-05 | 0.00012563 | 0.00012067 | 0 | 7.463e-05
7180 | 300 | 10 | 0.00011415 | 0.00012222 | 0.00010731 | 6e-05 | 4.479e-05 | 0.00010444 | 9.248e-05 | 3.603e-05 | 2.697e-05 | 4.965e-05 | 6.2e-05 | 2.132e-05 | 5.108e-05 | 8.002e-05 | 0.00011724 | 0.00011926 | 0 | 7.463e-05
7181 | 300 | 10 | 0.00011416 | 0.00011423 | 0.00010818 | 5.671e-05 | 4.144e-05 | 0.00011018 | 9.5e-05 | 3.815e-05 | 2.303e-05 | 4.83e-05 | 6.438e-05 | 2.329e-05 | 5.887e-05 | 9.356e-05 | 0.00011065 | 0.00011377 | 0 | 7.463e-05
7182 | 300 | 10 | 0.00011415 | 0.00011967 | 0.00011541 | 0.00010785 | 7.688e-05 | 0.00012308 | 0.00010479 | 4.451e-05 | 2.316e-05 | 5.209e-05 | 7.088e-05 | 2.96e-05 | 6.867e-05 | 0.00010687 | 0.0001071 | 0.0001058 | 0 | 7.463e-05
7183 | 300 | 10 | 0.00011416 | 0.00011582 | 9.984e-05 | 0.0001085 | 7.572e-05 | 0.000136 | 0.00012162 | 3.603e-05 | 2.808e-05 | 5.918e-05 | 8.054e-05 | 4.599e-05 | 7.93e-05 | 0.00011201 | 0.00010465 | 9.9823e-05 | 0 | 7.463e-05
7184 | 300 | 10 | 0.00011415 | 0.00011394 | 9.976e-05 | 0.00016499 | 0.00011417 | 0.00013901 | 0.00013522 | 1.272e-05 | 4.191e-05 | 6.819e-05 | 9.057e-05 | 6.837e-05 | 0.00010281 | 0.00013689 | 0.00010163 | 9.363e-05 | 8.6022e-05 | 7.463e-05
7185 | 300 | 10 | 0.00011416 | 0.00012469 | 0.00010125 | 0.00015617 | 0.0001137 | 0.00013937 | 0.00013856 | 0 | 6.217e-05 | 8.289e-05 | 0.0001044 | 9.99e-05 | 0.00013838 | 0.0001768 | 9.9995e-05 | 9.4967e-05 | 0.00031213 | 7.463e-05
7186 | 300 | 10 | 0.00011415 | 0.00011556 | 0.00010068 | 0.00015697 | 0.0001193 | 0.00013731 | 0.00013877 | 0 | 9.107e-05 | 0.00010658 | 0.00012445 | 0.00012807 | 0.00015435 | 0.0001811 | 8.9155e-05 | 9.9435e-05 | 0.00045124 | 7.463e-05
7187 | 300 | 10 | 0.00011416 | 0.00011456 | 0.00010298 | 0.00016623 | 0.0001141 | 0.00013629 | 0.0001378 | 0 | 0.00011921 | 0.00012976 | 0.00014235 | 0.00013773 | 0.0001587 | 0.00018034 | 6.8084e-05 | 0.00010516 | 0.00054872 | 7.463e-05
7188 | 300 | 10 | 0.00011415 | 0.00011938 | 9.954e-05 | 0.00016699 | 0.00011525 | 0.0001312 | 0.00013605 | 0 | 0.000133 | 0.00014565 | 0.00015666 | 0.0001371 | 0.00015441 | 0.00017243 | 3.8587e-05 | 9.7569e-05 | 0.0005824 | 7.463e-05
7189 | 300 | 10 | 0.00011416 | 0.00011976 | 0.00010938 | 0.00016676 | 0.00011723 | 0.00013066 | 0.00013555 | 0 | 0.000136 | 0.00015223 | 0.00016579 | 0.00013124 | 0.0001497 | 0.00016877 | 3.4461e-05 | 9.9976e-05 | 0.00057396 | 7.463e-05
7190 | 300 | 10 | 0.00011415 | 0.00012292 | 0.00011287 | 0.00016665 | 0.00012049 | 0.00012869 | 0.00013528 | 0 | 0.00013238 | 0.00015253 | 0.00017044 | 0.00011191 | 0.00013569 | 0.00015979 | 3.2339e-05 | 0.00010008 | 0.00048115 | 7.463e-05
7191 | 300 | 10 | 0.00011416 | 0.0001132 | 0.00010708 | 0.00016153 | 0.00011907 | 0.00012853 | 0.00013531 | 0 | 0.00011658 | 0.0001463 | 0.00016978 | 0.0001281 | 0.00014046 | 0.00015349 | 3.3937e-05 | 0.00010121 | 0.00034369 | 7.463e-05
7192 | 300 | 10 | 0.00011415 | 0.00012198 | 9.588e-05 | 0.00015612 | 0.00011588 | 0.00012819 | 0.0001355 | 0 | 0.00012601 | 0.00014244 | 0.00016616 | 0.00013542 | 0.0001225 | 0.00011073 | 3.8259e-05 | 0.0001049 | 0.00017425 | 7.463e-05
7193 | 300 | 10 | 0.00011416 | 0.00012168 | 9.643e-05 | 0.00015966 | 0.00012035 | 0.00013018 | 0.00013814 | 0 | 0.00013307 | 0.00013443 | 0.00015267 | 0.00014161 | 0.0001242 | 0.00010809 | 5.625e-05 | 0.00010944 | 0 | 7.463e-05
7194 | 300 | 10 | 0.00011415 | 0.00012211 | 0.00011037 | 0.00016381 | 0.00012049 | 0.00013623 | 0.00013785 | 0 | 0.00013941 | 0.00012871 | 0.00013958 | 0.00014156 | 0.00012925 | 0.00011817 | 9.0356e-05 | 0.00011215 | 0 | 7.463e-05
7195 | 300 | 10 | 0.00011416 | 0.00011692 | 0.00011191 | 0.00011518 | 7.848e-05 | 0.00013763 | 0.00014009 | 0 | 0.00014099 | 0.00012759 | 0.00013057 | 0.00014083 | 0.00012299 | 0.00010645 | 0.00011709 | 0.00011321 | 0 | 7.463e-05
7196 | 300 | 10 | 0.00011415 | 0.00012391 | 0.00010508 | 0.00010829 | 7.779e-05 | 0.00013151 | 0.00013532 | 0 | 0.00014087 | 0.0001259 | 0.00012128 | 0.00014329 | 0.00012161 | 0.00010132 | 0.00012638 | 0.0001173 | 0 | 7.463e-05
7197 | 300 | 10 | 0.00011416 | 0.00012278 | 0.00010606 | 6.346e-05 | 4.188e-05 | 0.00012434 | 0.00012799 | 0 | 0.0001428 | 0.00012394 | 0.00011337 | 8.458e-05 | 8.623e-05 | 8.822e-05 | 0.00011711 | 0.00011357 | 0 | 7.463e-05
7198 | 300 | 10 | 0.00011415 | 0.00011323 | 0.00011575 | 6.213e-05 | 4.187e-05 | 0.00012356 | 0.00011887 | 0 | 9.734e-05 | 0.00010983 | 0.00010564 | 8.686e-05 | 8.71e-05 | 8.774e-05 | 0.00010612 | 0.00010716 | 0 | 7.463e-05
7199 | 300 | 10 | 0.00011416 | 0.0001243 | 0.00010136 | 5.438e-05 | 4.48e-05 | 0.00011999 | 0.00011065 | 0 | 9.042e-05 | 9.788e-05 | 9.964e-05 | 8.513e-05 | 7.594e-05 | 6.727e-05 | 9.804e-05 | 9.5994e-05 | 0 | 7.463e-05
7200 | 300 | 10 | 0.00011415 | 0.00012209 | 0.0001067 | 5.919e-05 | 4.009e-05 | 0.0001118 | 0.00010267 | 1.272e-05 | 8.653e-05 | 8.717e-05 | 9.041e-05 | 7.895e-05 | 6.86e-05 | 5.872e-05 | 8.0057e-05 | 9.749e-05 | 0 | 7.463e-05
7201 | 301 | 10 | 0.00011416 | 0.00012231 | 0.00013397 | 6.095e-05 | 1.389e-05 | 0.00010474 | 9.692e-05 | 1.272e-05 | 8.039e-05 | 7.808e-05 | 8.1e-05 | 6.793e-05 | 6.048e-05 | 5.334e-05 | 6.4134e-05 | 8.7017e-05 | 0 | 7.758e-05
7202 | 301 | 10 | 0.00011415 | 0.00012166 | 0.00014044 | 6.112e-05 | 1.569e-05 | 0.00010064 | 9.435e-05 | 1.908e-05 | 7.082e-05 | 6.961e-05 | 7.193e-05 | 3.495e-05 | 4.56e-05 | 5.588e-05 | 6.2e-05 | 7.7595e-05 | 0 | 7.758e-05
7203 | 301 | 10 | 0.00011416 | 0.00011769 | 0.00012936 | 5.819e-05 | 1.416e-05 | 9.956e-05 | 9.357e-05 | 2.544e-05 | 4.31e-05 | 5.896e-05 | 6.534e-05 | 2.175e-05 | 4.17e-05 | 6.1e-05 | 6.671e-05 | 8.0437e-05 | 0 | 7.758e-05
7204 | 301 | 10 | 0.00011415 | 0.00011476 | 0.0001327 | 6.036e-05 | 1.477e-05 | 0.00010113 | 9.332e-05 | 2.756e-05 | 2.718e-05 | 5.019e-05 | 6.168e-05 | 2.128e-05 | 5.098e-05 | 7.986e-05 | 6.6954e-05 | 8.7211e-05 | 0 | 7.758e-05
7205 | 301 | 10 | 0.00011416 | 0.00011097 | 0.00012719 | 6.071e-05 | 1.323e-05 | 0.00010658 | 9.571e-05 | 3.391e-05 | 2.297e-05 | 4.844e-05 | 6.413e-05 | 2.342e-05 | 5.92e-05 | 9.408e-05 | 6.8219e-05 | 9.2176e-05 | 0 | 7.758e-05
7206 | 301 | 10 | 0.00011415 | 0.00011213 | 0.00012181 | 0.000115 | 2.661e-05 | 0.00012026 | 0.00010472 | 3.391e-05 | 2.325e-05 | 5.221e-05 | 7.082e-05 | 2.946e-05 | 6.835e-05 | 0.00010638 | 6.998e-05 | 9.6261e-05 | 0 | 7.758e-05
7207 | 301 | 10 | 0.00011416 | 0.00011846 | 0.00013887 | 0.0001131 | 2.613e-05 | 0.00013321 | 0.00012173 | 2.544e-05 | 2.799e-05 | 5.914e-05 | 8.043e-05 | 4.571e-05 | 7.88e-05 | 0.00011131 | 7.1396e-05 | 0.00010482 | 0 | 7.758e-05
7208 | 301 | 10 | 0.00011415 | 0.0001189 | 0.00013948 | 0.00016305 | 4.017e-05 | 0.00013689 | 0.00013524 | 4.24e-06 | 4.167e-05 | 6.796e-05 | 9.034e-05 | 6.838e-05 | 0.00010282 | 0.00013691 | 7.4197e-05 | 0.00011045 | 1.9387e-05 | 7.758e-05
7209 | 301 | 10 | 0.00011416 | 0.00011898 | 0.0001359 | 0.00015649 | 3.91e-05 | 0.00013737 | 0.00013947 | 0 | 6.213e-05 | 8.269e-05 | 0.00010421 | 9.899e-05 | 0.00013711 | 0.00017518 | 7.7791e-05 | 0.00012128 | 6.7247e-05 | 7.758e-05
7210 | 301 | 10 | 0.00011415 | 0.00012087 | 0.00012339 | 0.00016103 | 4.15e-05 | 0.0001375 | 0.00014036 | 0 | 9.034e-05 | 0.00010602 | 0.00012393 | 0.0001281 | 0.00015439 | 0.00018115 | 7.2584e-05 | 0.00013305 | 0.00016639 | 7.758e-05
7211 | 301 | 10 | 0.00011416 | 0.00011793 | 0.00013737 | 0.00016139 | 3.952e-05 | 0.00013836 | 0.00014024 | 0 | 0.0001191 | 0.00012931 | 0.00014188 | 0.00013817 | 0.00015922 | 0.00018092 | 6.4348e-05 | 0.00014617 | 0.00017408 | 7.758e-05
7212 | 301 | 10 | 0.00011415 | 0.00011542 | 0.00013281 | 0.0001571 | 4.029e-05 | 0.00013444 | 0.00013883 | 0 | 0.00013331 | 0.00014559 | 0.0001564 | 0.00013763 | 0.000155 | 0.00017309 | 6.2199e-05 | 0.00015853 | 0.00029953 | 7.758e-05
7213 | 301 | 10 | 0.00011416 | 0.00011744 | 0.00013289 | 0.00015792 | 4.078e-05 | 0.0001337 | 0.00013726 | 0 | 0.00013646 | 0.00015252 | 0.00016576 | 0.00013125 | 0.00014971 | 0.00016879 | 4.7467e-05 | 0.00014597 | 6.1638e-05 | 7.758e-05
7214 | 301 | 10 | 0.00011415 | 0.00011801 | 0.00012818 | 0.00016459 | 4.148e-05 | 0.00013131 | 0.00013669 | 0 | 0.00013249 | 0.00015279 | 0.00017048 | 0.00011264 | 0.00013657 | 0.00016083 | 4.8427e-05 | 0.0001331 | 4.7877e-05 | 7.758e-05
7215 | 301 | 10 | 0.00011416 | 0.00011694 | 0.00014039 | 0.00015952 | 3.901e-05 | 0.00013098 | 0.00013563 | 0 | 0.00011719 | 0.00014676 | 0.00017013 | 0.00012753 | 0.00013983 | 0.00015281 | 4.8159e-05 | 0.00013804 | 3.2079e-05 | 7.758e-05
7216 | 301 | 10 | 0.00011415 | 0.00011844 | 0.0001214 | 0.00015831 | 4.008e-05 | 0.00013001 | 0.00013621 | 0 | 0.00012569 | 0.00014258 | 0.00016636 | 0.00013358 | 0.00012083 | 0.00010922 | 4.1632e-05 | 0.0001366 | 2.06e-05 | 7.758e-05
7217 | 301 | 10 | 0.00011416 | 0.00012053 | 0.00013953 | 0.00016107 | 4.113e-05 | 0.00013215 | 0.00013847 | 0 | 0.00013158 | 0.00013381 | 0.0001525 | 0.00013995 | 0.00012274 | 0.00010682 | 4.3321e-05 | 0.00013784 | 0 | 7.758e-05
7218 | 301 | 10 | 0.00011415 | 0.0001176 | 0.00013619 | 0.00016183 | 4.095e-05 | 0.00013692 | 0.00013936 | 0 | 0.00013782 | 0.0001276 | 0.00013908 | 0.00014148 | 0.00012917 | 0.00011809 | 4.735e-05 | 0.00013369 | 0 | 7.758e-05
7219 | 301 | 10 | 0.00011416 | 0.00011364 | 0.00013184 | 0.00011466 | 2.718e-05 | 0.00013765 | 0.00014104 | 0 | 0.00014057 | 0.00012675 | 0.00013004 | 0.00014094 | 0.00012308 | 0.00010653 | 4.9451e-05 | 0.00012714 | 0 | 7.758e-05
7220 | 301 | 10 | 0.00011415 | 0.00011319 | 0.00011937 | 0.00011384 | 2.618e-05 | 0.00013011 | 0.00013624 | 0 | 0.00014082 | 0.00012548 | 0.00012079 | 0.0001449 | 0.00012298 | 0.00010246 | 4.8707e-05 | 0.00012162 | 0 | 7.758e-05
7221 | 301 | 10 | 0.00011416 | 0.00011111 | 0.00012094 | 5.249e-05 | 1.48e-05 | 0.00012294 | 0.00012828 | 0 | 0.00014404 | 0.00012427 | 0.00011323 | 8.487e-05 | 8.652e-05 | 8.852e-05 | 5.0831e-05 | 0.00011024 | 0 | 7.758e-05
7222 | 301 | 10 | 0.00011415 | 0.00011911 | 0.00013282 | 6.118e-05 | 1.548e-05 | 0.00012208 | 0.00011863 | 0 | 9.781e-05 | 0.00011034 | 0.00010569 | 8.783e-05 | 8.807e-05 | 8.872e-05 | 4.5627e-05 | 9.6158e-05 | 0 | 7.758e-05
7223 | 301 | 10 | 0.00011416 | 0.00011218 | 0.00011979 | 5.33e-05 | 1.444e-05 | 0.00011855 | 0.00011033 | 0 | 9.13e-05 | 9.857e-05 | 0.00010001 | 8.395e-05 | 7.489e-05 | 6.634e-05 | 4.2611e-05 | 8.3027e-05 | 0 | 7.758e-05
7224 | 301 | 10 | 0.00011415 | 0.00011596 | 0.00012106 | 6.289e-05 | 1.537e-05 | 0.00011074 | 0.00010254 | 6.36e-06 | 8.58e-05 | 8.728e-05 | 9.061e-05 | 7.854e-05 | 6.824e-05 | 5.841e-05 | 4.9907e-05 | 7.2367e-05 | 0 | 7.758e-05
7225 | 302 | 10 | 0.00011416 | 0.00011404 | 0.00011859 | 5.3e-05 | 7.48e-05 | 0.00010348 | 9.718e-05 | 0 | 7.994e-05 | 7.785e-05 | 8.11e-05 | 5.447e-05 | 5.389e-05 | 5.346e-05 | 3.9246e-05 | 6.0901e-05 | 0 | 7.836e-05
7226 | 302 | 10 | 0.00011415 | 0.0001085 | 0.00012455 | 5.729e-05 | 6.502e-05 | 9.92e-05 | 9.455e-05 | 1.06e-05 | 6.022e-05 | 6.702e-05 | 7.197e-05 | 1.863e-05 | 3.748e-05 | 5.578e-05 | 3.2999e-05 | 4.9891e-05 | 0 | 7.836e-05
7227 | 302 | 10 | 0.00011416 | 0.00011629 | 0.00010956 | 5.634e-05 | 6.499e-05 | 9.81e-05 | 9.329e-05 | 1.061e-05 | 2.83e-05 | 5.374e-05 | 6.531e-05 | 1.328e-05 | 3.78e-05 | 6.161e-05 | 2.8855e-05 | 4.3104e-05 | 0 | 7.836e-05
7228 | 302 | 10 | 0.00011415 | 0.00011549 | 0.00010916 | 5.798e-05 | 7.148e-05 | 9.963e-05 | 9.325e-05 | 1.272e-05 | 1.744e-05 | 4.48e-05 | 6.173e-05 | 1.321e-05 | 4.7e-05 | 7.994e-05 | 2.435e-05 | 3.3261e-05 | 0 | 7.836e-05
7229 | 302 | 10 | 0.00011416 | 0.00011492 | 0.00012953 | 5.795e-05 | 7.632e-05 | 0.00010479 | 9.551e-05 | 1.272e-05 | 1.431e-05 | 4.362e-05 | 6.421e-05 | 1.862e-05 | 5.619e-05 | 9.291e-05 | 2.0248e-05 | 2.4552e-05 | 0 | 7.836e-05
7230 | 302 | 10 | 0.00011415 | 0.00010681 | 0.00012236 | 0.0001056 | 0.00013757 | 0.0001191 | 0.00010441 | 2.544e-05 | 1.754e-05 | 4.822e-05 | 7.066e-05 | 4.652e-05 | 7.728e-05 | 0.00010761 | 2.1187e-05 | 1.8488e-05 | 0 | 7.836e-05
7231 | 302 | 10 | 0.00011416 | 0.00010693 | 0.00012481 | 0.00010763 | 0.00013881 | 0.00013073 | 0.00012133 | 2.967e-05 | 4e-05 | 5.998e-05 | 8.055e-05 | 0.00012348 | 0.0001175 | 0.00011256 | 2.709e-05 | 1.7763e-05 | 0 | 7.836e-05
7232 | 302 | 10 | 0.00011415 | 0.00010887 | 0.0001215 | 0.00016269 | 0.00019687 | 0.00013619 | 0.0001356 | 1.484e-05 | 0.00010449 | 8.375e-05 | 9.073e-05 | 0.00021748 | 0.00017497 | 0.00013517 | 3.2396e-05 | 1.8098e-05 | 9.6305e-05 | 7.836e-05
7233 | 302 | 10 | 0.00011416 | 0.00010878 | 0.00012477 | 0.00016643 | 0.00019626 | 0.00013642 | 0.00014066 | 0 | 0.00019085 | 0.00012273 | 0.00010418 | 0.00021023 | 0.00019185 | 0.0001757 | 3.8818e-05 | 2.6533e-05 | 7.3618e-05 | 7.836e-05
7234 | 302 | 10 | 0.00011415 | 0.00011035 | 0.00012301 | 0.00016603 | 0.00020034 | 0.00013618 | 0.00014216 | 0 | 0.00020371 | 0.00015747 | 0.00012399 | 0.00016791 | 0.00017459 | 0.00018261 | 4.3735e-05 | 4.3497e-05 | 0.00016551 | 7.836e-05
7235 | 302 | 10 | 0.00011416 | 0.00011609 | 0.00010903 | 0.00016118 | 0.00018995 | 0.00013564 | 0.00014273 | 0 | 0.00017585 | 0.00017169 | 0.00014227 | 0.00016791 | 0.00017323 | 0.00017993 | 4.4135e-05 | 6.0488e-05 | 0.00052534 | 7.836e-05
7236 | 302 | 10 | 0.00011415 | 0.00011289 | 0.00012999 | 0.00015637 | 0.00020112 | 0.00013283 | 0.00014143 | 0 | 0.00017102 | 0.00017473 | 0.00015649 | 0.00017104 | 0.00017226 | 0.00017494 | 3.4503e-05 | 6.2735e-05 | 0.0005371 | 7.836e-05
7237 | 302 | 10 | 0.00011416 | 0.00011679 | 0.00012077 | 0.00015841 | 0.00019443 | 0.00013298 | 0.00014061 | 0 | 0.0001712 | 0.00017412 | 0.00016621 | 0.00016279 | 0.00016485 | 0.00016826 | 3.8039e-05 | 7.3286e-05 | 0.00021508 | 7.836e-05
7238 | 302 | 10 | 0.00011415 | 0.00011669 | 0.00012331 | 0.00016277 | 0.00019128 | 0.00013107 | 0.00013983 | 0 | 0.00016439 | 0.00017058 | 0.00017081 | 0.00017775 | 0.00016804 | 0.00016005 | 4.231e-05 | 8.4044e-05 | 0.00029095 | 7.836e-05
7239 | 302 | 10 | 0.00011416 | 0.00011661 | 0.00011078 | 0.00016438 | 0.00019932 | 0.00012872 | 0.00013829 | 0 | 0.00017498 | 0.00016864 | 0.00017021 | 0.00018438 | 0.00016773 | 0.000153 | 4.5184e-05 | 9.302e-05 | 0.00023145 | 7.836e-05
7240 | 302 | 10 | 0.00011415 | 0.00010658 | 0.00012641 | 0.00016348 | 0.00020115 | 0.00012795 | 0.00013739 | 0 | 0.00018204 | 0.00016788 | 0.0001664 | 0.00019806 | 0.00015276 | 0.00010998 | 4.1738e-05 | 0.00010336 | 0.00016481 | 7.836e-05
7241 | 302 | 10 | 0.00011416 | 0.00010842 | 0.00013039 | 0.00016369 | 0.00018921 | 0.00012883 | 0.00013796 | 0 | 0.00019428 | 0.00016236 | 0.00015268 | 0.00021348 | 0.00015869 | 0.00010674 | 3.4822e-05 | 0.00011668 | 0 | 7.836e-05
7242 | 302 | 10 | 0.00011415 | 0.00011521 | 0.00012939 | 0.00015947 | 0.0001981 | 0.00013196 | 0.00013818 | 0 | 0.000209 | 0.00015952 | 0.00013917 | 0.00020757 | 0.00016184 | 0.00011874 | 3.4323e-05 | 0.00012708 | 0 | 7.836e-05
7243 | 302 | 10 | 0.00011416 | 0.00010979 | 0.00011296 | 0.00011001 | 0.00013458 | 0.0001308 | 0.0001376 | 0 | 0.00020752 | 0.00015976 | 0.00013026 | 0.0001643 | 0.00013464 | 0.00010687 | 4.8253e-05 | 0.00013692 | 0 | 7.836e-05
7244 | 302 | 10 | 0.00011415 | 0.00010604 | 0.0001304 | 0.00011348 | 0.00013139 | 0.00012393 | 0.00013242 | 0 | 0.00017392 | 0.00015096 | 0.00012108 | 0.00012927 | 0.00011504 | 0.00010205 | 6.3712e-05 | 0.0001419 | 0 | 7.836e-05
7245 | 302 | 10 | 0.00011416 | 0.00011045 | 0.00012119 | 5.447e-05 | 7.041e-05 | 0.00011765 | 0.0001246 | 0 | 0.00014012 | 0.00013555 | 0.0001134 | 8.534e-05 | 8.687e-05 | 8.888e-05 | 7.7227e-05 | 0.00014068 | 0 | 7.836e-05
7246 | 302 | 10 | 0.00011415 | 0.00011474 | 0.00012928 | 5.397e-05 | 6.78e-05 | 0.00011825 | 0.00011671 | 0 | 9.832e-05 | 0.00011406 | 0.00010589 | 8.811e-05 | 8.823e-05 | 8.888e-05 | 8.429e-05 | 0.00014309 | 0 | 7.836e-05
7247 | 302 | 10 | 0.00011416 | 0.0001084 | 0.00011181 | 5.722e-05 | 7.347e-05 | 0.00011654 | 0.00011008 | 0 | 9.127e-05 | 9.95e-05 | 0.00010019 | 7.824e-05 | 7.246e-05 | 6.719e-05 | 8.338e-05 | 0.00014826 | 0 | 7.836e-05
7248 | 302 | 10 | 0.00011415 | 0.00011495 | 0.00012223 | 6.249e-05 | 6.596e-05 | 0.00010793 | 0.00010295 | 0 | 8.11e-05 | 8.657e-05 | 9.091e-05 | 6.252e-05 | 6.044e-05 | 5.863e-05 | 0.00010919 | 0.00015435 | 0 | 7.836e-05
7249 | 303 | 10 | 0.00011416 | 0.00010953 | 0.00011366 | 6.042e-05 | 7.065e-05 | 0.00010035 | 9.684e-05 | 0 | 6.662e-05 | 7.418e-05 | 8.141e-05 | 5.462e-05 | 5.404e-05 | 5.361e-05 | 9.1057e-05 | 0.00015394 | 0 | 7.706e-05
7250 | 303 | 10 | 0.00011415 | 0.00011397 | 0.00011366 | 5.715e-05 | 7.14e-05 | 9.592e-05 | 9.349e-05 | 0 | 5.766e-05 | 6.398e-05 | 7.228e-05 | 1.859e-05 | 3.74e-05 | 5.567e-05 | 8.8275e-05 | 0.00015733 | 0 | 7.706e-05
7251 | 303 | 10 | 0.00011416 | 0.00010414 | 0.00010976 | 5.703e-05 | 6.952e-05 | 9.411e-05 | 9.201e-05 | 1.06e-05 | 2.738e-05 | 5.209e-05 | 6.552e-05 | 1.326e-05 | 3.774e-05 | 6.151e-05 | 9.7351e-05 | 0.00015386 | 0 | 7.706e-05
7252 | 303 | 10 | 0.00011415 | 0.00011112 | 0.00012372 | 5.506e-05 | 7.197e-05 | 9.299e-05 | 9.119e-05 | 2.332e-05 | 1.711e-05 | 4.409e-05 | 6.187e-05 | 1.322e-05 | 4.703e-05 | 8e-05 | 0.00010968 | 0.00014862 | 0 | 7.706e-05
7253 | 303 | 10 | 0.00011416 | 0.00010646 | 0.00011553 | 6.279e-05 | 6.49e-05 | 9.377e-05 | 9.16e-05 | 6.36e-06 | 1.432e-05 | 4.335e-05 | 6.429e-05 | 1.884e-05 | 5.688e-05 | 9.405e-05 | 0.00011978 | 0.0001531 | 0 | 7.706e-05
7254 | 303 | 10 | 0.00011415 | 0.00011335 | 0.00012528 | 0.00011291 | 0.00013438 | 9.833e-05 | 9.422e-05 | 1.484e-05 | 1.772e-05 | 4.839e-05 | 7.094e-05 | 4.621e-05 | 7.677e-05 | 0.00010689 | 0.00012627 | 0.0001663 | 0 | 7.706e-05
7255 | 303 | 10 | 0.00011416 | 0.0001146 | 0.00012341 | 0.00011156 | 0.00012775 | 0.00010409 | 0.00010146 | 1.696e-05 | 3.98e-05 | 6.002e-05 | 8.064e-05 | 0.00012242 | 0.00011649 | 0.00011159 | 0.00014211 | 0.00017392 | 0 | 7.706e-05
7256 | 303 | 10 | 0.00011415 | 0.0001133 | 0.00010828 | 0.00016008 | 0.00019166 | 0.00011055 | 0.00011011 | 0 | 0.00010362 | 8.334e-05 | 9.058e-05 | 0.00021926 | 0.00017641 | 0.00013628 | 0.00015159 | 0.00017904 | 3.5184e-05 | 7.706e-05
7257 | 303 | 10 | 0.00011416 | 0.00011067 | 0.0001079 | 0.0001565 | 0.00019225 | 0.00011467 | 0.0001165 | 0 | 0.00019207 | 0.00012287 | 0.00010427 | 0.00021149 | 0.000193 | 0.00017675 | 0.00016401 | 0.0001864 | 0.00019906 | 7.706e-05
7258 | 303 | 10 | 0.00011415 | 0.00010941 | 0.00012623 | 0.00015997 | 0.00019149 | 0.00011652 | 0.0001189 | 0 | 0.0002049 | 0.00015814 | 0.0001243 | 0.0001686 | 0.0001753 | 0.00018336 | 0.00017681 | 0.00018858 | 0.00028575 | 7.706e-05
7259 | 303 | 10 | 0.00011416 | 0.00010991 | 0.00011966 | 0.0001585 | 0.00019215 | 0.00011758 | 0.00011745 | 0 | 0.00017664 | 0.00017251 | 0.00014269 | 0.00016712 | 0.00017242 | 0.00017908 | 0.00017399 | 0.00018937 | 0.00035268 | 7.706e-05
7260 | 303 | 10 | 0.00011415 | 0.00011027 | 0.00010849 | 0.00015647 | 0.00019011 | 0.0001162 | 0.00011545 | 0 | 0.0001706 | 0.00017496 | 0.00015672 | 0.00016936 | 0.00017056 | 0.00017322 | 9.7146e-05 | 0.00018937 | 0.00047299 | 7.706e-05
7261 | 303 | 10 | 0.00011416 | 0.00011383 | 0.00012364 | 0.00016627 | 0.00020024 | 0.00011355 | 0.00011318 | 0 | 0.00016983 | 0.0001735 | 0.00016603 | 0.00016119 | 0.00016323 | 0.00016661 | 5.8977e-05 | 0.00018771 | 0.00034819 | 7.706e-05
7262 | 303 | 10 | 0.00011415 | 0.00010964 | 0.00011847 | 0.00015936 | 0.00019741 | 0.00011095 | 0.00011086 | 0 | 0.00016286 | 0.00016938 | 0.0001702 | 0.00017665 | 0.000167 | 0.00015906 | 3.8556e-05 | 0.00018326 | 0.00020678 | 7.706e-05
7263 | 303 | 10 | 0.00011416 | 0.00010827 | 0.00012302 | 0.00015989 | 0.0001911 | 0.0001085 | 0.0001093 | 0 | 0.00017378 | 0.00016737 | 0.00016936 | 0.00018375 | 0.00016716 | 0.00015247 | 3.9516e-05 | 0.00018201 | 0.00025972 | 7.706e-05
7264 | 303 | 10 | 0.00011415 | 0.0001103 | 0.00010975 | 0.00015801 | 0.0001995 | 0.00010831 | 0.00011082 | 0 | 0.00018127 | 0.00016687 | 0.00016547 | 0.00019952 | 0.00015389 | 0.0001108 | 5.6352e-05 | 0.00018331 | 0.00019589 | 7.706e-05
7265 | 303 | 10 | 0.00011416 | 0.00010864 | 0.00012505 | 0.00015922 | 0.00018861 | 0.00011088 | 0.00011601 | 0 | 0.00019524 | 0.00016219 | 0.00015207 | 0.00021202 | 0.0001576 | 0.00010601 | 0.00010476 | 0.00018348 | 0 | 7.706e-05
7266 | 303 | 10 | 0.00011415 | 0.00010868 | 0.00011836 | 0.00016442 | 0.00019965 | 0.00011751 | 0.00012056 | 0 | 0.00020802 | 0.00015924 | 0.0001386 | 0.000206 | 0.00016062 | 0.00011784 | 0.00015738 | 0.00018483 | 0 | 7.706e-05
7267 | 303 | 10 | 0.00011416 | 0.00010885 | 0.00012879 | 0.00011274 | 0.00012616 | 0.00012076 | 0.00012386 | 0 | 0.00020614 | 0.00015909 | 0.00012971 | 0.00016592 | 0.00013597 | 0.00010792 | 0.00018761 | 0.0001887 | 0 | 7.706e-05
7268 | 303 | 10 | 0.00011415 | 0.00010514 | 0.00011908 | 0.00010652 | 0.00013104 | 0.00011511 | 0.00011951 | 0 | 0.00017491 | 0.0001509 | 0.00012093 | 0.00012945 | 0.00011521 | 0.0001022 | 0.00020028 | 0.00018998 | 0 | 7.706e-05
7269 | 303 | 10 | 0.00011416 | 0.00010797 | 0.00011299 | 5.664e-05 | 6.627e-05 | 0.00010924 | 0.00011366 | 0 | 0.0001404 | 0.00013576 | 0.00011338 | 8.497e-05 | 8.65e-05 | 8.85e-05 | 0.00020218 | 0.00019005 | 0 | 7.706e-05
7270 | 303 | 10 | 0.00011415 | 0.0001107 | 0.0001151 | 5.577e-05 | 6.439e-05 | 0.00010911 | 0.00010849 | 0 | 9.811e-05 | 0.00011411 | 0.00010583 | 8.767e-05 | 8.779e-05 | 8.844e-05 | 0.00019915 | 0.00018944 | 0 | 7.706e-05
7271 | 303 | 10 | 0.00011416 | 0.0001137 | 0.00012491 | 6.32e-05 | 6.678e-05 | 0.00010855 | 0.00010285 | 0 | 9.092e-05 | 9.931e-05 | 0.00010008 | 7.76e-05 | 7.186e-05 | 6.663e-05 | 0.0001955 | 0.00018576 | 0 | 7.706e-05
7272 | 303 | 10 | 0.00011415 | 0.00011195 | 0.00011365 | 5.867e-05 | 6.408e-05 | 0.0001023 | 9.68e-05 | 6.37e-06 | 8.051e-05 | 8.618e-05 | 9.071e-05 | 6.289e-05 | 6.079e-05 | 5.898e-05 | 0.00019656 | 0.00017874 | 0 | 7.706e-05
7273 | 304 | 10 | 0.00011416 | 0.00011552 | 0.00012704 | 6.067e-05 | 6.445e-05 | 9.594e-05 | 9.204e-05 | 8.48e-06 | 6.678e-05 | 7.402e-05 | 8.127e-05 | 5.443e-05 | 5.385e-05 | 5.343e-05 | 0.00018189 | 0.00015777 | 0 | 7.515e-05
7274 | 304 | 10 | 0.00011415 | 0.00011006 | 0.00012287 | 5.604e-05 | 7.028e-05 | 9.132e-05 | 8.737e-05 | 1.484e-05 | 5.752e-05 | 6.387e-05 | 7.212e-05 | 1.883e-05 | 3.788e-05 | 5.638e-05 | 0.00017875 | 0.00012775 | 0 | 7.515e-05
7275 | 304 | 10 | 0.00011416 | 0.0001104 | 0.00010891 | 6.042e-05 | 6.949e-05 | 8.864e-05 | 8.923e-05 | 1.908e-05 | 2.755e-05 | 5.221e-05 | 6.556e-05 | 1.334e-05 | 3.799e-05 | 6.192e-05 | 0.00017986 | 0.00011343 | 0 | 7.515e-05
7276 | 304 | 10 | 0.00011415 | 0.00011787 | 0.00012411 | 5.482e-05 | 6.328e-05 | 8.878e-05 | 8.647e-05 | 3.603e-05 | 1.721e-05 | 4.431e-05 | 6.203e-05 | 1.318e-05 | 4.691e-05 | 7.978e-05 | 0.00017368 | 0.00012038 | 0 | 7.515e-05
7277 | 304 | 10 | 0.00011416 | 0.00011736 | 0.00012262 | 5.676e-05 | 6.72e-05 | 8.995e-05 | 8.645e-05 | 5.087e-05 | 1.431e-05 | 4.347e-05 | 6.443e-05 | 1.862e-05 | 5.62e-05 | 9.293e-05 | 0.00017406 | 0.00014653 | 0 | 7.515e-05
7278 | 304 | 10 | 0.00011415 | 0.00010916 | 0.00011776 | 0.00011413 | 0.00012841 | 9.07e-05 | 8.709e-05 | 4.663e-05 | 1.754e-05 | 4.818e-05 | 7.082e-05 | 4.583e-05 | 7.614e-05 | 0.00010602 | 0.00017857 | 0.00016371 | 0 | 7.515e-05
7279 | 304 | 10 | 0.00011416 | 0.00011582 | 0.00010553 | 0.00010715 | 0.0001372 | 9.383e-05 | 8.978e-05 | 4.451e-05 | 3.947e-05 | 5.958e-05 | 8.031e-05 | 0.00012398 | 0.00011797 | 0.00011301 | 0.00018178 | 0.00017053 | 0 | 7.515e-05
7280 | 304 | 10 | 0.00011415 | 0.00011057 | 0.00011323 | 0.0001644 | 0.00019066 | 9.713e-05 | 9.347e-05 | 3.604e-05 | 0.00010477 | 8.354e-05 | 9.055e-05 | 0.00021879 | 0.00017603 | 0.00013598 | 0.00018257 | 0.00017235 | 5.1152e-05 | 7.515e-05
7281 | 304 | 10 | 0.00011416 | 0.00011558 | 0.00010997 | 0.00015795 | 0.00020321 | 0.00010128 | 9.895e-05 | 0 | 0.00019192 | 0.00012305 | 0.00010418 | 0.00021004 | 0.00019167 | 0.00017554 | 0.00018621 | 0.00017395 | 0.00026679 | 7.515e-05
7282 | 304 | 10 | 0.00011415 | 0.0001137 | 0.00012269 | 0.00016345 | 0.00019819 | 0.00010435 | 0.00010372 | 0 | 0.00020376 | 0.00015775 | 0.00012397 | 0.00016604 | 0.00017264 | 0.00018058 | 0.00018368 | 0.00017555 | 0.00041955 | 7.515e-05
7283 | 304 | 10 | 0.00011416 | 0.00010804 | 0.00010882 | 0.00015719 | 0.00019365 | 0.00010525 | 0.0001062 | 0 | 0.00017444 | 0.00017113 | 0.00014182 | 0.00016744 | 0.00017275 | 0.00017942 | 0.00015638 | 0.00017624 | 0.00051546 | 7.515e-05
7284 | 304 | 10 | 0.00011415 | 0.00011681 | 0.00011632 | 0.00016555 | 0.00020176 | 0.00010668 | 0.00010713 | 0 | 0.00017039 | 0.00017396 | 0.00015601 | 0.00016918 | 0.00017038 | 0.00017304 | 7.4484e-05 | 0.00016875 | 0.0004856 | 7.515e-05
7285 | 304 | 10 | 0.00011416 | 0.00010743 | 0.00011761 | 0.00015701 | 0.00019812 | 0.00010586 | 0.00010808 | 0 | 0.00016958 | 0.00017294 | 0.00016535 | 0.00016138 | 0.00016342 | 0.00016681 | 5.4881e-05 | 0.00016478 | 0.00050643 | 7.515e-05
7286 | 304 | 10 | 0.00011415 | 0.0001147 | 0.00012018 | 0.00015912 | 0.00019614 | 0.00010206 | 0.00010726 | 0 | 0.00016295 | 0.0001692 | 0.00016969 | 0.00017931 | 0.00016951 | 0.00016145 | 5.3405e-05 | 0.00015351 | 0.00042482 | 7.515e-05
7287 | 304 | 10 | 0.00011416 | 0.000112 | 0.00010633 | 0.00015814 | 0.0001912 | 9.866e-05 | 0.00010605 | 0 | 0.00017587 | 0.00016824 | 0.00016955 | 0.0001857 | 0.00016894 | 0.00015409 | 5.8445e-05 | 0.00013142 | 0.000324 | 7.515e-05
7288 | 304 | 10 | 0.00011415 | 0.00011603 | 0.00010669 | 0.00016548 | 0.00019828 | 9.919e-05 | 0.00010622 | 0 | 0.00018319 | 0.00016834 | 0.00016618 | 0.0001967 | 0.00015172 | 0.00010923 | 7.5616e-05 | 0.00010268 | 0.00014539 | 7.515e-05
7289 | 304 | 10 | 0.00011416 | 0.00011611 | 0.00010868 | 0.00016471 | 0.00020123 | 0.00010151 | 0.00010897 | 0 | 0.00019347 | 0.00016249 | 0.00015246 | 0.00021375 | 0.00015889 | 0.00010687 | 0.00010999 | 7.9257e-05 | 0 | 7.515e-05
7290 | 304 | 10 | 0.00011415 | 0.00011139 | 0.00011137 | 0.0001661 | 0.00019236 | 0.00011008 | 0.00011893 | 0 | 0.0002091 | 0.00015953 | 0.00013915 | 0.00020517 | 0.00015997 | 0.00011737 | 0.00013734 | 6.6132e-05 | 0 | 7.515e-05
7291 | 304 | 10 | 0.00011416 | 0.00011746 | 0.00011956 | 0.0001044 | 0.00013605 | 0.00011687 | 0.00012571 | 0 | 0.00020564 | 0.00015908 | 0.00013004 | 0.00016615 | 0.00013616 | 0.00010807 | 0.00014379 | 6.6278e-05 | 0 | 7.515e-05
7292 | 304 | 10 | 0.00011415 | 0.0001162 | 0.00010797 | 0.0001046 | 0.00013201 | 0.00011477 | 0.00012258 | 0 | 0.000175 | 0.0001509 | 0.00012112 | 0.00012798 | 0.0001139 | 0.00010104 | 0.00014522 | 6.816e-05 | 0 | 7.515e-05
7293 | 304 | 10 | 0.00011416 | 0.00011684 | 0.00011622 | 6.144e-05 | 7.319e-05 | 0.00011178 | 0.00011884 | 0 | 0.00013928 | 0.00013528 | 0.00011319 | 8.544e-05 | 8.698e-05 | 8.899e-05 | 0.00014036 | 6.4784e-05 | 0 | 7.515e-05
7294 | 304 | 10 | 0.00011415 | 0.00011539 | 0.00011053 | 5.314e-05 | 6.939e-05 | 0.00010721 | 0.0001127 | 0 | 9.825e-05 | 0.00011385 | 0.00010573 | 8.675e-05 | 8.687e-05 | 8.751e-05 | 0.00012934 | 6.1734e-05 | 0 | 7.515e-05
7295 | 304 | 10 | 0.00011416 | 0.00011635 | 0.00011081 | 5.279e-05 | 6.996e-05 | 0.00010652 | 0.00010729 | 1.908e-05 | 9.02e-05 | 9.89e-05 | 9.974e-05 | 7.785e-05 | 7.21e-05 | 6.685e-05 | 0.00011431 | 4.8006e-05 | 0 | 7.515e-05
7296 | 304 | 10 | 0.00011415 | 0.0001173 | 0.00010981 | 5.882e-05 | 7.724e-05 | 0.00010531 | 9.972e-05 | 1.696e-05 | 8.057e-05 | 8.594e-05 | 9.047e-05 | 6.292e-05 | 6.082e-05 | 5.9e-05 | 8.0885e-05 | 2.9679e-05 | 0 | 7.515e-05
7297 | 305 | 11 | 0.00011416 | 0.00011597 | 0.00012793 | 5.412e-05 | 6.644e-05 | 9.801e-05 | 9.365e-05 | 1.696e-05 | 6.68e-05 | 7.393e-05 | 8.108e-05 | 5.455e-05 | 5.396e-05 | 5.354e-05 | 6.9174e-05 | 2.4903e-05 | 0 | 7.472e-05
7298 | 305 | 11 | 0.00011415 | 0.000115 | 0.00013232 | 6.075e-05 | 6.882e-05 | 9.321e-05 | 9.027e-05 | 2.119e-05 | 5.761e-05 | 6.389e-05 | 7.203e-05 | 1.865e-05 | 3.782e-05 | 5.629e-05 | 5.948e-05 | 2.7002e-05 | 0 | 7.472e-05
7299 | 305 | 11 | 0.00011416 | 0.00010971 | 0.00013111 | 5.565e-05 | 6.305e-05 | 8.94e-05 | 8.889e-05 | 2.331e-05 | 2.744e-05 | 5.222e-05 | 6.549e-05 | 1.306e-05 | 3.764e-05 | 6.136e-05 | 4.5358e-05 | 2.3117e-05 | 0 | 7.472e-05
7300 | 305 | 11 | 0.00011415 | 0.00011343 | 0.00011808 | 6.22e-05 | 6.532e-05 | 8.917e-05 | 8.836e-05 | 2.968e-05 | 1.697e-05 | 4.418e-05 | 6.189e-05 | 1.305e-05 | 4.7e-05 | 7.994e-05 | 3.6609e-05 | 1.7134e-05 | 0 | 7.472e-05
7301 | 305 | 11 | 0.00011416 | 0.00011162 | 0.00012047 | 5.292e-05 | 6.329e-05 | 9.128e-05 | 8.949e-05 | 3.391e-05 | 1.416e-05 | 4.339e-05 | 6.434e-05 | 1.85e-05 | 5.628e-05 | 9.306e-05 | 2.7229e-05 | 9.8459e-06 | 0 | 7.472e-05
7302 | 305 | 11 | 0.00011415 | 0.00011332 | 0.00011451 | 0.00011009 | 0.00012928 | 9.518e-05 | 9.303e-05 | 4.027e-05 | 1.742e-05 | 4.818e-05 | 7.077e-05 | 4.627e-05 | 7.691e-05 | 0.0001071 | 1.8813e-05 | 5.2678e-06 | 0 | 7.472e-05
7303 | 305 | 11 | 0.00011416 | 0.00011107 | 0.00013352 | 0.00010959 | 0.00012535 | 0.00010379 | 0.0001037 | 4.028e-05 | 3.978e-05 | 5.988e-05 | 8.052e-05 | 0.00012443 | 0.00011815 | 0.00011317 | 1.2649e-05 | 1.5453e-06 | 0 | 7.472e-05
7304 | 305 | 11 | 0.00011415 | 0.00011754 | 0.00011647 | 0.00015981 | 0.00019118 | 0.00010988 | 0.0001207 | 3.815e-05 | 0.00010518 | 8.387e-05 | 9.08e-05 | 0.00022132 | 0.00017754 | 0.00013715 | 1.2172e-05 | 4.1456e-07 | 3.0238e-05 | 7.472e-05
7305 | 305 | 11 | 0.00011416 | 0.00011249 | 0.00011942 | 0.00015692 | 0.000197 | 0.00011307 | 0.00013164 | 1.696e-05 | 0.00019398 | 0.0001238 | 0.00010468 | 0.00021006 | 0.00019113 | 0.00017504 | 1.9254e-05 | 2.7762e-07 | 0.00018255 | 7.472e-05
7306 | 305 | 11 | 0.00011415 | 0.00010831 | 0.00012611 | 0.00016454 | 0.00018911 | 0.00011475 | 0.00013512 | 0 | 0.00020419 | 0.00015815 | 0.00012432 | 0.00016834 | 0.00017456 | 0.00018259 | 2.8861e-05 | 7.9874e-07 | 0.00038968 | 7.472e-05
7307 | 305 | 11 | 0.00011416 | 0.00010874 | 0.00012352 | 0.0001651 | 0.00019301 | 0.00011498 | 0.00013378 | 0 | 0.00017637 | 0.00017197 | 0.00014254 | 0.00016935 | 0.00017426 | 0.00018099 | 2.9028e-05 | 2.8676e-06 | 0.00056412 | 7.472e-05
7308 | 305 | 11 | 0.00011415 | 0.00011381 | 0.00012061 | 0.00016564 | 0.00019204 | 0.00011511 | 0.00013185 | 6.36e-06 | 0.00017228 | 0.00017517 | 0.00015696 | 0.00016975 | 0.00017049 | 0.00017315 | 1.6141e-05 | 4.0305e-06 | 0.00057883 | 7.472e-05
7309 | 305 | 11 | 0.00011416 | 0.00011626 | 0.000127 | 0.00016231 | 0.00019655 | 0.00011388 | 0.00012997 | 0 | 0.00017042 | 0.00017385 | 0.00016619 | 0.00016291 | 0.00016453 | 0.00016794 | 3.11e-06 | 8.8248e-06 | 0.00054591 | 7.472e-05
7310 | 305 | 11 | 0.00011415 | 0.00011039 | 0.00011853 | 0.00016006 | 0.00019433 | 0.00011224 | 0.00012989 | 1.06e-05 | 0.00016436 | 0.00017008 | 0.00017061 | 0.00017969 | 0.00016941 | 0.00016135 | 1.3182e-06 | 1.2946e-05 | 0.0005046 | 7.472e-05
7311 | 305 | 11 | 0.00011416 | 0.00011123 | 0.00013331 | 0.00016448 | 0.00019657 | 0.00011032 | 0.00013059 | 2.756e-05 | 0.00017647 | 0.00016876 | 0.00017028 | 0.00018425 | 0.00016715 | 0.00015246 | 4.2727e-07 | 1.5008e-05 | 0.00038072 | 7.472e-05
7312 | 305 | 11 | 0.00011415 | 0.00010724 | 0.00012421 | 0.00016729 | 0.00019394 | 0.00011007 | 0.00013151 | 4.451e-05 | 0.00018221 | 0.00016795 | 0.00016634 | 0.00019675 | 0.00015132 | 0.00010894 | 3.8466e-07 | 1.3876e-05 | 0.00016123 | 7.472e-05
7313 | 305 | 11 | 0.00011416 | 0.00011544 | 0.0001185 | 0.00016341 | 0.00019525 | 0.00011233 | 0.00013474 | 7.418e-05 | 0.00019334 | 0.00016184 | 0.00015238 | 0.00021618 | 0.00016022 | 0.00010777 | 8.5695e-07 | 1.1323e-05 | 0 | 7.472e-05
7314 | 305 | 11 | 0.00011415 | 0.00010735 | 0.00011202 | 0.00016336 | 0.00019561 | 0.00012195 | 0.00014166 | 9.325e-05 | 0.00021094 | 0.00015957 | 0.00013917 | 0.00020689 | 0.00016085 | 0.00011801 | 2.3472e-06 | 7.1058e-06 | 0 | 7.472e-05
7315 | 305 | 11 | 0.00011416 | 0.00010967 | 0.00011769 | 0.00011378 | 0.00013727 | 0.00012744 | 0.00014452 | 0.00011021 | 0.00020733 | 0.00015963 | 0.00013013 | 0.00016467 | 0.00013459 | 0.00010683 | 5.1351e-06 | 4.4074e-06 | 0 | 7.472e-05
7316 | 305 | 11 | 0.00011415 | 0.00011172 | 0.00011822 | 0.00010435 | 0.00012772 | 0.0001214 | 0.00013991 | 0.00012928 | 0.00017422 | 0.00015079 | 0.00012094 | 0.00012871 | 0.00011428 | 0.00010138 | 8.4768e-06 | 2.3617e-06 | 0 | 7.472e-05
7317 | 305 | 11 | 0.00011416 | 0.00011728 | 0.00012109 | 5.884e-05 | 6.894e-05 | 0.00011545 | 0.00013396 | 0.00014412 | 0.00013976 | 0.00013515 | 0.00011314 | 8.436e-05 | 8.575e-05 | 8.774e-05 | 8.8246e-06 | 3.0023e-06 | 0 | 7.472e-05
7318 | 305 | 11 | 0.00011415 | 0.00011041 | 0.00011978 | 5.561e-05 | 7.493e-05 | 0.00011031 | 0.00012566 | 0.00016107 | 9.748e-05 | 0.00011335 | 0.00010543 | 8.754e-05 | 8.753e-05 | 8.818e-05 | 8.9375e-06 | 6.0693e-06 | 0 | 7.472e-05
7319 | 305 | 11 | 0.00011416 | 0.0001098 | 0.00012537 | 5.252e-05 | 7.291e-05 | 0.00011233 | 0.00011674 | 0.00018227 | 9.067e-05 | 9.872e-05 | 9.96e-05 | 7.758e-05 | 7.176e-05 | 6.654e-05 | 1.0293e-05 | 6.8903e-06 | 0 | 7.472e-05
7320 | 305 | 11 | 0.00011415 | 0.0001108 | 0.00011978 | 6.268e-05 | 6.852e-05 | 0.00011 | 0.00010792 | 0.00017167 | 8.044e-05 | 8.58e-05 | 9.027e-05 | 6.341e-05 | 6.127e-05 | 5.943e-05 | 9.1076e-06 | 4.847e-06 | 0 | 7.472e-05
7321 | 306 | 11 | 0.00011416 | 0.00011155 | 0.00010736 | 5.595e-05 | 6.695e-05 | 0.00010256 | 0.00010028 | 0.00015895 | 6.716e-05 | 7.4e-05 | 8.103e-05 | 5.442e-05 | 5.384e-05 | 5.341e-05 | 5.7602e-06 | 6.2037e-06 | 0 | 7.732e-05
7322 | 306 | 11 | 0.00011415 | 0.00011626 | 9.727e-05 | 6.096e-05 | 6.581e-05 | 9.676e-05 | 9.628e-05 | 0.00014412 | 5.759e-05 | 6.395e-05 | 7.198e-05 | 1.85e-05 | 3.752e-05 | 5.583e-05 | 4.411e-06 | 1.0765e-05 | 0 | 7.732e-05
7323 | 306 | 11 | 0.00011416 | 0.00011218 | 0.00010407 | 6.227e-05 | 7.29e-05 | 9.242e-05 | 9.382e-05 | 0.00013988 | 2.732e-05 | 5.214e-05 | 6.54e-05 | 1.307e-05 | 3.768e-05 | 6.141e-05 | 6.6531e-06 | 1.5836e-05 | 0 | 7.732e-05
7324 | 306 | 11 | 0.00011415 | 0.0001141 | 0.00010057 | 6.147e-05 | 7.449e-05 | 9.113e-05 | 9.312e-05 | 0.00012928 | 1.696e-05 | 4.41e-05 | 6.182e-05 | 1.299e-05 | 4.679e-05 | 7.958e-05 | 1.1736e-05 | 1.8193e-05 | 0 | 7.732e-05
7325 | 306 | 11 | 0.00011416 | 0.00011348 | 9.524e-05 | 5.294e-05 | 7.109e-05 | 9.145e-05 | 9.402e-05 | 0.00012928 | 1.41e-05 | 4.327e-05 | 6.421e-05 | 1.856e-05 | 5.644e-05 | 9.332e-05 | 2.0919e-05 | 1.961e-05 | 0 | 7.732e-05
7326 | 306 | 11 | 0.00011415 | 0.00010823 | 9.54e-05 | 0.00010907 | 0.00013497 | 9.359e-05 | 9.766e-05 | 0.00012716 | 1.745e-05 | 4.814e-05 | 7.07e-05 | 4.587e-05 | 7.625e-05 | 0.00010617 | 3.3015e-05 | 1.7885e-05 | 0 | 7.732e-05
7327 | 306 | 11 | 0.00011416 | 0.00010615 | 8.797e-05 | 0.00010616 | 0.00013398 | 9.725e-05 | 0.00011038 | 0.00011657 | 3.947e-05 | 5.964e-05 | 8.025e-05 | 0.00012353 | 0.00011729 | 0.00011236 | 4.587e-05 | 1.5412e-05 | 0 | 7.732e-05
7328 | 306 | 11 | 0.00011415 | 0.0001125 | 9.15e-05 | 0.00015673 | 0.00019352 | 9.856e-05 | 0.00012659 | 9.961e-05 | 0.00010442 | 8.336e-05 | 9.039e-05 | 0.00022236 | 0.00017837 | 0.0001378 | 5.1823e-05 | 1.2291e-05 | 2.267e-05 | 7.732e-05
7329 | 306 | 11 | 0.00011416 | 0.00011099 | 9.656e-05 | 0.00015621 | 0.0001969 | 0.00010078 | 0.00013444 | 8.265e-05 | 0.00019464 | 0.0001237 | 0.00010446 | 0.00021408 | 0.00019479 | 0.00017839 | 5.0957e-05 | 9.6953e-06 | 0.00022274 | 7.732e-05
7330 | 306 | 11 | 0.00011415 | 0.00010585 | 9.484e-05 | 0.00015791 | 0.00019721 | 0.0001032 | 0.00013804 | 7.418e-05 | 0.00020743 | 0.00015953 | 0.00012489 | 0.00016848 | 0.00017472 | 0.00018275 | 4.4939e-05 | 9.8137e-06 | 0.00044657 | 7.732e-05
7331 | 306 | 11 | 0.00011416 | 0.00011013 | 0.00010612 | 0.00015702 | 0.00019102 | 0.0001033 | 0.00013783 | 5.51e-05 | 0.00017712 | 0.0001733 | 0.00014317 | 0.00016861 | 0.00017349 | 0.0001802 | 3.1905e-05 | 1.1397e-05 | 0.00052359 | 7.732e-05
7332 | 306 | 11 | 0.00011415 | 0.00011047 | 0.00010343 | 0.00016131 | 0.00019415 | 0.00010401 | 0.00013823 | 3.18e-05 | 0.00017194 | 0.00017568 | 0.00015741 | 0.00017026 | 0.00017101 | 0.00017367 | 2.7394e-05 | 1.7702e-05 | 0.00057806 | 7.732e-05
7333 | 306 | 11 | 0.00011416 | 0.00011371 | 9.374e-05 | 0.00016224 | 0.00019055 | 0.00010449 | 0.00013763 | 2.12e-06 | 0.0001708 | 0.00017412 | 0.00016671 | 0.00016368 | 0.00016532 | 0.00016874 | 1.5738e-05 | 1.998e-05 | 0.00047286 | 7.732e-05
7334 | 306 | 11 | 0.00011415 | 0.00010661 | 9.647e-05 | 0.00015613 | 0.00019407 | 0.00010308 | 0.00013913 | 0 | 0.00016501 | 0.00017052 | 0.00017118 | 0.00017968 | 0.00016939 | 0.00016134 | 1.0552e-05 | 1.9618e-05 | 0.00048094 | 7.732e-05
7335 | 306 | 11 | 0.00011416 | 0.00010736 | 8.95e-05 | 0.00016132 | 0.00019924 | 0.00010128 | 0.00013923 | 4.24e-06 | 0.00017659 | 0.0001691 | 0.00017065 | 0.000184 | 0.00016692 | 0.00015226 | 9.3614e-06 | 1.8941e-05 | 0.00037294 | 7.732e-05
7336 | 306 | 11 | 0.00011415 | 0.00010673 | 9.65e-05 | 0.00015896 | 0.00019516 | 0.0001018 | 0.00014005 | 6.36e-06 | 0.00018206 | 0.00016803 | 0.00016654 | 0.0001996 | 0.00015351 | 0.00011052 | 1.4181e-05 | 2.0966e-05 | 0.00015189 | 7.732e-05
7337 | 306 | 11 | 0.00011416 | 0.00011399 | 0.00010739 | 0.00016024 | 0.00020068 | 0.00010403 | 0.00014243 | 0 | 0.00019555 | 0.00016262 | 0.00015286 | 0.00021555 | 0.00015976 | 0.00010746 | 2.5257e-05 | 2.2318e-05 | 0 | 7.732e-05
7338 | 306 | 11 | 0.00011415 | 0.00011097 | 0.00010165 | 0.00016075 | 0.00019602 | 0.00011334 | 0.00014875 | 0 | 0.00021086 | 0.00016011 | 0.0001395 | 0.00020601 | 0.00016016 | 0.00011751 | 4.5915e-05 | 2.4238e-05 | 0 | 7.732e-05
7339 | 306 | 11 | 0.00011416 | 0.00011199 | 0.00010891 | 0.00011545 | 0.00013646 | 0.00011777 | 0.00014453 | 0 | 0.00020668 | 0.00015963 | 0.00013028 | 0.00016639 | 0.00013599 | 0.00010794 | 6.3864e-05 | 2.5979e-05 | 0 | 7.732e-05
7340 | 306 | 11 | 0.00011415 | 0.00010889 | 9.861e-05 | 0.00010558 | 0.00014005 | 0.00011509 | 0.00013937 | 0 | 0.00017545 | 0.00015115 | 0.00012127 | 0.00012963 | 0.0001151 | 0.00010211 | 6.7275e-05 | 3.1025e-05 | 0 | 7.732e-05
7341 | 306 | 11 | 0.00011416 | 0.00010786 | 0.00010158 | 5.642e-05 | 7.222e-05 | 0.00011107 | 0.00013272 | 0 | 0.00014068 | 0.0001358 | 0.00011358 | 8.429e-05 | 8.568e-05 | 8.767e-05 | 6.5399e-05 | 3.6111e-05 | 0 | 7.732e-05
7342 | 306 | 11 | 0.00011415 | 0.00010978 | 0.00010763 | 5.58e-05 | 6.876e-05 | 0.0001076 | 0.00012513 | 6.36e-06 | 9.763e-05 | 0.00011381 | 0.00010575 | 8.83e-05 | 8.829e-05 | 8.895e-05 | 6.7412e-05 | 3.9559e-05 | 0 | 7.732e-05
7343 | 306 | 11 | 0.00011416 | 0.00011036 | 9.87e-05 | 5.638e-05 | 6.875e-05 | 0.0001101 | 0.00011557 | 8.48e-06 | 9.133e-05 | 9.921e-05 | 0.00010003 | 7.791e-05 | 7.206e-05 | 6.682e-05 | 7.4395e-05 | 4.2535e-05 | 0 | 7.732e-05
7344 | 306 | 11 | 0.00011415 | 0.00011588 | 9.306e-05 | 6.176e-05 | 6.54e-05 | 0.00010821 | 0.00010782 | 6.36e-06 | 8.082e-05 | 8.625e-05 | 9.07e-05 | 6.252e-05 | 6.04e-05 | 5.859e-05 | 5.4076e-05 | 4.5725e-05 | 0 | 7.732e-05
7345 | 307 | 11 | 0.00011416 | 0.00011026 | 0.00014038 | 5.914e-05 | 4.005e-05 | 0.00010012 | 0.00010118 | 4.24e-06 | 6.655e-05 | 7.397e-05 | 8.118e-05 | 6.841e-05 | 6.091e-05 | 5.372e-05 | 5.7031e-05 | 4.3237e-05 | 0 | 8.305e-05
7346 | 307 | 11 | 0.00011415 | 0.00011145 | 0.00012941 | 5.725e-05 | 4.096e-05 | 9.476e-05 | 9.657e-05 | 0 | 6.84e-05 | 6.634e-05 | 7.211e-05 | 3.497e-05 | 4.579e-05 | 5.612e-05 | 5.5601e-05 | 4.0295e-05 | 0 | 8.305e-05
7347 | 307 | 11 | 0.00011416 | 0.00011262 | 0.00014212 | 5.701e-05 | 4.438e-05 | 9.166e-05 | 9.42e-05 | 1.484e-05 | 4.222e-05 | 5.733e-05 | 6.553e-05 | 2.173e-05 | 4.202e-05 | 6.147e-05 | 4.7495e-05 | 3.2743e-05 | 0 | 8.305e-05
7348 | 307 | 11 | 0.00011415 | 0.00011706 | 0.0001417 | 6.014e-05 | 4.088e-05 | 9.102e-05 | 9.296e-05 | 2.755e-05 | 2.687e-05 | 4.969e-05 | 6.19e-05 | 2.13e-05 | 5.147e-05 | 8.063e-05 | 4.2839e-05 | 2.9308e-05 | 0 | 8.305e-05
7349 | 307 | 11 | 0.00011416 | 0.00011276 | 0.00014248 | 5.335e-05 | 4.251e-05 | 9.34e-05 | 9.379e-05 | 2.544e-05 | 2.299e-05 | 4.85e-05 | 6.449e-05 | 2.334e-05 | 5.944e-05 | 9.447e-05 | 4.8591e-05 | 2.7289e-05 | 0 | 8.305e-05
7350 | 307 | 11 | 0.00011415 | 0.00011584 | 0.00013218 | 0.00010932 | 7.694e-05 | 0.00010002 | 9.765e-05 | 2.12e-05 | 2.319e-05 | 5.246e-05 | 7.123e-05 | 2.933e-05 | 6.839e-05 | 0.00010643 | 6.3533e-05 | 2.9592e-05 | 0 | 8.305e-05
7351 | 307 | 11 | 0.00011416 | 0.00011169 | 0.00012476 | 0.00010847 | 7.947e-05 | 0.00011248 | 0.00010978 | 1.908e-05 | 2.788e-05 | 5.936e-05 | 8.079e-05 | 4.636e-05 | 8.008e-05 | 0.00011312 | 7.663e-05 | 3.9194e-05 | 0 | 8.305e-05
7352 | 307 | 11 | 0.00011415 | 0.0001137 | 0.00013721 | 0.00016531 | 0.00011565 | 0.0001199 | 0.00012722 | 2.13e-06 | 4.216e-05 | 6.853e-05 | 9.103e-05 | 6.757e-05 | 0.00010161 | 0.0001353 | 7.8702e-05 | 4.5603e-05 | 2.2857e-05 | 8.305e-05
7353 | 307 | 11 | 0.00011416 | 0.00011676 | 0.00012547 | 0.00016209 | 0.00011492 | 0.00012489 | 0.00013621 | 0 | 6.159e-05 | 8.272e-05 | 0.00010444 | 9.992e-05 | 0.00013823 | 0.00017661 | 8.2661e-05 | 4.8108e-05 | 0.00023097 | 8.305e-05
7354 | 307 | 11 | 0.00011415 | 0.00011164 | 0.00012766 | 0.00016571 | 0.0001177 | 0.00012824 | 0.00013837 | 0 | 9.098e-05 | 0.00010628 | 0.00012437 | 0.00012937 | 0.00015563 | 0.0001826 | 8.3105e-05 | 4.5604e-05 | 0.00045397 | 8.305e-05
7355 | 307 | 11 | 0.00011416 | 0.00011747 | 0.0001263 | 0.00016762 | 0.00011697 | 0.0001287 | 0.00013724 | 0 | 0.0001202 | 0.00013 | 0.00014254 | 0.00013644 | 0.0001569 | 0.00017829 | 7.1538e-05 | 4.3813e-05 | 0.00051153 | 8.305e-05
7356 | 307 | 11 | 0.00011415 | 0.00011002 | 0.00012839 | 0.00015692 | 0.00011509 | 0.00012986 | 0.00013609 | 0 | 0.00013217 | 0.00014532 | 0.00015637 | 0.0001373 | 0.00015432 | 0.00017233 | 5.1309e-05 | 4.406e-05 | 0.00054984 | 8.305e-05
7357 | 307 | 11 | 0.00011416 | 0.00011304 | 0.00013584 | 0.00015764 | 0.0001175 | 0.00012684 | 0.00013457 | 0 | 0.00013603 | 0.00015181 | 0.00016547 | 0.00012985 | 0.00014783 | 0.00016667 | 3.5368e-05 | 4.3714e-05 | 0.00057169 | 8.305e-05
7358 | 307 | 11 | 0.00011415 | 0.00010959 | 0.00012486 | 0.0001658 | 0.00011675 | 0.0001267 | 0.0001357 | 0 | 0.00013129 | 0.00015157 | 0.00016972 | 0.00011244 | 0.00013612 | 0.0001603 | 2.7365e-05 | 4.3376e-05 | 0.00044398 | 8.305e-05
7359 | 307 | 11 | 0.00011416 | 0.00011189 | 0.00012559 | 0.00015966 | 0.00011601 | 0.00012598 | 0.00013612 | 0 | 0.00011678 | 0.00014571 | 0.00016924 | 0.00012806 | 0.00014015 | 0.00015315 | 1.8111e-05 | 4.0316e-05 | 0.00031736 | 8.305e-05
7360 | 307 | 11 | 0.00011415 | 0.000116 | 0.0001348 | 0.0001576 | 0.00011801 | 0.00012641 | 0.00013751 | 0 | 0.00012599 | 0.00014207 | 0.0001656 | 0.00013513 | 0.00012199 | 0.00011027 | 1.8482e-05 | 3.7777e-05 | 0.00014593 | 8.305e-05
7361 | 307 | 11 | 0.00011416 | 0.00011402 | 0.00013247 | 0.00016753 | 0.00011871 | 0.00012759 | 0.0001398 | 0 | 0.00013283 | 0.00013405 | 0.00015217 | 0.00014001 | 0.00012255 | 0.00010665 | 2.7571e-05 | 4.2036e-05 | 0 | 8.305e-05
7362 | 307 | 11 | 0.00011415 | 0.0001102 | 0.00013641 | 0.00016115 | 0.00011352 | 0.0001354 | 0.00014843 | 0 | 0.00013813 | 0.00012787 | 0.00013888 | 0.00014077 | 0.00012826 | 0.00011726 | 3.1223e-05 | 4.8963e-05 | 0 | 8.305e-05
7363 | 307 | 11 | 0.00011416 | 0.00011811 | 0.00012819 | 0.00010843 | 8.013e-05 | 0.00013927 | 0.00014518 | 0 | 0.00014012 | 0.00012657 | 0.00012984 | 0.00014228 | 0.000124 | 0.00010733 | 3.3284e-05 | 5.2015e-05 | 0 | 8.305e-05
7364 | 307 | 11 | 0.00011415 | 0.00011908 | 0.00013331 | 0.0001074 | 7.514e-05 | 0.00013386 | 0.00013987 | 0 | 0.0001418 | 0.00012557 | 0.00012086 | 0.00014361 | 0.00012162 | 0.00010133 | 4.2715e-05 | 6.1416e-05 | 0 | 8.305e-05
7365 | 307 | 11 | 0.00011416 | 0.00010951 | 0.00013113 | 5.385e-05 | 3.978e-05 | 0.00012718 | 0.00013281 | 0 | 0.00014319 | 0.00012394 | 0.00011307 | 8.434e-05 | 8.591e-05 | 8.79e-05 | 5.5817e-05 | 6.7662e-05 | 0 | 8.305e-05
7366 | 307 | 11 | 0.00011415 | 0.00011917 | 0.00013075 | 5.375e-05 | 4.287e-05 | 0.00012042 | 0.00012542 | 0 | 9.726e-05 | 0.00010978 | 0.00010538 | 8.76e-05 | 8.777e-05 | 8.842e-05 | 6.8158e-05 | 7.2574e-05 | 0 | 8.305e-05
7367 | 307 | 11 | 0.00011416 | 0.00011194 | 0.00013929 | 5.4e-05 | 4.3e-05 | 0.00012116 | 0.00011607 | 0 | 9.101e-05 | 9.805e-05 | 9.965e-05 | 8.536e-05 | 7.608e-05 | 6.74e-05 | 8.3756e-05 | 8.1997e-05 | 0 | 8.305e-05
7368 | 307 | 11 | 0.00011415 | 0.00011362 | 0.00014156 | 5.259e-05 | 3.828e-05 | 0.0001179 | 0.0001079 | 1.272e-05 | 8.681e-05 | 8.741e-05 | 9.053e-05 | 7.885e-05 | 6.847e-05 | 5.861e-05 | 7.7578e-05 | 6.9833e-05 | 0 | 8.305e-05
7369 | 308 | 11 | 0.00011416 | 0.00012065 | 0.00011412 | 6.301e-05 | 1.362e-05 | 0.00010936 | 0.00010049 | 2.968e-05 | 8.038e-05 | 7.819e-05 | 8.11e-05 | 6.848e-05 | 6.097e-05 | 5.377e-05 | 0.0001018 | 8.1293e-05 | 0 | 8.782e-05
7370 | 308 | 11 | 0.00011415 | 0.00012025 | 0.00010783 | 5.583e-05 | 1.411e-05 | 0.00010302 | 9.609e-05 | 1.908e-05 | 7.126e-05 | 6.982e-05 | 7.211e-05 | 3.477e-05 | 4.553e-05 | 5.581e-05 | 0.00011397 | 9.2316e-05 | 0 | 8.782e-05
7371 | 308 | 11 | 0.00011416 | 0.00011755 | 0.00010983 | 5.659e-05 | 1.342e-05 | 0.00010017 | 9.401e-05 | 2.967e-05 | 4.305e-05 | 5.91e-05 | 6.549e-05 | 2.194e-05 | 4.243e-05 | 6.207e-05 | 0.00011378 | 9.3406e-05 | 0 | 8.782e-05
7372 | 308 | 11 | 0.00011415 | 0.00012057 | 0.00011295 | 5.249e-05 | 1.492e-05 | 9.88e-05 | 9.316e-05 | 2.543e-05 | 2.733e-05 | 5.052e-05 | 6.201e-05 | 2.139e-05 | 5.168e-05 | 8.096e-05 | 0.00012075 | 9.1423e-05 | 0 | 8.782e-05
7373 | 308 | 11 | 0.00011416 | 0.00012331 | 0.00012515 | 5.485e-05 | 1.47e-05 | 0.0001008 | 9.377e-05 | 2.756e-05 | 2.308e-05 | 4.895e-05 | 6.466e-05 | 2.321e-05 | 5.911e-05 | 9.394e-05 | 0.00013095 | 8.1919e-05 | 0 | 8.782e-05
7374 | 308 | 11 | 0.00011415 | 0.00012266 | 0.00011289 | 0.00011198 | 2.75e-05 | 0.00010627 | 9.777e-05 | 3.179e-05 | 2.311e-05 | 5.255e-05 | 7.127e-05 | 2.97e-05 | 6.925e-05 | 0.00010778 | 0.00013653 | 6.6516e-05 | 0 | 8.782e-05
7375 | 308 | 11 | 0.00011416 | 0.00011424 | 0.00012209 | 0.00011125 | 2.849e-05 | 0.00011797 | 0.00011059 | 3.391e-05 | 2.815e-05 | 5.963e-05 | 8.111e-05 | 4.597e-05 | 7.941e-05 | 0.00011216 | 0.00013971 | 5.2618e-05 | 0 | 8.782e-05
7376 | 308 | 11 | 0.00011415 | 0.00011956 | 0.00012955 | 0.00016165 | 4.038e-05 | 0.00012665 | 0.00012785 | 3.603e-05 | 4.19e-05 | 6.853e-05 | 9.111e-05 | 6.757e-05 | 0.00010161 | 0.0001353 | 0.00013973 | 3.7614e-05 | 4.1658e-06 | 8.782e-05
7377 | 308 | 11 | 0.00011416 | 0.00011251 | 0.00012241 | 0.00016124 | 3.973e-05 | 0.00013062 | 0.00013584 | 2.332e-05 | 6.155e-05 | 8.264e-05 | 0.00010448 | 9.976e-05 | 0.00013801 | 0.00017633 | 0.00015051 | 3.5969e-05 | 5.1025e-05 | 8.782e-05
7378 | 308 | 11 | 0.00011415 | 0.00011599 | 0.00012579 | 0.00016363 | 4.078e-05 | 0.00013419 | 0.00013906 | 0 | 9.084e-05 | 0.00010613 | 0.00012431 | 0.00012959 | 0.0001559 | 0.00018292 | 0.00016271 | 4.5707e-05 | 8.0541e-05 | 8.782e-05
7379 | 308 | 11 | 0.00011416 | 0.0001202 | 0.00011837 | 0.00015956 | 4.147e-05 | 0.00013356 | 0.00013855 | 1.696e-05 | 0.00012034 | 0.00012999 | 0.00014254 | 0.00013717 | 0.00015775 | 0.00017925 | 0.00016066 | 6.3206e-05 | 0.00029602 | 8.782e-05
7380 | 308 | 11 | 0.00011415 | 0.00011762 | 0.00011386 | 0.00015879 | 4.008e-05 | 0.00013322 | 0.00013807 | 2.543e-05 | 0.00013277 | 0.00014566 | 0.00015655 | 0.00013735 | 0.00015437 | 0.00017239 | 0.00010662 | 8.4753e-05 | 0.00012407 | 8.782e-05
7381 | 308 | 11 | 0.00011416 | 0.00011708 | 0.00011462 | 0.00016146 | 4.131e-05 | 0.00013094 | 0.00013704 | 3.179e-05 | 0.00013618 | 0.00015213 | 0.00016567 | 0.00013002 | 0.00014803 | 0.00016689 | 0.00010417 | 9.8956e-05 | 3.3878e-05 | 8.782e-05
7382 | 308 | 11 | 0.00011415 | 0.00011411 | 0.00012612 | 0.00016506 | 4.025e-05 | 0.00013086 | 0.00013851 | 3.392e-05 | 0.00013147 | 0.00015183 | 0.00016996 | 0.00011221 | 0.00013584 | 0.00015997 | 0.00011011 | 0.00011294 | 7.6834e-05 | 8.782e-05
7383 | 308 | 11 | 0.00011416 | 0.00012341 | 0.00013027 | 0.00016005 | 3.959e-05 | 0.00013111 | 0.00013936 | 2.756e-05 | 0.00011664 | 0.00014576 | 0.00016938 | 0.000128 | 0.00014009 | 0.00015309 | 0.00011131 | 0.00011358 | 6.202e-06 | 8.782e-05
7384 | 308 | 11 | 0.00011415 | 0.0001183 | 0.00011259 | 0.00015947 | 4.146e-05 | 0.00013051 | 0.00013971 | 5.722e-05 | 0.00012592 | 0.00014203 | 0.00016569 | 0.00013544 | 0.00012227 | 0.00011053 | 0.00011259 | 0.00011126 | 4.5476e-06 | 8.782e-05
7385 | 308 | 11 | 0.00011416 | 0.00011367 | 0.00011874 | 0.00015648 | 4.154e-05 | 0.0001304 | 0.00014171 | 7.842e-05 | 0.00013305 | 0.00013411 | 0.00015225 | 0.00013929 | 0.00012191 | 0.0001061 | 0.00011739 | 0.00011179 | 0 | 8.782e-05
7386 | 308 | 11 | 0.00011415 | 0.00011614 | 0.00010946 | 0.00015953 | 4.149e-05 | 0.00013781 | 0.00014882 | 7.63e-05 | 0.0001376 | 0.00012771 | 0.00013881 | 0.00014162 | 0.00012904 | 0.00011797 | 0.0001268 | 0.00011791 | 0 | 8.782e-05
7387 | 308 | 11 | 0.00011416 | 0.0001153 | 0.00012615 | 0.00010853 | 2.687e-05 | 0.0001407 | 0.00014606 | 9.538e-05 | 0.00014069 | 0.00012668 | 0.0001299 | 0.00014296 | 0.00012459 | 0.00010784 | 0.0001459 | 0.00012192 | 0 | 8.782e-05
7388 | 308 | 11 | 0.00011415 | 0.00012136 | 0.00012234 | 0.00011073 | 2.701e-05 | 0.00013524 | 0.00014147 | 0.00010808 | 0.00014243 | 0.00012594 | 0.00012104 | 0.00014535 | 0.0001231 | 0.00010256 | 0.00015816 | 0.00012547 | 0 | 8.782e-05
7389 | 308 | 11 | 0.00011416 | 0.00011563 | 0.00011048 | 5.828e-05 | 1.464e-05 | 0.00012779 | 0.00013551 | 0.00012504 | 0.00014469 | 0.00012477 | 0.00011352 | 8.496e-05 | 8.654e-05 | 8.854e-05 | 0.0001536 | 0.00012485 | 0 | 8.782e-05
7390 | 308 | 11 | 0.00011415 | 0.00011784 | 0.00011057 | 5.409e-05 | 1.368e-05 | 0.00012163 | 0.00012666 | 0.00012716 | 9.805e-05 | 0.00011065 | 0.00010594 | 8.837e-05 | 8.854e-05 | 8.92e-05 | 0.00014861 | 0.00012354 | 0 | 8.782e-05
7391 | 308 | 11 | 0.00011416 | 0.0001227 | 0.0001264 | 5.212e-05 | 1.326e-05 | 0.00012258 | 0.00011711 | 0.00012716 | 9.18e-05 | 9.888e-05 | 0.00010033 | 8.519e-05 | 7.593e-05 | 6.726e-05 | 0.00014031 | 0.00012525 | 0 | 8.782e-05
7392 | 308 | 11 | 0.00011415 | 0.00011211 | 0.00011169 | 6.094e-05 | 1.584e-05 | 0.00012095 | 0.00010909 | 0.00013352 | 8.686e-05 | 8.787e-05 | 9.107e-05 | 7.873e-05 | 6.836e-05 | 5.851e-05 | 0.00013195 | 0.0001406 | 0 | 8.782e-05
7393 | 309 | 11 | 0.00011416 | 0.00010826 | 0.00010714 | 5.452e-05 | 6.492e-05 | 0.00011198 | 0.00010181 | 0.00013987 | 8.03e-05 | 7.835e-05 | 8.149e-05 | 5.403e-05 | 5.346e-05 | 5.304e-05 | 0.00014505 | 0.00013125 | 0 | 9.572e-05
7394 | 309 | 11 | 0.00011415 | 0.00011122 | 0.00011233 | 6.015e-05 | 7.11e-05 | 0.00010606 | 9.721e-05 | 0.00014836 | 5.998e-05 | 6.714e-05 | 7.22e-05 | 1.852e-05 | 3.756e-05 | 5.59e-05 | 0.00013877 | 0.00011678 | 0 | 9.572e-05
7395 | 309 | 11 | 0.00011416 | 0.00011089 | 0.00011459 | 5.543e-05 | 6.652e-05 | 0.0001017 | 9.482e-05 | 0.00015683 | 2.819e-05 | 5.375e-05 | 6.549e-05 | 1.324e-05 | 3.815e-05 | 6.218e-05 | 0.00012976 | 0.00011455 | 0 | 9.572e-05
7396 | 309 | 11 | 0.00011415 | 0.00011245 | 0.00011919 | 6.195e-05 | 6.253e-05 | 0.00010117 | 9.366e-05 | 0.00015047 | 1.738e-05 | 4.492e-05 | 6.196e-05 | 1.305e-05 | 4.701e-05 | 7.996e-05 | 0.00013062 | 0.00011201 | 0 | 9.572e-05
7397 | 309 | 11 | 0.00011416 | 0.00011798 | 0.000123 | 5.291e-05 | 6.739e-05 | 0.00010232 | 9.45e-05 | 0.00015472 | 1.417e-05 | 4.374e-05 | 6.437e-05 | 1.869e-05 | 5.684e-05 | 9.399e-05 | 0.00013032 | 0.00011272 | 0 | 9.572e-05
7398 | 309 | 11 | 0.00011415 | 0.00011741 | 0.00012181 | 0.00010544 | 0.00013868 | 0.00010765 | 9.84e-05 | 0.00017378 | 1.757e-05 | 4.852e-05 | 7.101e-05 | 4.645e-05 | 7.722e-05 | 0.00010752 | 0.00013847 | 0.00012151 | 0 | 9.572e-05
7399 | 309 | 11 | 0.00011416 | 0.0001175 | 0.00011459 | 0.0001092 | 0.00012602 | 0.00011836 | 0.00011104 | 0.00017803 | 3.995e-05 | 6.02e-05 | 8.085e-05 | 0.00012396 | 0.0001177 | 0.00011275 | 0.00014215 | 0.00012854 | 0 | 9.572e-05
7400 | 309 | 11 | 0.00011415 | 0.00011079 | 0.00010247 | 0.00016693 | 0.00019933 | 0.00012709 | 0.00012898 | 0.000142 | 0.00010485 | 8.393e-05 | 9.103e-05 | 0.00021876 | 0.00017548 | 0.00013556 | 0.00014209 | 0.0001304 | 6.6602e-06 | 9.572e-05
7401 | 309 | 11 | 0.00011416 | 0.0001144 | 0.00012104 | 0.00016752 | 0.0001884 | 0.00013288 | 0.00013907 | 0.00011656 | 0.00019192 | 0.00012302 | 0.0001045 | 0.00021162 | 0.00019255 | 0.00017634 | 0.00014571 | 0.00012356 | 5.81e-05 | 9.572e-05
7402 | 309 | 11 | 0.00011415 | 0.0001147 | 0.00011444 | 0.00016427 | 0.00019084 | 0.00013581 | 0.0001439 | 9.114e-05 | 0.00020501 | 0.00015794 | 0.00012439 | 0.00016824 | 0.00017447 | 0.00018249 | 0.00014855 | 0.00012472 | 1.3236e-05 | 9.572e-05
7403 | 309 | 11 | 0.00011416 | 0.00011644 | 0.00010629 | 0.00015902 | 0.00019741 | 0.00013427 | 0.00014372 | 8.054e-05 | 0.00017639 | 0.00017199 | 0.00014254 | 0.00016779 | 0.00017265 | 0.00017932 | 0.00014289 | 0.00012176 | 2.8465e-05 | 9.572e-05
7404 | 309 | 11 | 0.00011415 | 0.0001136 | 0.00011822 | 0.00016577 | 0.00018869 | 0.00013628 | 0.0001428 | 8.053e-05 | 0.00017107 | 0.00017465 | 0.00015657 | 0.00016927 | 0.00017001 | 0.00017266 | 0.00010469 | 0.00013207 | 7.7869e-05 | 9.572e-05
7405 | 309 | 11 | 0.00011416 | 0.00011881 | 0.00011237 | 0.00016446 | 0.000191 | 0.00013488 | 0.00014009 | 9.537e-05 | 0.00016984 | 0.00017317 | 0.00016573 | 0.0001625 | 0.00016412 | 0.00016752 | 0.00011821 | 0.00013506 | 0.00012367 | 9.572e-05
7406 | 309 | 11 | 0.00011415 | 0.00011627 | 0.00011926 | 0.00016485 | 0.00019665 | 0.00013375 | 0.00013942 | 5.934e-05 | 0.0001639 | 0.00016948 | 0.00017014 | 0.00017849 | 0.00016827 | 0.00016027 | 0.00012429 | 0.00012918 | 0.00013653 | 9.572e-05
7407 | 309 | 11 | 0.00011416 | 0.00010942 | 0.00012345 | 0.00015629 | 0.00019103 | 0.00013271 | 0.00013896 | 7.842e-05 | 0.00017541 | 0.00016801 | 0.00016961 | 0.00018424 | 0.00016714 | 0.00015245 | 0.00011855 | 0.00012988 | 0.00014136 | 9.572e-05
7408 | 309 | 11 | 0.00011415 | 0.00011081 | 0.00010685 | 0.00015963 | 0.00019564 | 0.00013252 | 0.00013824 | 0.00010809 | 0.00018199 | 0.00016741 | 0.00016577 | 0.00019695 | 0.00015148 | 0.00010906 | 0.00011817 | 0.00013704 | 9.0366e-05 | 9.572e-05
7409 | 309 | 11 | 0.00011416 | 0.00011165 | 0.00010614 | 0.00016207 | 0.00019375 | 0.00013214 | 0.00013948 | 0.00013988 | 0.00019343 | 0.00016162 | 0.00015198 | 0.00021462 | 0.00015907 | 0.000107 | 0.0001383 | 0.00015763 | 0 | 9.572e-05
7410 | 309 | 11 | 0.00011415 | 0.00011708 | 0.00011488 | 0.00016475 | 0.00019519 | 0.00013799 | 0.00014746 | 0.00015259 | 0.00020973 | 0.00015909 | 0.00013872 | 0.00020639 | 0.00016045 | 0.00011772 | 0.00016535 | 0.00015711 | 0 | 9.572e-05
7411 | 309 | 11 | 0.00011416 | 0.00011138 | 0.00011153 | 0.00011198 | 0.00013168 | 0.0001381 | 0.00014356 | 0.00015471 | 0.00020671 | 0.0001591 | 0.00012974 | 0.00016413 | 0.00013415 | 0.00010647 | 0.0001908 | 0.00017206 | 0 | 9.572e-05
7412 | 309 | 11 | 0.00011415 | 0.00011283 | 0.0001014 | 0.00010565 | 0.00013435 | 0.00013205 | 0.00013809 | 0.00015259 | 0.00017365 | 0.00015028 | 0.00012059 | 0.00013029 | 0.00011569 | 0.00010263 | 0.00019827 | 0.00018254 | 0 | 9.572e-05
7413 | 309 | 11 | 0.00011416 | 0.00011331 | 0.00012033 | 5.675e-05 | 6.757e-05 | 0.00012549 | 0.00013042 | 0.00015048 | 0.00014085 | 0.00013534 | 0.00011314 | 8.559e-05 | 8.7e-05 | 8.902e-05 | 0.00020031 | 0.00018523 | 0 | 9.572e-05
7414 | 309 | 11 | 0.00011415 | 0.00010844 | 0.00010163 | 5.495e-05 | 6.745e-05 | 0.00011985 | 0.00012253 | 0.00013988 | 9.864e-05 | 0.00011411 | 0.00010576 | 8.852e-05 | 8.851e-05 | 8.917e-05 | 0.0001997 | 0.00018607 | 0 | 9.572e-05
7415 | 309 | 11 | 0.00011416 | 0.00011639 | 0.0001131 | 5.798e-05 | 7.104e-05 | 0.00012027 | 0.00011445 | 0.00012504 | 9.168e-05 | 9.969e-05 | 0.00010019 | 7.736e-05 | 7.156e-05 | 6.635e-05 | 0.00019802 | 0.00018009 | 0 | 9.572e-05
7416 | 309 | 11 | 0.00011415 | 0.00011515 | 0.00010697 | 5.605e-05 | 6.39e-05 | 0.00011942 | 0.00010816 | 0.00011868 | 8.051e-05 | 8.639e-05 | 9.08e-05 | 6.269e-05 | 6.057e-05 | 5.875e-05 | 0.00019525 | 0.00017209 | 0 | 9.572e-05
7417 | 310 | 11 | 0.00011416 | 0.00011167 | 0.00010816 | 5.324e-05 | 6.735e-05 | 0.00011043 | 0.00010163 | 0.00011445 | 6.664e-05 | 7.401e-05 | 8.135e-05 | 5.48e-05 | 5.421e-05 | 5.378e-05 | 0.0001967 | 0.00016902 | 0 | 9.754e-05
7418 | 310 | 11 | 0.00011415 | 0.00011402 | 0.00010584 | 5.26e-05 | 6.348e-05 | 0.00010494 | 9.648e-05 | 0.00011868 | 5.778e-05 | 6.395e-05 | 7.226e-05 | 1.875e-05 | 3.802e-05 | 5.659e-05 | 0.00020222 | 0.00015186 | 0 | 9.754e-05
7419 | 310 | 11 | 0.00011416 | 0.00011634 | 0.00010781 | 5.605e-05 | 6.659e-05 | 9.98e-05 | 9.367e-05 | 0.00011869 | 2.753e-05 | 5.233e-05 | 6.571e-05 | 1.314e-05 | 3.787e-05 | 6.172e-05 | 0.00020725 | 0.00014836 | 0 | 9.754e-05
7420 | 310 | 11 | 0.00011415 | 0.00011338 | 0.00011806 | 6.033e-05 | 6.883e-05 | 9.647e-05 | 9.249e-05 | 0.00012292 | 1.705e-05 | 4.436e-05 | 6.209e-05 | 1.316e-05 | 4.741e-05 | 8.064e-05 | 0.00020915 | 0.0001438 | 0 | 9.754e-05
7421 | 310 | 11 | 0.00011416 | 0.00011647 | 0.00010803 | 5.73e-05 | 6.432e-05 | 9.714e-05 | 9.2e-05 | 0.00013564 | 1.427e-05 | 4.366e-05 | 6.465e-05 | 1.865e-05 | 5.673e-05 | 9.381e-05 | 0.00020779 | 0.00013908 | 0 | 9.754e-05
7422 | 310 | 11 | 0.00011415 | 0.00012135 | 0.00012747 | 0.0001136 | 0.00013613 | 9.822e-05 | 9.299e-05 | 0.00013988 | 1.756e-05 | 4.854e-05 | 7.122e-05 | 4.585e-05 | 7.622e-05 | 0.00010614 | 0.00020718 | 0.00013209 | 0 | 9.754e-05
7423 | 310 | 11 | 0.00011416 | 0.0001184 | 0.00010884 | 0.00010582 | 0.00013863 | 0.00010229 | 9.696e-05 | 0.00013776 | 3.948e-05 | 5.988e-05 | 8.069e-05 | 0.0001225 | 0.00011631 | 0.00011141 | 0.00020275 | 0.00010829 | 0 | 9.754e-05
7424 | 310 | 11 | 0.00011415 | 0.00012174 | 0.00010871 | 0.00016157 | 0.00019399 | 0.00010595 | 0.00010483 | 0.0001208 | 0.00010362 | 8.311e-05 | 9.053e-05 | 0.00021981 | 0.00017632 | 0.00013621 | 0.00019539 | 9.2281e-05 | 0 | 9.754e-05
7425 | 310 | 11 | 0.00011416 | 0.0001157 | 0.00011282 | 0.00016448 | 0.00019384 | 0.00011056 | 0.00011318 | 8.266e-05 | 0.00019249 | 0.00012268 | 0.00010415 | 0.00021384 | 0.00019457 | 0.00017819 | 0.0001938 | 9.4255e-05 | 2.1856e-05 | 9.754e-05
7426 | 310 | 11 | 0.00011415 | 0.00011419 | 0.00010766 | 0.00016115 | 0.0001893 | 0.00011666 | 0.00011987 | 5.935e-05 | 0.00020681 | 0.0001586 | 0.00012447 | 0.00016776 | 0.00017397 | 0.00018196 | 0.00018686 | 9.0302e-05 | 1.5662e-05 | 9.754e-05
7427 | 310 | 11 | 0.00011416 | 0.0001203 | 0.00011543 | 0.00015726 | 0.00019812 | 0.00011899 | 0.00012095 | 3.18e-05 | 0.00017637 | 0.0001725 | 0.00014256 | 0.00016615 | 0.00017096 | 0.00017757 | 0.00017995 | 0.00010129 | 0.00013445 | 9.754e-05
7428 | 310 | 11 | 0.00011415 | 0.0001136 | 0.00011578 | 0.00015653 | 0.00019501 | 0.0001215 | 0.00012042 | 2.332e-05 | 0.00016985 | 0.00017428 | 0.00015629 | 0.00017119 | 0.00017194 | 0.00017462 | 0.000158 | 0.00011741 | 3.1774e-05 | 9.754e-05
7429 | 310 | 11 | 0.00011416 | 0.00011925 | 0.0001171 | 0.00016329 | 0.0001971 | 0.00011953 | 0.00012045 | 2.543e-05 | 0.00017112 | 0.00017339 | 0.00016594 | 0.00016307 | 0.0001647 | 0.00016811 | 0.00017082 | 0.0001255 | 0.00017377 | 9.754e-05
7430 | 310 | 11 | 0.00011415 | 0.00011631 | 0.00011575 | 0.00016577 | 0.00019441 | 0.00011504 | 0.00011938 | 1.06e-05 | 0.00016454 | 0.00017003 | 0.00017047 | 0.00018001 | 0.00016971 | 0.00016164 | 0.00018154 | 0.00014852 | 2.1024e-05 | 9.754e-05
7431 | 310 | 11 | 0.00011416 | 0.00012142 | 0.00012366 | 0.00016471 | 0.00019195 | 0.00011341 | 0.0001198 | 2.756e-05 | 0.00017675 | 0.00016895 | 0.00017018 | 0.00018508 | 0.00016791 | 0.00015315 | 0.00017841 | 0.00017442 | 0.0002919 | 9.754e-05
7432 | 310 | 11 | 0.00011415 | 0.00011725 | 0.00011048 | 0.00015858 | 0.00019878 | 0.00011541 | 0.00011982 | 4.875e-05 | 0.00018294 | 0.00016837 | 0.00016645 | 0.00019635 | 0.00015101 | 0.00010872 | 0.00015817 | 0.00017948 | 6.034e-05 | 9.754e-05
7433 | 310 | 11 | 0.00011416 | 0.00012134 | 0.000124 | 0.00015615 | 0.00018751 | 0.00011663 | 0.00012202 | 5.722e-05 | 0.00019318 | 0.00016206 | 0.00015254 | 0.00021442 | 0.00015892 | 0.00010689 | 0.00015954 | 0.00018442 | 0 | 9.754e-05
7434 | 310 | 11 | 0.00011415 | 0.00012161 | 0.00011988 | 0.00015816 | 0.00018841 | 0.00012487 | 0.00013071 | 5.934e-05 | 0.00020955 | 0.00015918 | 0.00013911 | 0.00020581 | 0.00016 | 0.00011739 | 0.00018095 | 0.00018467 | 0 | 9.754e-05
7435 | 310 | 11 | 0.00011416 | 0.00011697 | 0.00012659 | 0.00010642 | 0.00013672 | 0.00012765 | 0.00012977 | 6.359e-05 | 0.00020621 | 0.00015891 | 0.00012993 | 0.00016589 | 0.00013559 | 0.00010762 | 0.00019973 | 0.00018962 | 0 | 9.754e-05
7436 | 310 | 11 | 0.00011415 | 0.00011365 | 0.00012785 | 0.00010922 | 0.00013422 | 0.00012276 | 0.00012501 | 6.359e-05 | 0.00017491 | 0.00015062 | 0.0001209 | 0.00012877 | 0.00011434 | 0.00010143 | 0.00021008 | 0.00019024 | 0 | 9.754e-05
7437 | 310 | 11 | 0.00011416 | 0.00012183 | 0.00010676 | 6.024e-05 | 7.556e-05 | 0.0001173 | 0.00011963 | 6.146e-05 | 0.00013991 | 0.00013523 | 0.00011309 | 8.503e-05 | 8.644e-05 | 8.844e-05 | 0.00021203 | 0.00019021 | 0 | 9.754e-05
7438 | 310 | 11 | 0.00011415 | 0.0001176 | 0.000127 | 6.32e-05 | 7.483e-05 | 0.0001119 | 0.00011316 | 6.359e-05 | 9.805e-05 | 0.00011369 | 0.00010555 | 8.838e-05 | 8.837e-05 | 8.902e-05 | 0.00021223 | 0.00018937 | 0 | 9.754e-05
7439 | 310 | 11 | 0.00011416 | 0.0001216 | 0.00012196 | 5.872e-05 | 6.506e-05 | 0.00011204 | 0.0001083 | 8.054e-05 | 9.144e-05 | 9.93e-05 | 9.994e-05 | 7.792e-05 | 7.207e-05 | 6.683e-05 | 0.00021236 | 0.00019001 | 0 | 9.754e-05
7440 | 310 | 11 | 0.00011415 | 0.00011265 | 0.00011266 | 6.155e-05 | 6.573e-05 | 0.00011107 | 0.00010248 | 9.538e-05 | 8.086e-05 | 8.634e-05 | 9.068e-05 | 6.24e-05 | 6.029e-05 | 5.849e-05 | 0.00021136 | 0.00018979 | 0 | 9.754e-05
7441 | 311 | 11 | 0.00011416 | 0.00012005 | 0.00010255 | 5.486e-05 | 6.846e-05 | 0.00010522 | 9.703e-05 | 9.537e-05 | 6.648e-05 | 7.398e-05 | 8.118e-05 | 5.44e-05 | 5.382e-05 | 5.34e-05 | 0.00021128 | 0.00018999 | 0 | 9.806e-05
7442 | 311 | 11 | 0.00011415 | 0.00011098 | 0.00010195 | 5.318e-05 | 6.938e-05 | 9.951e-05 | 9.291e-05 | 9.537e-05 | 5.746e-05 | 6.377e-05 | 7.207e-05 | 1.875e-05 | 3.801e-05 | 5.657e-05 | 0.00021088 | 0.00018982 | 0 | 9.806e-05
7443 | 311 | 11 | 0.00011416 | 0.00011525 | 0.00011598 | 6.095e-05 | 7.377e-05 | 9.578e-05 | 9.032e-05 | 9.325e-05 | 2.746e-05 | 5.218e-05 | 6.557e-05 | 1.323e-05 | 3.812e-05 | 6.214e-05 | 0.00020758 | 0.00018766 | 0 | 9.806e-05
7444 | 311 | 11 | 0.00011415 | 0.00012088 | 0.00012052 | 5.802e-05 | 7.587e-05 | 9.37e-05 | 8.856e-05 | 8.902e-05 | 1.71e-05 | 4.436e-05 | 6.208e-05 | 1.308e-05 | 4.712e-05 | 8.015e-05 | 0.00019784 | 0.00018317 | 0 | 9.806e-05
7445 | 311 | 11 | 0.00011416 | 0.00011111 | 0.00010848 | 5.509e-05 | 6.432e-05 | 9.251e-05 | 8.799e-05 | 9.75e-05 | 1.421e-05 | 4.36e-05 | 6.456e-05 | 1.861e-05 | 5.659e-05 | 9.358e-05 | 0.0001695 | 0.00016019 | 0 | 9.806e-05
7446 | 311 | 11 | 0.00011415 | 0.00011659 | 0.00010709 | 0.00011094 | 0.00012736 | 9.247e-05 | 8.906e-05 | 9.749e-05 | 1.751e-05 | 4.843e-05 | 7.109e-05 | 4.608e-05 | 7.661e-05 | 0.00010668 | 0.00015031 | 0.00014023 | 0 | 9.806e-05
7447 | 311 | 11 | 0.00011416 | 0.00011746 | 0.00011368 | 0.00011539 | 0.00012809 | 9.566e-05 | 9.141e-05 | 8.901e-05 | 3.966e-05 | 5.994e-05 | 8.071e-05 | 0.00012359 | 0.00011734 | 0.0001124 | 0.00013626 | 0.00010894 | 0 | 9.806e-05
7448 | 311 | 11 | 0.00011415 | 0.00011762 | 0.0001143 | 0.00015937 | 0.00019741 | 9.698e-05 | 9.526e-05 | 8.478e-05 | 0.0001045 | 8.357e-05 | 9.077e-05 | 0.00021859 | 0.00017535 | 0.00013546 | 0.00010713 | 7.6985e-05 | 5.7948e-06 | 9.806e-05
7449 | 311 | 11 | 0.00011416 | 0.00011461 | 0.00011666 | 0.0001566 | 0.0001981 | 0.00010112 | 0.000101 | 8.266e-05 | 0.00019172 | 0.00012273 | 0.00010422 | 0.00021068 | 0.00019169 | 0.00017556 | 0.00010777 | 0.00010085 | 7.8751e-05 | 9.806e-05
7450 | 311 | 11 | 0.00011415 | 0.00011197 | 0.00011785 | 0.0001593 | 0.00019957 | 0.00010715 | 0.0001072 | 7.842e-05 | 0.00020422 | 0.00015747 | 0.00012396 | 0.00016751 | 0.0001737 | 0.00018169 | 0.00012548 | 0.00013626 | 6.3191e-05 | 9.806e-05
7451 | 311 | 11 | 0.00011416 | 0.00012066 | 0.00010822 | 0.00015842 | 0.0001928 | 0.00011098 | 0.0001101 | 6.994e-05 | 0.00017566 | 0.00017136 | 0.000142 | 0.00016941 | 0.00017432 | 0.00018105 | 0.00015837 | 0.00016335 | 0.00017966 | 9.806e-05
7452 | 311 | 11 | 0.00011415 | 0.00011904 | 0.00011496 | 0.00015904 | 0.00018911 | 0.00011442 | 0.00011185 | 5.299e-05 | 0.00017217 | 0.00017481 | 0.00015651 | 0.00017049 | 0.00017124 | 0.0001739 | 0.00018285 | 0.00018335 | 4.1115e-05 | 9.806e-05
7453 | 311 | 11 | 0.00011416 | 0.0001127 | 0.0001194 | 0.00016728 | 0.00019669 | 0.00011663 | 0.00011435 | 3.604e-05 | 0.00017098 | 0.00017394 | 0.00016603 | 0.000162 | 0.00016361 | 0.000167 | 0.00020457 | 0.00018728 | 6.7535e-05 | 9.806e-05
7454 | 311 | 11 | 0.00011415 | 0.00011999 | 0.00010981 | 0.00016706 | 0.0002001 | 0.000115 | 0.00011407 | 1.484e-05 | 0.00016375 | 0.00016993 | 0.00017036 | 0.00017986 | 0.00016957 | 0.00016151 | 0.00020699 | 0.00019029 | 0.00023827 | 9.806e-05
7455 | 311 | 11 | 0.00011416 | 0.00011417 | 0.00011975 | 0.00016092 | 0.0001967 | 0.00011378 | 0.0001138 | 2.967e-05 | 0.00017651 | 0.00016865 | 0.00017014 | 0.0001847 | 0.00016756 | 0.00015283 | 0.00020918 | 0.00019009 | 0.00015177 | 9.806e-05
7456 | 311 | 11 | 0.00011415 | 0.00011376 | 9.978e-05 | 0.00016764 | 0.00019426 | 0.00011286 | 0.00011368 | 7.206e-05 | 0.00018255 | 0.00016803 | 0.00016634 | 0.00019836 | 0.00015256 | 0.00010984 | 0.00021124 | 0.00018932 | 1.5713e-05 | 9.806e-05
7457 | 311 | 11 | 0.00011416 | 0.00011257 | 0.00011133 | 0.00016579 | 0.0001978 | 0.00011469 | 0.00011689 | 9.113e-05 | 0.00019466 | 0.0001624 | 0.0001526 | 0.0002143 | 0.00015883 | 0.00010683 | 0.00021204 | 0.00018793 | 0 | 9.806e-05
7458 | 311 | 11 | 0.00011415 | 0.00011573 | 0.0001162 | 0.00015783 | 0.0001937 | 0.00012172 | 0.00012808 | 8.054e-05 | 0.00020974 | 0.00015955 | 0.00013917 | 0.00020496 | 0.00015934 | 0.0001169 | 0.00021241 | 0.00018666 | 0 | 9.806e-05
7459 | 311 | 11 | 0.00011416 | 0.00010993 | 0.00011068 | 0.00010709 | 0.00013654 | 0.00012656 | 0.00012793 | 8.266e-05 | 0.00020562 | 0.00015889 | 0.00012991 | 0.00016598 | 0.00013566 | 0.00010768 | 0.00021245 | 0.00018688 | 0 | 9.806e-05
7460 | 311 | 11 | 0.00011415 | 0.00011473 | 0.0001069 | 0.00011248 | 0.00012867 | 0.00012497 | 0.00012464 | 8.69e-05 | 0.00017489 | 0.00015052 | 0.00012089 | 0.00012883 | 0.00011439 | 0.00010148 | 0.00021245 | 0.00019003 | 0 | 9.806e-05
7461 | 311 | 11 | 0.00011416 | 0.00011399 | 0.00010436 | 5.685e-05 | 7.342e-05 | 0.00012012 | 0.00012051 | 0.00010173 | 0.00013992 | 0.00013518 | 0.00011311 | 8.519e-05 | 8.659e-05 | 8.86e-05 | 0.00021245 | 0.00019029 | 0 | 9.806e-05
7462 | 311 | 11 | 0.00011415 | 0.00011075 | 0.00011547 | 5.495e-05 | 6.913e-05 | 0.00011508 | 0.0001149 | 0.00010809 | 9.817e-05 | 0.00011374 | 0.00010558 | 8.719e-05 | 8.718e-05 | 8.783e-05 | 0.00021245 | 0.00019029 | 0 | 9.806e-05
7463 | 311 | 11 | 0.00011416 | 0.00012101 | 0.00012003 | 5.29e-05 | 7.145e-05 | 0.00011435 | 0.00010864 | 0.0001314 | 9.055e-05 | 9.892e-05 | 9.97e-05 | 7.854e-05 | 7.264e-05 | 6.736e-05 | 0.00021245 | 0.00019029 | 0 | 9.806e-05
7464 | 311 | 11 | 0.00011415 | 0.00011988 | 0.00011863 | 5.676e-05 | 6.411e-05 | 0.00011262 | 0.00010095 | 0.00013988 | 8.117e-05 | 8.619e-05 | 9.057e-05 | 6.29e-05 | 6.078e-05 | 5.896e-05 | 0.00021198 | 0.00019016 | 0 | 9.806e-05
7465 | 312 | 11 | 0.00011416 | 0.00012055 | 0.00014303 | 5.545e-05 | 6.659e-05 | 0.00010483 | 9.582e-05 | 0.000142 | 6.691e-05 | 7.413e-05 | 8.119e-05 | 5.484e-05 | 5.426e-05 | 5.383e-05 | 0.00021195 | 0.00018981 | 0 | 9.997e-05
7466 | 312 | 11 | 0.00011415 | 0.00011577 | 0.0001263 | 5.619e-05 | 7.622e-05 | 0.00010077 | 9.281e-05 | 0.00012292 | 5.788e-05 | 6.411e-05 | 7.219e-05 | 1.864e-05 | 3.778e-05 | 5.623e-05 | 0.00021128 | 0.0001878 | 0 | 9.997e-05
7467 | 312 | 11 | 0.00011416 | 0.00011877 | 0.00013669 | 5.815e-05 | 7.609e-05 | 9.739e-05 | 9.182e-05 | 0.00013776 | 2.748e-05 | 5.235e-05 | 6.563e-05 | 1.319e-05 | 3.803e-05 | 6.199e-05 | 0.00020491 | 0.00017776 | 0 | 9.997e-05
7468 | 312 | 11 | 0.00011415 | 0.00012051 | 0.00013473 | 5.323e-05 | 6.552e-05 | 9.685e-05 | 9.143e-05 | 0.00013988 | 1.709e-05 | 4.438e-05 | 6.213e-05 | 1.312e-05 | 4.729e-05 | 8.042e-05 | 0.00018622 | 0.0001592 | 0 | 9.997e-05
7469 | 312 | 11 | 0.00011416 | 0.00011531 | 0.00013612 | 5.912e-05 | 7.35e-05 | 9.861e-05 | 9.26e-05 | 0.0001208 | 1.424e-05 | 4.364e-05 | 6.464e-05 | 1.871e-05 | 5.689e-05 | 9.407e-05 | 0.00016262 | 0.0001292 | 0 | 9.997e-05
7470 | 312 | 11 | 0.00011415 | 0.00011845 | 0.00013418 | 0.00010857 | 0.0001335 | 0.00010471 | 9.739e-05 | 0.00011868 | 1.759e-05 | 4.857e-05 | 7.126e-05 | 4.653e-05 | 7.735e-05 | 0.00010771 | 0.00012822 | 8.1181e-05 | 0 | 9.997e-05
7471 | 312 | 11 | 0.00011416 | 0.00012098 | 0.0001412 | 0.00010999 | 0.00013063 | 0.00012009 | 0.00011033 | 0.00010809 | 4.002e-05 | 6.032e-05 | 8.107e-05 | 0.00012276 | 0.00011655 | 0.00011165 | 6.7944e-05 | 4.4295e-05 | 0 | 9.997e-05
7472 | 312 | 11 | 0.00011415 | 0.00012308 | 0.0001359 | 0.0001579 | 0.00018802 | 0.00013158 | 0.00012846 | 9.961e-05 | 0.00010393 | 8.36e-05 | 9.094e-05 | 0.00021918 | 0.00017582 | 0.00013582 | 2.8341e-05 | 2.8563e-05 | 0 | 9.997e-05
7473 | 312 | 11 | 0.00011416 | 0.00012123 | 0.00013228 | 0.00015711 | 0.00020034 | 0.00013528 | 0.00013858 | 7.842e-05 | 0.00019208 | 0.00012281 | 0.00010444 | 0.00021042 | 0.00019145 | 0.00017534 | 1.728e-05 | 2.5126e-05 | 7.6002e-05 | 9.997e-05
7474 | 312 | 11 | 0.00011415 | 0.00011471 | 0.0001403 | 0.00016103 | 0.00019176 | 0.0001376 | 0.00014335 | 5.299e-05 | 0.00020407 | 0.00015746 | 0.00012408 | 0.00016617 | 0.00017232 | 0.00018024 | 2.4364e-05 | 4.0796e-05 | 0.00016005 | 9.997e-05
7475 | 312 | 11 | 0.00011416 | 0.00012122 | 0.00013154 | 0.00016421 | 0.00019071 | 0.00013617 | 0.00014444 | 8.49e-06 | 0.00017459 | 0.00017083 | 0.00014175 | 0.00016845 | 0.00017333 | 0.00018003 | 5.93e-05 | 6.2341e-05 | 0.00015017 | 9.997e-05
7476 | 312 | 11 | 0.00011415 | 0.00011852 | 0.00012706 | 0.0001563 | 0.00019337 | 0.00013764 | 0.00014499 | 0 | 0.00017122 | 0.00017398 | 0.00015599 | 0.00017204 | 0.0001728 | 0.00017549 | 8.5188e-05 | 0.00012701 | 0.00040197 | 9.997e-05
7477 | 312 | 11 | 0.00011416 | 0.00011904 | 0.00012516 | 0.00016406 | 0.00019512 | 0.00013641 | 0.00014371 | 0 | 0.00017198 | 0.0001739 | 0.00016588 | 0.00016105 | 0.00016265 | 0.00016602 | 0.00012844 | 0.00016692 | 0.00026131 | 9.997e-05
7478 | 312 | 11 | 0.00011415 | 0.00011958 | 0.00014333 | 0.00016406 | 0.00019497 | 0.00013741 | 0.0001447 | 0 | 0.00016317 | 0.0001698 | 0.00017004 | 0.00017859 | 0.00016837 | 0.00016036 | 0.00012569 | 0.00018675 | 0.00018576 | 9.997e-05
7479 | 312 | 11 | 0.00011416 | 0.00011615 | 0.00013927 | 0.00016716 | 0.00018994 | 0.00013712 | 0.00014347 | 0 | 0.00017543 | 0.00016807 | 0.00016963 | 0.00018588 | 0.00016863 | 0.00015382 | 0.00011307 | 0.00018893 | 0.00015252 | 9.997e-05
7480 | 312 | 11 | 0.00011415 | 0.00012035 | 0.00012827 | 0.0001631 | 0.00019602 | 0.00013832 | 0.00014326 | 1.272e-05 | 0.00018327 | 0.00016792 | 0.00016617 | 0.00019663 | 0.00015123 | 0.00010888 | 0.00012654 | 0.00018949 | 2.351e-05 | 9.997e-05
7481 | 312 | 11 | 0.00011416 | 0.00011334 | 0.00013507 | 0.0001631 | 0.00019813 | 0.00013792 | 0.00014578 | 2.544e-05 | 0.00019341 | 0.00016201 | 0.00015231 | 0.00021509 | 0.00015942 | 0.00010723 | 0.0001517 | 0.00019013 | 0 | 9.997e-05
7482 | 312 | 11 | 0.00011415 | 0.00012157 | 0.00012877 | 0.00016232 | 0.00018896 | 0.00014544 | 0.00015244 | 4.239e-05 | 0.00021013 | 0.00015941 | 0.00013899 | 0.0002047 | 0.00015914 | 0.00011676 | 0.00018875 | 0.00019029 | 0 | 9.997e-05
7483 | 312 | 11 | 0.00011416 | 0.00012173 | 0.0001434 | 0.00010658 | 0.00013211 | 0.00014428 | 0.00014755 | 5.511e-05 | 0.00020548 | 0.0001588 | 0.00012977 | 0.00016581 | 0.00013552 | 0.00010756 | 0.00020728 | 0.00019029 | 0 | 9.997e-05
7484 | 312 | 11 | 0.00011415 | 0.000114 | 0.00012322 | 0.00011235 | 0.0001391 | 0.00013814 | 0.00014257 | 6.995e-05 | 0.00017472 | 0.00015043 | 0.00012079 | 0.00013003 | 0.00011546 | 0.00010243 | 0.00021071 | 0.00019029 | 0 | 9.997e-05
7485 | 312 | 11 | 0.00011416 | 0.00012045 | 0.0001403 | 5.345e-05 | 7.036e-05 | 0.0001329 | 0.00013539 | 8.902e-05 | 0.00014084 | 0.0001355 | 0.00011323 | 8.414e-05 | 8.553e-05 | 8.751e-05 | 0.00021177 | 0.00019027 | 0 | 9.997e-05
7486 | 312 | 11 | 0.00011415 | 0.00011308 | 0.00013405 | 6.209e-05 | 7.161e-05 | 0.00012637 | 0.00012739 | 9.961e-05 | 9.752e-05 | 0.00011367 | 0.0001055 | 8.71e-05 | 8.709e-05 | 8.773e-05 | 0.0002122 | 0.00019028 | 0 | 9.997e-05
7487 | 312 | 11 | 0.00011416 | 0.00011365 | 0.00014037 | 6.013e-05 | 7.519e-05 | 0.00012666 | 0.00011811 | 0.00012504 | 9.037e-05 | 9.872e-05 | 9.96e-05 | 7.728e-05 | 7.148e-05 | 6.628e-05 | 0.00021239 | 0.00019029 | 0 | 9.997e-05
7488 | 312 | 11 | 0.00011415 | 0.00011524 | 0.00012262 | 6.346e-05 | 7.423e-05 | 0.00012509 | 0.00010945 | 0.00013564 | 8.015e-05 | 8.562e-05 | 9.024e-05 | 6.262e-05 | 6.05e-05 | 5.869e-05 | 0.0002124 | 0.00019029 | 0 | 9.997e-05
7489 | 313 | 11 | 0.00011416 | 0.00012081 | 0.00010605 | 5.307e-05 | 7.085e-05 | 0.00011769 | 0.00010305 | 0.00014624 | 6.647e-05 | 7.358e-05 | 8.082e-05 | 5.419e-05 | 5.361e-05 | 5.319e-05 | 0.00021241 | 0.00019029 | 0 | 0.0001024
7490 | 313 | 11 | 0.00011415 | 0.00011955 | 0.00010997 | 5.588e-05 | 7.435e-05 | 0.00011218 | 9.891e-05 | 0.00015047 | 5.726e-05 | 6.353e-05 | 7.17e-05 | 1.855e-05 | 3.761e-05 | 5.598e-05 | 0.00021241 | 0.00019029 | 0 | 0.0001024
7491 | 313 | 11 | 0.00011416 | 0.00011187 | 0.00011302 | 5.459e-05 | 7.43e-05 | 0.00010702 | 9.729e-05 | 0.00015259 | 2.727e-05 | 5.191e-05 | 6.517e-05 | 1.322e-05 | 3.81e-05 | 6.21e-05 | 0.00021229 | 0.00019029 | 0 | 0.0001024
7492 | 313 | 11 | 0.00011415 | 0.00011591 | 9.97e-05 | 6.117e-05 | 7.614e-05 | 0.00010631 | 9.626e-05 | 0.00013352 | 1.705e-05 | 4.417e-05 | 6.178e-05 | 1.301e-05 | 4.689e-05 | 7.975e-05 | 0.00021242 | 0.00018982 | 0 | 0.0001024
7493 | 313 | 11 | 0.00011416 | 0.00011777 | 0.00010056 | 5.435e-05 | 6.693e-05 | 0.00010777 | 9.674e-05 | 0.00012928 | 1.414e-05 | 4.342e-05 | 6.426e-05 | 1.856e-05 | 5.645e-05 | 9.335e-05 | 0.00021229 | 0.0001869 | 0 | 0.0001024
7494 | 313 | 11 | 0.00011415 | 0.00011753 | 9.877e-05 | 0.00010644 | 0.00012654 | 0.0001123 | 0.00010094 | 0.000142 | 1.746e-05 | 4.826e-05 | 7.081e-05 | 4.62e-05 | 7.679e-05 | 0.00010693 | 0.00020926 | 0.00017975 | 0 | 0.0001024
7495 | 313 | 11 | 0.00011416 | 0.00012222 | 0.00010212 | 0.00011143 | 0.00012981 | 0.00012583 | 0.00011343 | 0.00015259 | 3.973e-05 | 5.99e-05 | 8.055e-05 | 0.0001243 | 0.00011802 | 0.00011306 | 0.00019665 | 0.00016997 | 0 | 0.0001024
7496 | 313 | 11 | 0.00011415 | 0.00011731 | 0.00010786 | 0.00016698 | 0.00019591 | 0.00013655 | 0.00013176 | 0.00012716 | 0.00010507 | 8.383e-05 | 9.082e-05 | 0.00022159 | 0.00017775 | 0.00013732 | 0.00017825 | 0.00018724 | 0 | 0.0001024
7497 | 313 | 11 | 0.00011416 | 0.00012103 | 9.731e-05 | 0.00016517 | 0.00019972 | 0.00013705 | 0.00013953 | 9.537e-05 | 0.00019417 | 0.00012383 | 0.00010471 | 0.0002129 | 0.00019371 | 0.00017741 | 0.00019995 | 0.00018984 | 0.00012823 | 0.0001024
7498 | 313 | 11 | 0.00011415 | 0.00011981 | 9.99e-05 | 0.00016173 | 0.00019591 | 0.00013924 | 0.00014313 | 8.266e-05 | 0.00020644 | 0.00015913 | 0.00012487 | 0.00016813 | 0.00017436 | 0.00018237 | 0.00020579 | 0.00019028 | 4.9506e-05 | 0.0001024
7499 | 313 | 11 | 0.00011416 | 0.00012264 | 9.677e-05 | 0.00016626 | 0.00019609 | 0.00013814 | 0.00014273 | 8.478e-05 | 0.00017664 | 0.00017278 | 0.000143 | 0.00016867 | 0.00017356 | 0.00018026 | 0.00021188 | 0.00019029 | 7.1217e-05 | 0.0001024
7500 | 313 | 11 | 0.00011415 | 0.00011432 | 9.738e-05 | 0.00015968 | 0.0001896 | 0.00013935 | 0.00014214 | 7.418e-05 | 0.00017186 | 0.00017535 | 0.00015721 | 0.00016903 | 0.00016977 | 0.00017242 | 0.00021125 | 0.00019029 | 8.7719e-05 | 0.0001024
7501 | 313 | 11 | 0.00011416 | 0.0001137 | 0.0001116 | 0.00016003 | 0.00019393 | 0.0001359 | 0.00014084 | 7.418e-05 | 0.00016981 | 0.00017353 | 0.00016623 | 0.00016174 | 0.00016335 | 0.00016674 | 0.00021233 | 0.00019029 | 0.00011971 | 0.0001024
7502 | 313 | 11 | 0.00011415 | 0.00012305 | 0.00011055 | 0.00015855 | 0.00018911 | 0.00013608 | 0.0001414 | 7.842e-05 | 0.00016331 | 0.00016935 | 0.00017031 | 0.00018046 | 0.00017014 | 0.00016205 | 0.00021242 | 0.00019027 | 0.00016061 | 0.0001024
7503 | 313 | 11 | 0.00011416 | 0.00011677 | 0.00011745 | 0.00016219 | 0.00019357 | 0.00013644 | 0.00014179 | 8.265e-05 | 0.00017685 | 0.00016846 | 0.00017005 | 0.00018585 | 0.00016861 | 0.00015379 | 0.00021233 | 0.0001902 | 3.4361e-05 | 0.0001024
7504 | 313 | 11 | 0.00011415 | 0.00011711 | 0.00010296 | 0.00015962 | 0.000198 | 0.00013638 | 0.00014238 | 9.538e-05 | 0.0001835 | 0.00016841 | 0.0001664 | 0.0001999 | 0.00015375 | 0.00011069 | 0.0002124 | 0.00019021 | 5.105e-05 | 0.0001024
7505 | 313 | 11 | 0.00011416 | 0.00011963 | 9.674e-05 | 0.00015802 | 0.00020009 | 0.00013696 | 0.00014553 | 0.00011445 | 0.00019606 | 0.00016321 | 0.00015287 | 0.00021461 | 0.00015906 | 0.00010699 | 0.00021238 | 0.00019028 | 0 | 0.0001024
7506 | 313 | 11 | 0.00011415 | 0.00012023 | 0.00011737 | 0.0001633 | 0.00019128 | 0.00014475 | 0.00015347 | 0.0001314 | 0.00021028 | 0.00016024 | 0.00013951 | 0.00020708 | 0.00016099 | 0.00011811 | 0.00021244 | 0.00019029 | 0 | 0.0001024
7507 | 313 | 11 | 0.00011416 | 0.00011968 | 0.00010098 | 0.00010972 | 0.00013287 | 0.00014478 | 0.00014841 | 0.00016319 | 0.00020742 | 0.00015988 | 0.00013052 | 0.00016669 | 0.00013624 | 0.00010814 | 0.00021245 | 0.00019029 | 0 | 0.0001024
7508 | 313 | 11 | 0.00011415 | 0.00011588 | 9.624e-05 | 0.000113 | 0.00012778 | 0.00013994 | 0.00014386 | 0.00019498 | 0.00017581 | 0.00015145 | 0.00012154 | 0.00012824 | 0.00011387 | 0.00010101 | 0.00021245 | 0.00019029 | 0 | 0.0001024
7509 | 313 | 11 | 0.00011416 | 0.00011217 | 0.00011756 | 5.293e-05 | 6.851e-05 | 0.00013483 | 0.00013715 | 0.00022041 | 0.00013968 | 0.00013556 | 0.00011353 | 8.474e-05 | 8.614e-05 | 8.813e-05 | 0.00021245 | 0.00019029 | 0 | 0.0001024
7510 | 313 | 11 | 0.00011415 | 0.00011359 | 0.00011678 | 5.648e-05 | 7.252e-05 | 0.00012836 | 0.00012923 | 0.00021618 | 9.781e-05 | 0.00011366 | 0.00010576 | 8.748e-05 | 8.747e-05 | 8.812e-05 | 0.00021245 | 0.00019029 | 0 | 0.0001024
7511 | 313 | 11 | 0.00011416 | 0.00011369 | 0.00010245 | 5.66e-05 | 7.177e-05 | 0.00012864 | 0.00011956 | 0.00022889 | 9.069e-05 | 9.887e-05 | 9.984e-05 | 7.752e-05 | 7.17e-05 | 6.649e-05 | 0.00021245 | 0.00019029 | 0 | 0.0001024
7512 | 313 | 11 | 0.00011415 | 0.00011246 | 9.925e-05 | 6.311e-05 | 6.714e-05 | 0.00012607 | 0.00011118 | 0.00025432 | 8.039e-05 | 8.585e-05 | 9.042e-05 | 6.295e-05 | 6.082e-05 | 5.9e-05 | 0.00021245 | 0.00019013 | 0 | 0.0001024
7513 | 314 | 11 | 0.00011416 | 0.00010932 | 0.00010925 | 5.666e-05 | 4.057e-05 | 0.00011862 | 0.00010422 | 0.00026703 | 6.68e-05 | 7.385e-05 | 8.101e-05 | 6.857e-05 | 6.106e-05 | 5.384e-05 | 0.00021245 | 0.00018878 | 0 | 0.00010318
7514 | 314 | 11 | 0.00011415 | 0.00011414 | 0.00012256 | 6.097e-05 | 4.024e-05 | 0.00011377 | 9.973e-05 | 0.00026067 | 6.856e-05 | 6.639e-05 | 7.203e-05 | 3.515e-05 | 4.602e-05 | 5.64e-05 | 0.00021245 | 0.00018896 | 0 | 0.00010318
7515 | 314 | 11 | 0.00011416 | 0.00011329 | 0.00011492 | 5.903e-05 | 4.088e-05 | 0.00010903 | 9.709e-05 | 0.00027763 | 4.24e-05 | 5.749e-05 | 6.554e-05 | 2.176e-05 | 4.208e-05 | 6.156e-05 | 0.00021245 | 0.00018934 | 0 | 0.00010318
7516 | 314 | 11 | 0.00011415 | 0.00011471 | 0.00010194 | 5.487e-05 | 4.209e-05 | 0.00010679 | 9.593e-05 | 0.0002628 | 2.694e-05 | 4.983e-05 | 6.198e-05 | 2.105e-05 | 5.085e-05 | 7.967e-05 | 0.00021245 | 0.00018995 | 0 | 0.00010318
7517 | 314 | 11 | 0.00011416 | 0.00010848 | 0.00012019 | 5.821e-05 | 3.994e-05 | 0.00010768 | 9.658e-05 | 0.00022889 | 2.281e-05 | 4.837e-05 | 6.438e-05 | 2.306e-05 | 5.873e-05 | 9.334e-05 | 0.00021245 | 0.00019016 | 0 | 0.00010318
7518 | 314 | 11 | 0.00011415 | 0.00010985 | 0.00010902 | 0.00010988 | 8.262e-05 | 0.00011351 | 0.00010058 | 0.00022677 | 2.294e-05 | 5.204e-05 | 7.086e-05 | 2.938e-05 | 6.851e-05 | 0.00010662 | 0.00021245 | 0.00019018 | 0 | 0.00010318
7519 | 314 | 11 | 0.00011416 | 0.0001114 | 0.00011251 | 0.0001052 | 7.912e-05 | 0.00012541 | 0.0001134 | 0.00020345 | 2.786e-05 | 5.906e-05 | 8.048e-05 | 4.641e-05 | 8.017e-05 | 0.00011324 | 0.00021245 | 0.00019025 | 0 | 0.00010318
7520 | 314 | 11 | 0.00011415 | 0.00011451 | 0.00011397 | 0.00016349 | 0.00011687 | 0.00013699 | 0.00013191 | 0.00018014 | 4.218e-05 | 6.842e-05 | 9.076e-05 | 6.82e-05 | 0.00010255 | 0.00013655 | 0.00021245 | 0.00019029 | 0 | 0.00010318
7521 | 314 | 11 | 0.00011416 | 0.00010522 | 0.00012196 | 0.00016588 | 0.00011729 | 0.00013793 | 0.00014149 | 0.00012292 | 6.209e-05 | 8.304e-05 | 0.0001045 | 9.942e-05 | 0.00013754 | 0.00017573 | 0.00021245 | 0.00019029 | 2.1889e-05 | 0.00010318
7522 | 314 | 11 | 0.00011415 | 0.00010769 | 0.00010759 | 0.00016084 | 0.00011819 | 0.00014082 | 0.00014632 | 0.00010597 | 9.069e-05 | 0.00010634 | 0.0001243 | 0.0001279 | 0.00015386 | 0.00018053 | 0.00021245 | 0.00019029 | 1.5017e-05 | 0.00010318
7523 | 314 | 11 | 0.00011416 | 0.00011525 | 0.00011073 | 0.00015712 | 0.00011664 | 0.00014202 | 0.0001475 | 6.994e-05 | 0.00011901 | 0.00012932 | 0.00014208 | 0.0001379 | 0.00015859 | 0.0001802 | 0.00021245 | 0.00019029 | 1.1097e-05 | 0.00010318
7524 | 314 | 11 | 0.00011415 | 0.00011034 | 0.00011473 | 0.00016146 | 0.00012015 | 0.00014441 | 0.00014711 | 8.053e-05 | 0.00013308 | 0.00014529 | 0.00015638 | 0.00013945 | 0.00015673 | 0.00017502 | 0.00021169 | 0.00019029 | 2.043e-05 | 0.00010318
7525 | 314 | 11 | 0.00011416 | 0.00010655 | 0.00010184 | 0.00016087 | 0.00011762 | 0.00014388 | 0.00014618 | 8.054e-05 | 0.00013784 | 0.00015287 | 0.00016608 | 0.00013105 | 0.0001492 | 0.00016821 | 0.00021207 | 0.00019029 | 2.11e-05 | 0.00010318
7526 | 314 | 11 | 0.00011415 | 0.00010468 | 0.00011815 | 0.00015862 | 0.00011646 | 0.00014438 | 0.00014716 | 0.00010597 | 0.00013259 | 0.00015303 | 0.00017063 | 0.00011205 | 0.00013565 | 0.00015974 | 0.00021237 | 0.00019029 | 1.4966e-05 | 0.00010318
7527 | 314 | 11 | 0.00011416 | 0.00011315 | 0.00010253 | 0.00016194 | 0.00011931 | 0.00014311 | 0.00014723 | 0.00010173 | 0.00011679 | 0.00014653 | 0.00016999 | 0.00012686 | 0.00013884 | 0.00015172 | 0.00021236 | 0.00019029 | 4.0046e-06 | 0.00010318
7528 | 314 | 11 | 0.00011415 | 0.00011277 | 0.00012004 | 0.00016404 | 0.00011517 | 0.00014373 | 0.00014702 | 0.00010173 | 0.0001251 | 0.00014193 | 0.00016598 | 0.00013361 | 0.00012063 | 0.00010904 | 0.00021234 | 0.00019029 | 2.978e-06 | 0.00010318
7529 | 314 | 11 | 0.00011416 | 0.0001155 | 0.00010641 | 0.00016107 | 0.00011859 | 0.00014361 | 0.00014958 | 0.00010809 | 0.00013147 | 0.00013324 | 0.0001521 | 0.00013966 | 0.00012224 | 0.00010639 | 0.00021222 | 0.00019029 | 0 | 0.00010318
7530 | 314 | 11 | 0.00011415 | 0.00011463 | 0.00012248 | 0.00016095 | 0.00011439 | 0.00014897 | 0.00015546 | 0.00010173 | 0.00013756 | 0.00012709 | 0.00013859 | 0.00014205 | 0.00012943 | 0.00011833 | 0.00021225 | 0.00019029 | 0 | 0.00010318
7531 | 314 | 11 | 0.00011416 | 0.00010607 | 0.00011523 | 0.00010504 | 7.902e-05 | 0.00014943 | 0.00014905 | 0.00010173 | 0.00014097 | 0.00012652 | 0.00012968 | 0.00014117 | 0.00012303 | 0.00010649 | 0.00021229 | 0.00019029 | 0 | 0.00010318
7532 | 314 | 11 | 0.00011415 | 0.00011072 | 0.00011576 | 0.00010588 | 7.466e-05 | 0.00014327 | 0.00014394 | 9.961e-05 | 0.00014108 | 0.0001254 | 0.00012053 | 0.00014541 | 0.00012315 | 0.00010261 | 0.00021231 | 0.00019029 | 0 | 0.00010318
7533 | 314 | 11 | 0.00011416 | 0.00011025 | 0.0001214 | 6.113e-05 | 4.285e-05 | 0.00013708 | 0.00013701 | 9.537e-05 | 0.00014449 | 0.00012431 | 0.0001131 | 8.49e-05 | 8.648e-05 | 8.848e-05 | 0.0002123 | 0.00019029 | 0 | 0.00010318
7534 | 314 | 11 | 0.00011415 | 0.00011478 | 0.00011374 | 5.957e-05 | 4.44e-05 | 0.00012982 | 0.00012863 | 9.113e-05 | 9.793e-05 | 0.00011038 | 0.00010564 | 8.704e-05 | 8.72e-05 | 8.785e-05 | 0.00021222 | 0.00019029 | 0 | 0.00010318
7535 | 314 | 11 | 0.00011416 | 0.00010847 | 0.00010515 | 5.879e-05 | 4.141e-05 | 0.00012978 | 0.00011896 | 8.689e-05 | 9.072e-05 | 9.828e-05 | 9.981e-05 | 8.557e-05 | 7.627e-05 | 6.756e-05 | 0.00021175 | 0.00019029 | 0 | 0.00010318
7536 | 314 | 11 | 0.00011415 | 0.00011367 | 0.00010817 | 6.176e-05 | 3.868e-05 | 0.0001268 | 0.00011032 | 8.902e-05 | 8.695e-05 | 8.75e-05 | 9.07e-05 | 7.957e-05 | 6.909e-05 | 5.914e-05 | 0.00020867 | 0.00019029 | 0 | 0.00010318
7537 | 315 | 11 | 0.00011416 | 0.00011914 | 0.00010666 | 6.037e-05 | 1.404e-05 | 0.0001194 | 0.00010367 | 9.114e-05 | 8.095e-05 | 7.845e-05 | 8.136e-05 | 6.786e-05 | 6.042e-05 | 5.328e-05 | 0.00020948 | 0.00019029 | 0 | 0.00010336
7538 | 315 | 11 | 0.00011415 | 0.00012294 | 9.905e-05 | 6.151e-05 | 1.428e-05 | 0.00011382 | 9.901e-05 | 8.901e-05 | 7.088e-05 | 6.984e-05 | 7.219e-05 | 3.516e-05 | 4.604e-05 | 5.643e-05 | 0.00020911 | 0.00019029 | 0 | 0.00010336
7539 | 315 | 11 | 0.00011416 | 0.00012367 | 0.0001005 | 6.168e-05 | 1.338e-05 | 0.00011004 | 9.673e-05 | 8.478e-05 | 4.329e-05 | 5.922e-05 | 6.564e-05 | 2.169e-05 | 4.194e-05 | 6.135e-05 | 0.00020864 | 0.00019029 | 0 | 0.00010336
7540 | 315 | 11 | 0.00011415 | 0.00011602 | 0.00010731 | 5.288e-05 | 1.455e-05 | 0.00010734 | 9.557e-05 | 8.054e-05 | 2.718e-05 | 5.046e-05 | 6.199e-05 | 2.138e-05 | 5.165e-05 | 8.092e-05 | 0.00020771 | 0.00019029 | 0 | 0.00010336
7541 | 315 | 11 | 0.00011416 | 0.00012215 | 0.00011791 | 5.411e-05 | 1.365e-05 | 0.00010794 | 9.6e-05 | 7.842e-05 | 2.304e-05 | 4.885e-05 | 6.46e-05 | 2.329e-05 | 5.932e-05 | 9.427e-05 | 0.00020739 | 0.00019025 | 0 | 0.00010336
7542 | 315 | 11 | 0.00011415 | 0.00011593 | 0.00010171 | 0.00010971 | 2.558e-05 | 0.00011321 | 9.999e-05 | 6.782e-05 | 2.316e-05 | 5.256e-05 | 7.126e-05 | 2.97e-05 | 6.927e-05 | 0.0001078 | 0.00020642 | 0.00018996 | 0 | 0.00010336
7543 | 315 | 11 | 0.00011416 | 0.00011394 | 0.00011717 | 0.00011377 | 2.712e-05 | 0.00012654 | 0.00011267 | 6.146e-05 | 2.817e-05 | 5.967e-05 | 8.112e-05 | 4.591e-05 | 7.929e-05 | 0.00011201 | 0.00020624 | 0.00018943 | 0 | 0.00010336
7544 | 315 | 11 | 0.00011415 | 0.00011649 | 0.00011398 | 0.00016164 | 4.034e-05 | 0.00013713 | 0.00013041 | 5.299e-05 | 4.185e-05 | 6.853e-05 | 9.108e-05 | 6.874e-05 | 0.00010337 | 0.00013764 | 0.00020574 | 0.00018882 | 0 | 0.00010336
7545 | 315 | 11 | 0.00011416 | 0.00012227 | 0.00010443 | 0.00015753 | 4.103e-05 | 0.00013742 | 0.00014066 | 4.663e-05 | 6.245e-05 | 8.325e-05 | 0.00010498 | 9.924e-05 | 0.00013729 | 0.00017542 | 0.00020665 | 0.00018959 | 1.9344e-05 | 0.00010336
7546 | 315 | 11 | 0.00011415 | 0.00011929 | 0.00010051 | 0.00016317 | 4.095e-05 | 0.00013876 | 0.00014498 | 4.239e-05 | 9.061e-05 | 0.00010644 | 0.0001246 | 0.00012929 | 0.00015554 | 0.00018249 | 0.00020572 | 0.00018996 | 0.00021048 | 0.00010336
7547 | 315 | 11 | 0.00011416 | 0.00011405 | 0.00011223 | 0.00016721 | 4.005e-05 | 0.00013813 | 0.00014575 | 3.392e-05 | 0.00012009 | 0.00012995 | 0.00014269 | 0.00013837 | 0.00015913 | 0.00018082 | 0.00020677 | 0.00019011 | 4.9599e-05 | 0.00010336
7548 | 315 | 11 | 0.00011415 | 0.00011875 | 0.0001016 | 0.00015834 | 4.087e-05 | 0.00013878 | 0.00014539 | 1.484e-05 | 0.00013366 | 0.00014604 | 0.000157 | 0.00013756 | 0.00015461 | 0.00017265 | 0.00018991 | 0.00018959 | 4.4152e-05 | 0.00010336
7549 | 315 | 11 | 0.00011416 | 0.00012416 | 0.00010032 | 0.00016089 | 3.93e-05 | 0.00013676 | 0.00014295 | 2.967e-05 | 0.0001365 | 0.0001526 | 0.00016611 | 0.00013078 | 0.00014889 | 0.00016786 | 0.00019399 | 0.00019014 | 6.5694e-05 | 0.00010336
7550 | 315 | 11 | 0.00011415 | 0.0001237 | 0.00011158 | 0.00015961 | 4.084e-05 | 0.0001374 | 0.00014362 | 3.815e-05 | 0.00013214 | 0.00015245 | 0.00017049 | 0.00011185 | 0.0001354 | 0.00015945 | 0.00019931 | 0.00019023 | 6.8646e-05 | 0.00010336
7551 | 315 | 11 | 0.00011416 | 0.00011341 | 0.00011613 | 0.00016053 | 4.104e-05 | 0.00013672 | 0.00014388 | 4.663e-05 | 0.0001165 | 0.00014602 | 0.00016974 | 0.00012831 | 0.00014042 | 0.00015345 | 0.00019871 | 0.00019026 | 1.5085e-05 | 0.00010336
7552 | 315 | 11 | 0.00011415 | 0.00011608 | 0.00010157 | 0.00015681 | 3.956e-05 | 0.00013616 | 0.00014408 | 5.723e-05 | 0.00012615 | 0.00014222 | 0.00016605 | 0.000135 | 0.00012187 | 0.00011017 | 0.0002006 | 0.00019027 | 2.1805e-05 | 0.00010336
7553 | 315 | 11 | 0.00011416 | 0.00011529 | 0.00010379 | 0.00016251 | 3.999e-05 | 0.00013608 | 0.00014743 | 5.934e-05 | 0.00013275 | 0.00013408 | 0.00015241 | 0.00014096 | 0.00012338 | 0.00010737 | 0.00019866 | 0.00019026 | 0 | 0.00010336
7554 | 315 | 11 | 0.00011415 | 0.00012022 | 0.00010426 | 0.00015613 | 3.854e-05 | 0.00014254 | 0.00015325 | 6.57e-05 | 0.00013885 | 0.00012816 | 0.00013918 | 0.00014074 | 0.00012824 | 0.00011724 | 0.00020082 | 0.00019027 | 0 | 0.00010336
7555 | 315 | 11 | 0.00011416 | 0.00011339 | 0.00010248 | 0.0001061 | 2.624e-05 | 0.00014369 | 0.00014857 | 7.206e-05 | 0.00014024 | 0.00012682 | 0.00013002 | 0.00014197 | 0.00012373 | 0.00010709 | 0.0002032 | 0.00019028 | 0 | 0.00010336
7556 | 315 | 11 | 0.00011415 | 0.00012241 | 0.0001092 | 0.00010868 | 2.752e-05 | 0.0001379 | 0.00014425 | 7.206e-05 | 0.0001416 | 0.00012562 | 0.00012095 | 0.00014375 | 0.00012175 | 0.00010144 | 0.00020409 | 0.00019027 | 0 | 0.00010336
7557 | 315 | 11 | 0.00011416 | 0.0001144 | 9.807e-05 | 6.242e-05 | 1.385e-05 | 0.00013135 | 0.00013773 | 6.994e-05 | 0.00014328 | 0.00012395 | 0.00011315 | 8.488e-05 | 8.647e-05 | 8.847e-05 | 0.00020415 | 0.00019027 | 0 | 0.00010336
7558 | 315 | 11 | 0.00011415 | 0.00011406 | 0.00010961 | 6.141e-05 | 1.515e-05 | 0.00012517 | 0.00012874 | 7.63e-05 | 9.769e-05 | 0.00010999 | 0.00010556 | 8.758e-05 | 8.775e-05 | 8.84e-05 | 0.00020328 | 0.00019027 | 0 | 0.00010336
7559 | 315 | 11 | 0.00011416 | 0.00012398 | 0.00010739 | 5.365e-05 | 1.352e-05 | 0.00012578 | 0.00011904 | 8.054e-05 | 9.107e-05 | 9.824e-05 | 9.978e-05 | 8.517e-05 | 7.592e-05 | 6.725e-05 | 0.00020572 | 0.00019029 | 0 | 0.00010336
7560 | 315 | 11 | 0.00011415 | 0.00012118 | 0.00011242 | 5.846e-05 | 1.366e-05 | 0.00012487 | 0.00011078 | 8.69e-05 | 8.669e-05 | 8.745e-05 | 9.061e-05 | 7.981e-05 | 6.93e-05 | 5.932e-05 | 0.00020662 | 0.00019029 | 0 | 0.00010336
7561 | 316 | 11 | 0.00011416 | 0.0001074 | 0.00010832 | 5.956e-05 | 6.89e-05 | 0.00011782 | 0.00010399 | 9.326e-05 | 8.11e-05 | 7.848e-05 | 8.131e-05 | 5.404e-05 | 5.347e-05 | 5.305e-05 | 0.00020672 | 0.00019029 | 0 | 0.0001031
7562 | 316 | 11 | 0.00011415 | 0.0001061 | 0.00011811 | 5.46e-05 | 6.96e-05 | 0.00011168 | 9.941e-05 | 9.326e-05 | 6.014e-05 | 6.737e-05 | 7.214e-05 | 1.87e-05 | 3.792e-05 | 5.644e-05 | 0.00020578 | 0.00019027 | 0 | 0.0001031
7563 | 316 | 11 | 0.00011416 | 0.00011368 | 0.00010386 | 5.795e-05 | 7.018e-05 | 0.00010625 | 9.716e-05 | 0.00011233 | 2.839e-05 | 5.403e-05 | 6.562e-05 | 1.299e-05 | 3.746e-05 | 6.105e-05 | 0.00020315 | 0.00019019 | 0 | 0.0001031
7564 | 316 | 11 | 0.00011415 | 0.00010892 | 0.00010863 | 6.033e-05 | 7.294e-05 | 0.00010286 | 9.606e-05 | 0.00011868 | 1.724e-05 | 4.486e-05 | 6.189e-05 | 1.307e-05 | 4.709e-05 | 8.009e-05 | 0.00020141 | 0.00019011 | 0 | 0.0001031
7565 | 316 | 11 | 0.00011416 | 0.00010788 | 0.00010603 | 6.312e-05 | 6.555e-05 | 0.000102 | 9.667e-05 | 0.00011868 | 1.416e-05 | 4.363e-05 | 6.434e-05 | 1.878e-05 | 5.711e-05 | 9.443e-05 | 0.00020095 | 0.00018858 | 0 | 0.0001031
7566 | 316 | 11 | 0.00011415 | 0.00011088 | 0.00010442 | 0.00011087 | 0.00012637 | 0.00010228 | 0.00010094 | 0.00012293 | 1.763e-05 | 4.855e-05 | 7.105e-05 | 4.613e-05 | 7.669e-05 | 0.00010679 | 0.00018824 | 0.0001862 | 0 | 0.0001031
7567 | 316 | 11 | 0.00011416 | 0.00010907 | 0.00012303 | 0.00010566 | 0.00012963 | 0.00010594 | 0.00011315 | 0.00012716 | 3.971e-05 | 6.007e-05 | 8.072e-05 | 0.00012389 | 0.00011763 | 0.00011268 | 0.00018223 | 0.00018363 | 0 | 0.0001031
7568 | 316 | 11 | 0.00011415 | 0.00011242 | 0.0001157 | 0.000162 | 0.00019173 | 0.00010691 | 0.00013082 | 0.00012292 | 0.00010476 | 8.378e-05 | 9.087e-05 | 0.00021935 | 0.00017596 | 0.00013593 | 0.00018264 | 0.00018028 | 0 | 0.0001031
7569 | 316 | 11 | 0.00011416 | 0.00010488 | 0.00010333 | 0.00016229 | 0.00019873 | 0.00010926 | 0.00014022 | 0.00011869 | 0.00019236 | 0.00012309 | 0.00010446 | 0.00021295 | 0.00019376 | 0.00017745 | 0.0001794 | 0.00017769 | 5.8143e-05 | 0.0001031
7570 | 316 | 11 | 0.00011415 | 0.00010795 | 0.00011444 | 0.00016642 | 0.00020029 | 0.00011349 | 0.00014389 | 0.00011657 | 0.00020612 | 0.00015849 | 0.00012461 | 0.0001669 | 0.00017308 | 0.00018104 | 0.00016614 | 0.00017201 | 0.00015654 | 0.0001031
7571 | 316 | 11 | 0.00011416 | 0.00010395 | 0.00010198 | 0.0001602 | 0.0001912 | 0.00011705 | 0.00014286 | 0.00011444 | 0.00017557 | 0.00017196 | 0.00014244 | 0.00016871 | 0.0001736 | 0.00018031 | 0.00013514 | 0.00016791 | 0.00029125 | 0.0001031
7572 | 316 | 11 | 0.00011415 | 0.00010682 | 0.00011409 | 0.00016515 | 0.00018951 | 0.00012007 | 0.00014135 | 0.00010808 | 0.00017166 | 0.0001748 | 0.00015671 | 0.00017151 | 0.00017226 | 0.00017495 | 9.2311e-05 | 0.00013824 | 8.5997e-05 | 0.0001031
7573 | 316 | 11 | 0.00011416 | 0.00011447 | 0.00011237 | 0.00016184 | 0.00019283 | 0.00012149 | 0.00013862 | 9.537e-05 | 0.00017169 | 0.00017414 | 0.00016636 | 0.00016121 | 0.00016282 | 0.0001662 | 8.833e-05 | 0.00011292 | 0.00013422 | 0.0001031
7574 | 316 | 11 | 0.00011415 | 0.00011133 | 0.00011721 | 0.0001611 | 0.00019181 | 0.0001176 | 0.00013807 | 9.961e-05 | 0.00016325 | 0.00016986 | 0.00017042 | 0.00018008 | 0.00016977 | 0.0001617 | 7.3778e-05 | 0.00011208 | 0.00033207 | 0.0001031
7575 | 316 | 11 | 0.00011416 | 0.00010402 | 0.00011744 | 0.00016567 | 0.00019052 | 0.0001151 | 0.00013803 | 0.00010597 | 0.0001766 | 0.0001686 | 0.00017014 | 0.00018421 | 0.00016712 | 0.00015243 | 7.093e-05 | 0.00012871 | 0.00030072 | 0.0001031
7576 | 316 | 11 | 0.00011415 | 0.00010791 | 0.00011523 | 0.00016068 | 0.00019389 | 0.00011352 | 0.00013881 | 0.0001208 | 0.00018219 | 0.00016784 | 0.00016624 | 0.00019635 | 0.00015101 | 0.00010872 | 8.2233e-05 | 0.00015396 | 0.00010999 | 0.0001031
7577 | 316 | 11 | 0.00011416 | 0.00010768 | 0.00011881 | 0.00016101 | 0.00019452 | 0.00011558 | 0.00014158 | 0.00012716 | 0.00019301 | 0.0001617 | 0.00015226 | 0.00021545 | 0.00015968 | 0.00010741 | 8.43e-05 | 0.00017133 | 0 | 0.0001031
7578 | 316 | 11 | 0.00011415 | 0.00010565 | 0.00011992 | 0.00015996 | 0.00019972 | 0.00012409 | 0.00015011 | 0.00012928 | 0.00021032 | 0.00015926 | 0.00013896 | 0.00020501 | 0.00015938 | 0.00011693 | 0.0001081 | 0.0001844 | 0 | 0.0001031
7579 | 316 | 11 | 0.00011416 | 0.00011131 | 0.00011013 | 0.00010577 | 0.00013525 | 0.00012713 | 0.00014568 | 0.00012716 | 0.00020573 | 0.00015886 | 0.00012976 | 0.00016358 | 0.0001337 | 0.00010612 | 0.00014408 | 0.00018983 | 0 | 0.0001031
7580 | 316 | 11 | 0.00011415 | 0.00010468 | 0.00011192 | 0.00011548 | 0.00013873 | 0.00012456 | 0.00014007 | 0.00012716 | 0.00017304 | 0.00014986 | 0.00012043 | 0.00012956 | 0.00011504 | 0.00010205 | 0.00017075 | 0.00019025 | 0 | 0.0001031
7581 | 316 | 11 | 0.00011416 | 0.00011093 | 0.00010608 | 5.483e-05 | 7.286e-05 | 0.00012109 | 0.00013349 | 0.00013987 | 0.00014015 | 0.00013479 | 0.00011285 | 8.523e-05 | 8.664e-05 | 8.864e-05 | 0.00018075 | 0.00019029 | 0 | 0.0001031
7582 | 316 | 11 | 0.00011415 | 0.00010665 | 0.00010925 | 6.242e-05 | 7.008e-05 | 0.00011723 | 0.00012548 | 0.00015895 | 9.819e-05 | 0.00011361 | 0.00010541 | 8.732e-05 | 8.731e-05 | 8.796e-05 | 0.00018609 | 0.00019029 | 0 | 0.0001031
7583 | 316 | 11 | 0.00011416 | 0.00011216 | 0.00012255 | 5.468e-05 | 6.826e-05 | 0.00012034 | 0.00011714 | 0.00014411 | 9.065e-05 | 9.895e-05 | 9.96e-05 | 7.861e-05 | 7.271e-05 | 6.742e-05 | 0.00019208 | 0.00019029 | 0 | 0.0001031
7584 | 316 | 11 | 0.00011415 | 0.00011403 | 0.00010655 | 5.768e-05 | 7.347e-05 | 0.00012052 | 0.00011088 | 0.00015259 | 8.126e-05 | 8.626e-05 | 9.053e-05 | 6.269e-05 | 6.057e-05 | 5.876e-05 | 0.00019998 | 0.00019029 | 0 | 0.0001031
7585 | 317 | 11 | 0.00011416 | 0.00011622 | 0.00011285 | 5.458e-05 | 6.778e-05 | 0.00011516 | 0.00010449 | 0.00014835 | 6.676e-05 | 7.411e-05 | 8.118e-05 | 5.408e-05 | 5.351e-05 | 5.309e-05 | 0.00020369 | 0.00019029 | 0 | 0.00010188
7586 | 317 | 11 | 0.00011415 | 0.00011512 | 0.00012119 | 5.392e-05 | 6.661e-05 | 0.00010909 | 9.91e-05 | 0.00015471 | 5.727e-05 | 6.38e-05 | 7.201e-05 | 1.873e-05 | 3.798e-05 | 5.652e-05 | 0.00020398 | 0.00019029 | 0 | 0.00010188
7587 | 317 | 11 | 0.00011416 | 0.00011575 | 0.00011619 | 5.306e-05 | 6.465e-05 | 0.00010513 | 9.567e-05 | 0.00016531 | 2.743e-05 | 5.214e-05 | 6.553e-05 | 1.302e-05 | 3.754e-05 | 6.118e-05 | 0.00020483 | 0.00019029 | 0 | 0.00010188
7588 | 317 | 11 | 0.00011415 | 0.00010969 | 0.00012758 | 5.978e-05 | 7.227e-05 | 0.00010243 | 9.393e-05 | 0.00017803 | 1.693e-05 | 4.411e-05 | 6.186e-05 | 1.304e-05 | 4.7e-05 | 7.993e-05 | 0.00020847 | 0.00019029 | 0 | 0.00010188
7589 | 317 | 11 | 0.00011416 | 0.00011675 | 0.00011507 | 6.258e-05 | 6.907e-05 | 0.00010064 | 9.342e-05 | 0.00019286 | 1.415e-05 | 4.335e-05 | 6.429e-05 | 1.869e-05 | 5.686e-05 | 9.402e-05 | 0.00021127 | 0.00019029 | 0 | 0.00010188
7590 | 317 | 11 | 0.00011415 | 0.00011745 | 0.00011882 | 0.00010413 | 0.0001272 | 0.00010203 | 9.493e-05 | 0.00020558 | 1.756e-05 | 4.836e-05 | 7.093e-05 | 4.592e-05 | 7.633e-05 | 0.00010628 | 0.00021169 | 0.00019029 | 0 | 0.00010188
7591 | 317 | 11 | 0.00011416 | 0.0001162 | 0.00011997 | 0.00010885 | 0.00013317 | 0.00010641 | 9.993e-05 | 0.00020769 | 3.953e-05 | 5.985e-05 | 8.051e-05 | 0.00012462 | 0.00011832 | 0.00011334 | 0.00021213 | 0.00019029 | 0 | 0.00010188
7592 | 317 | 11 | 0.00011415 | 0.00011648 | 0.0001312 | 0.00016029 | 0.00019101 | 0.0001095 | 0.00010787 | 0.00021617 | 0.00010528 | 8.385e-05 | 9.082e-05 | 0.00022012 | 0.00017657 | 0.0001364 | 0.00021235 | 0.00019029 | 0 | 0.00010188
7593 | 317 | 11 | 0.00011416 | 0.00011139 | 0.00011699 | 0.00015952 | 0.00019824 | 0.00011375 | 0.0001156 | 0.0001653 | 0.00019305 | 0.00012345 | 0.00010454 | 0.00021123 | 0.00019219 | 0.00017601 | 0.00021243 | 0.00019029 | 0.00023197 | 0.00010188
7594 | 317 | 11 | 0.00011415 | 0.00011958 | 0.0001225 | 0.00015998 | 0.00018891 | 0.00012036 | 0.00012314 | 9.325e-05 | 0.00020493 | 0.00015822 | 0.00012439 | 0.0001677 | 0.00017391 | 0.00018191 | 0.00021239 | 0.00019029 | 0.00024283 | 0.00010188
7595 | 317 | 11 | 0.00011416 | 0.00010951 | 0.00013247 | 0.00015966 | 0.00018912 | 0.00012386 | 0.00012503 | 7.842e-05 | 0.00017599 | 0.0001719 | 0.00014244 | 0.00016657 | 0.00017139 | 0.00017802 | 0.00021224 | 0.00019028 | 0.0005015 | 0.00010188
7596 | 317 | 11 | 0.00011415 | 0.00011208 | 0.0001262 | 0.00016728 | 0.00019114 | 0.00012522 | 0.00012527 | 5.935e-05 | 0.00017004 | 0.00017405 | 0.00015623 | 0.00016964 | 0.00017039 | 0.00017304 | 0.00020317 | 0.00019029 | 0.00055438 | 0.00010188
7597 | 317 | 11 | 0.00011416 | 0.00011416 | 0.00013185 | 0.00016471 | 0.00019944 | 0.00012553 | 0.00012491 | 3.815e-05 | 0.00016992 | 0.0001728 | 0.00016547 | 0.00016311 | 0.00016473 | 0.00016815 | 0.00020781 | 0.00019029 | 0.00048737 | 0.00010188
7598 | 317 | 11 | 0.00011415 | 0.00011197 | 0.00013362 | 0.0001662 | 0.00018773 | 0.00012358 | 0.00012323 | 4.663e-05 | 0.00016435 | 0.00016954 | 0.00017003 | 0.00017976 | 0.00016947 | 0.00016141 | 0.00020972 | 0.00019029 | 0.00039304 | 0.00010188
7599 | 317 | 11 | 0.00011416 | 0.00011026 | 0.00013212 | 0.00016683 | 0.00019468 | 0.00012051 | 0.00012234 | 9.113e-05 | 0.00017649 | 0.0001686 | 0.0001698 | 0.00018374 | 0.00016669 | 0.00015204 | 0.00020847 | 0.00019025 | 0.00028846 | 0.00010188
7600 | 317 | 11 | 0.00011415 | 0.0001189 | 0.00012545 | 0.00016086 | 0.00019797 | 0.00012115 | 0.00012268 | 0.00014199 | 0.00018183 | 0.00016775 | 0.0001659 | 0.00019757 | 0.00015195 | 0.0001094 | 0.00020902 | 0.00019017 | 4.7088e-05 | 0.00010188
7601 | 317 | 11 | 0.00011416 | 0.00011606 | 0.00013311 | 0.00016113 | 0.00018795 | 0.00012179 | 0.00012627 | 0.00018862 | 0.00019391 | 0.00016191 | 0.00015223 | 0.00021534 | 0.0001596 | 0.00010736 | 0.00021228 | 0.00019026 | 0 | 0.00010188
7602 | 317 | 11 | 0.00011415 | 0.00011416 | 0.000123 | 0.00016025 | 0.00019246 | 0.00013108 | 0.00013513 | 0.00021194 | 0.00021039 | 0.00015948 | 0.00013903 | 0.00020551 | 0.00015977 | 0.00011722 | 0.00021245 | 0.00019028 | 0 | 0.00010188
7603 | 317 | 11 | 0.00011416 | 0.00011131 | 0.00011877 | 0.00011183 | 0.000126 | 0.00013241 | 0.0001325 | 0.00020982 | 0.00020616 | 0.00015912 | 0.00012988 | 0.00016376 | 0.00013385 | 0.00010624 | 0.00021244 | 0.00019029 | 0 | 0.00010188
7604 | 317 | 11 | 0.00011415 | 0.00011513 | 0.00013342 | 0.0001045 | 0.00012564 | 0.00012757 | 0.00012795 | 0.00024584 | 0.00017328 | 0.00015009 | 0.0001206 | 0.00012909 | 0.00011462 | 0.00010168 | 0.00021243 | 0.00019028 | 0 | 0.00010188
7605 | 317 | 11 | 0.00011416 | 0.00010998 | 0.0001275 | 6.346e-05 | 7.278e-05 | 0.00012125 | 0.00012253 | 0.00023525 | 0.00013984 | 0.00013479 | 0.0001129 | 8.565e-05 | 8.706e-05 | 8.908e-05 | 0.00021245 | 0.00019029 | 0 | 0.00010188
7606 | 317 | 11 | 0.00011415 | 0.00012012 | 0.00012695 | 5.304e-05 | 7.298e-05 | 0.00011615 | 0.00011578 | 0.00022465 | 9.847e-05 | 0.00011369 | 0.00010551 | 8.819e-05 | 8.818e-05 | 8.884e-05 | 0.00021245 | 0.00019029 | 0 | 0.00010188
7607 | 317 | 11 | 0.00011416 | 0.00011379 | 0.00011236 | 5.885e-05 | 6.988e-05 | 0.00011752 | 0.00011054 | 0.00023737 | 9.137e-05 | 9.935e-05 | 9.988e-05 | 7.73e-05 | 7.15e-05 | 6.63e-05 | 0.00021245 | 0.00019028 | 0 | 0.00010188
7608 | 317 | 11 | 0.00011415 | 0.00011453 | 0.00012501 | 5.343e-05 | 6.544e-05 | 0.00011723 | 0.00010439 | 0.00027763 | 8.039e-05 | 8.616e-05 | 9.053e-05 | 6.346e-05 | 6.131e-05 | 5.947e-05 | 0.00021245 | 0.00019022 | 0 | 0.00010188
7609 | 318 | 11 | 0.00011416 | 0.00011169 | 0.00011805 | 6.076e-05 | 7.109e-05 | 0.0001111 | 9.927e-05 | 0.00026915 | 6.721e-05 | 7.416e-05 | 8.13e-05 | 5.487e-05 | 5.429e-05 | 5.386e-05 | 0.00021245 | 0.00018935 | 0 | 0.00010084
7610 | 318 | 11 | 0.00011415 | 0.00011717 | 0.00011956 | 6.222e-05 | 7.197e-05 | 0.00010569 | 9.498e-05 | 0.00028611 | 5.795e-05 | 6.417e-05 | 7.23e-05 | 1.872e-05 | 3.795e-05 | 5.648e-05 | 0.00021244 | 0.00018944 | 0 | 0.00010084
7611 | 318 | 11 | 0.00011416 | 0.00011769 | 0.00011147 | 5.887e-05 | 7.585e-05 | 0.00010102 | 9.189e-05 | 0.00029459 | 2.755e-05 | 5.246e-05 | 6.576e-05 | 1.299e-05 | 3.743e-05 | 6.102e-05 | 0.00021244 | 0.00018968 | 0 | 0.00010084
7612 | 318 | 11 | 0.00011415 | 0.00010778 | 0.00010827 | 5.515e-05 | 6.92e-05 | 9.817e-05 | 9.066e-05 | 0.00031154 | 1.695e-05 | 4.425e-05 | 6.201e-05 | 1.304e-05 | 4.7e-05 | 7.993e-05 | 0.00021245 | 0.00019012 | 0 | 0.00010084
7613 | 318 | 11 | 0.00011416 | 0.00011207 | 0.00011938 | 6.336e-05 | 6.447e-05 | 9.691e-05 | 8.996e-05 | 0.00031366 | 1.416e-05 | 4.338e-05 | 6.442e-05 | 1.861e-05 | 5.661e-05 | 9.361e-05 | 0.00021245 | 0.00019029 | 0 | 0.00010084
7614 | 318 | 11 | 0.00011415 | 0.00011058 | 0.00011541 | 0.00010661 | 0.00013447 | 9.762e-05 | 9.103e-05 | 0.00032213 | 1.75e-05 | 4.828e-05 | 7.092e-05 | 4.649e-05 | 7.728e-05 | 0.00010762 | 0.00021245 | 0.00019029 | 0 | 0.00010084
7615 | 318 | 11 | 0.00011416 | 0.00011439 | 0.00011226 | 0.00011188 | 0.00012628 | 9.993e-05 | 9.371e-05 | 0.00032001 | 3.997e-05 | 6.011e-05 | 8.074e-05 | 0.00012349 | 0.00011725 | 0.00011232 | 0.00021245 | 0.00019029 | 0 | 0.00010084
7616 | 318 | 11 | 0.00011415 | 0.00011321 | 0.00010751 | 0.00015651 | 0.00019755 | 0.00010173 | 9.769e-05 | 0.00030306 | 0.00010449 | 8.373e-05 | 9.081e-05 | 0.00022154 | 0.00017772 | 0.00013729 | 0.00021245 | 0.00019029 | 0 | 0.00010084
7617 | 318 | 11 | 0.00011416 | 0.00011594 | 0.00011861 | 0.00015722 | 0.00019154 | 0.00010524 | 0.00010284 | 0.00023948 | 0.00019403 | 0.00012367 | 0.0001047 | 0.00021186 | 0.00019277 | 0.00017654 | 0.00021244 | 0.00019029 | 6.5643e-05 | 0.00010084
7618 | 318 | 11 | 0.00011415 | 0.00011506 | 0.00011663 | 0.00015911 | 0.00019212 | 0.00011047 | 0.00011006 | 0.00016531 | 0.00020559 | 0.00015867 | 0.00012465 | 0.0001672 | 0.00017339 | 0.00018136 | 0.0002124 | 0.00019029 | 8.5064e-05 | 0.00010084
7619 | 318 | 11 | 0.00011416 | 0.00011012 | 0.00012748 | 0.00016196 | 0.00019441 | 0.00011612 | 0.00011495 | 0.00010808 | 0.00017574 | 0.00017206 | 0.00014257 | 0.00016692 | 0.00017175 | 0.00017839 | 0.00021216 | 0.00019029 | 0.00012141 | 0.00010084
7620 | 318 | 11 | 0.00011415 | 0.00010906 | 0.00011839 | 0.00016486 | 0.00019398 | 0.00012131 | 0.000118 | 9.537e-05 | 0.0001703 | 0.00017418 | 0.00015638 | 0.00017167 | 0.00017243 | 0.00017511 | 0.00020943 | 0.00019029 | 0.00011384 | 0.00010084
7621 | 318 | 11 | 0.00011416 | 0.00010878 | 0.00012015 | 0.00016561 | 0.00019468 | 0.00012311 | 0.00012006 | 9.114e-05 | 0.00017154 | 0.00017362 | 0.00016607 | 0.00016239 | 0.00016401 | 0.00016741 | 0.00020973 | 0.00019028 | 9.7917e-05 | 0.00010084
7622 | 318 | 11 | 0.00011415 | 0.00010893 | 0.00010674 | 0.00016496 | 0.00019659 | 0.00012002 | 0.00011958 | 0.00010385 | 0.00016411 | 0.00017001 | 0.00017038 | 0.00017927 | 0.00016901 | 0.00016098 | 0.00021103 | 0.00019012 | 0.00027315 | 0.00010084
7623 | 318 | 11 | 0.00011416 | 0.00011772 | 0.00011173 | 0.00015985 | 0.00018883 | 0.00011658 | 0.00011837 | 0.00011444 | 0.00017611 | 0.0001686 | 0.00016998 | 0.00018315 | 0.00016616 | 0.00015156 | 0.00021133 | 0.00019011 | 8.8661e-05 | 0.00010084
7624 | 318 | 11 | 0.00011415 | 0.00011301 | 0.00012558 | 0.00015625 | 0.00019988 | 0.00011632 | 0.00011765 | 0.00015048 | 0.0001813 | 0.00016743 | 0.00016593 | 0.0001974 | 0.00015183 | 0.00010931 | 0.00020828 | 0.00019027 | 1.679e-05 | 0.00010084
7625 | 318 | 11 | 0.00011416 | 0.00011042 | 0.00011315 | 0.00016048 | 0.00019385 | 0.00011766 | 0.00012099 | 0.00017803 | 0.00019366 | 0.00016161 | 0.00015217 | 0.00021427 | 0.00015881 | 0.00010682 | 0.00020399 | 0.00019018 | 0 | 0.00010084
7626 | 318 | 11 | 0.00011415 | 0.0001084 | 0.00012376 | 0.00015972 | 0.00018795 | 0.0001253 | 0.0001312 | 0.00016955 | 0.00020949 | 0.00015901 | 0.00013877 | 0.00020508 | 0.00015944 | 0.00011698 | 0.00020649 | 0.00019018 | 0 | 0.00010084
7627 | 318 | 11 | 0.00011416 | 0.00011475 | 0.00012084 | 0.00010603 | 0.00013474 | 0.00012915 | 0.00013011 | 0.00018014 | 0.00020564 | 0.00015865 | 0.00012958 | 0.00016588 | 0.00013558 | 0.00010761 | 0.00020813 | 0.00019013 | 0 | 0.00010084
7628 | 318 | 11 | 0.00011415 | 0.00011626 | 0.00012325 | 0.00010421 | 0.00013135 | 0.00012732 | 0.00012656 | 0.00018862 | 0.00017481 | 0.00015042 | 0.00012064 | 0.00012947 | 0.00011496 | 0.00010198 | 0.00020771 | 0.00018754 | 0 | 0.00010084
7629 | 318 | 11 | 0.00011416 | 0.00011668 | 0.00012726 | 5.973e-05 | 6.479e-05 | 0.00012294 | 0.00012226 | 0.00018862 | 0.00014041 | 0.00013534 | 0.00011307 | 8.5e-05 | 8.641e-05 | 8.84e-05 | 0.00020897 | 0.0001649 | 0 | 0.00010084
7630 | 318 | 11 | 0.00011415 | 0.0001182 | 0.00011835 | 6.322e-05 | 6.954e-05 | 0.00011687 | 0.0001169 | 0.00020557 | 9.812e-05 | 0.00011384 | 0.00010556 | 8.725e-05 | 8.724e-05 | 8.788e-05 | 0.00021008 | 0.00013295 | 0 | 0.00010084
7631 | 318 | 11 | 0.00011416 | 0.0001121 | 0.00010724 | 6.26e-05 | 6.414e-05 | 0.00011754 | 0.00011056 | 0.00020346 | 9.059e-05 | 9.898e-05 | 9.974e-05 | 7.83e-05 | 7.243e-05 | 6.716e-05 | 0.0002111 | 0.00011172 | 0 | 0.00010084
7632 | 318 | 11 | 0.00011415 | 0.00011092 | 0.00011954 | 5.738e-05 | 6.832e-05 | 0.00011587 | 0.00010304 | 0.00019074 | 8.1e-05 | 8.614e-05 | 9.057e-05 | 6.244e-05 | 6.032e-05 | 5.852e-05 | 0.00021139 | 0.00010341 | 0 | 0.00010084
7633 | 319 | 11 | 0.00011416 | 0.00012404 | 0.00010426 | 5.919e-05 | 6.401e-05 | 0.00011016 | 9.804e-05 | 0.00019498 | 6.651e-05 | 7.391e-05 | 8.109e-05 | 5.454e-05 | 5.396e-05 | 5.353e-05 | 0.00021074 | 0.00010103 | 0 | 0.00010162
7634 | 319 | 11 | 0.00011415 | 0.00012369 | 0.00011001 | 6.283e-05 | 7.547e-05 | 0.00010457 | 9.444e-05 | 0.00019709 | 5.757e-05 | 6.381e-05 | 7.201e-05 | 1.852e-05 | 3.755e-05 | 5.588e-05 | 0.00020864 | 9.2144e-05 | 0 | 0.00010162
7635 | 319 | 11 | 0.00011416 | 0.00012237 | 0.00010292 | 5.737e-05 | 7.12e-05 | 0.00010192 | 9.34e-05 | 0.00020133 | 2.731e-05 | 5.206e-05 | 6.539e-05 | 1.323e-05 | 3.814e-05 | 6.216e-05 | 0.00020872 | 9.0938e-05 | 0 | 0.00010162
7636 | 319 | 11 | 0.00011415 | 0.00011472 | 9.913e-05 | 5.996e-05 | 6.942e-05 | 9.988e-05 | 9.332e-05 | 0.00019074 | 1.707e-05 | 4.424e-05 | 6.195e-05 | 1.303e-05 | 4.695e-05 | 7.986e-05 | 0.00021159 | 0.00010022 | 0 | 0.00010162
7637 | 319 | 11 | 0.00011416 | 0.00011293 | 0.00011054 | 6.195e-05 | 7.004e-05 | 0.00010156 | 9.443e-05 | 0.00017802 | 1.417e-05 | 4.347e-05 | 6.438e-05 | 1.846e-05 | 5.613e-05 | 9.282e-05 | 0.00021245 | 0.00011893 | 0 | 0.00010162
7638 | 319 | 11 | 0.00011415 | 0.00011834 | 0.0001064 | 0.00011076 | 0.00012785 | 0.00010915 | 9.945e-05 | 0.00017378 | 1.738e-05 | 4.818e-05 | 7.077e-05 | 4.592e-05 | 7.634e-05 | 0.0001063 | 0.00021245 | 0.00012476 | 0 | 0.00010162
7639 | 319 | 11 | 0.00011416 | 0.0001136 | 0.00010165 | 0.00011414 | 0.00012666 | 0.00012406 | 0.0001129 | 0.00016107 | 3.95e-05 | 5.965e-05 | 8.034e-05 | 0.00012448 | 0.00011819 | 0.00011322 | 0.00021245 | 0.00012972 | 0 | 0.00010162
7640 | 319 | 11 | 0.00011415 | 0.00011728 | 9.92e-05 | 0.00015782 | 0.00020135 | 0.00013511 | 0.00013097 | 0.00014835 | 0.00010517 | 8.368e-05 | 9.065e-05 | 0.00022049 | 0.00017687 | 0.00013663 | 0.00021245 | 0.00013075 | 0 | 0.00010162
7641 | 319 | 11 | 0.00011416 | 0.00012002 | 0.00010037 | 0.00016604 | 0.00019408 | 0.00013796 | 0.00014056 | 0.00013988 | 0.00019332 | 0.00012346 | 0.00010441 | 0.00021123 | 0.00019219 | 0.00017601 | 0.00021245 | 0.00012925 | 9.9097e-06 | 0.00010162
7642 | 319 | 11 | 0.00011415 | 0.00011424 | 0.00010644 | 0.00016109 | 0.00019941 | 0.00014114 | 0.00014525 | 0.00012928 | 0.00020497 | 0.00015827 | 0.00012429 | 0.00016685 | 0.00017302 | 0.00018098 | 0.00021245 | 0.00012866 | 2.4112e-05 | 0.00010162
7643 | 319 | 11 | 0.00011416 | 0.00011711 | 0.00010301 | 0.00016256 | 0.00019186 | 0.00014097 | 0.00014627 | 0.00012716 | 0.00017534 | 0.00017162 | 0.0001422 | 0.00016653 | 0.00017136 | 0.00017798 | 0.00021245 | 0.00012991 | 1.0529e-05 | 0.00010162
7644 | 319 | 11 | 0.00011415 | 0.00011665 | 0.00010273 | 0.00016534 | 0.00020114 | 0.00014083 | 0.00014651 | 0.00010597 | 0.0001699 | 0.00017376 | 0.00015601 | 0.00017211 | 0.00017286 | 0.00017555 | 0.00021245 | 0.00013161 | 3.062e-05 | 0.00010162
7645 | 319 | 11 | 0.00011416 | 0.00011642 | 9.875e-05 | 0.00015886 | 0.00019732 | 0.00013943 | 0.00014532 | 9.749e-05 | 0.00017179 | 0.00017352 | 0.00016585 | 0.00016346 | 0.00016509 | 0.00016851 | 0.00021245 | 0.00012909 | 1.8496e-05 | 0.00010162
7646 | 319 | 11 | 0.00011415 | 0.00011784 | 0.00010093 | 0.00015948 | 0.00019936 | 0.00013986 | 0.00014612 | 9.114e-05 | 0.00016498 | 0.00017041 | 0.00017049 | 0.00017802 | 0.00016784 | 0.00015986 | 0.00021245 | 0.0001264 | 1.444e-05 | 0.00010162
7647 | 319 | 11 | 0.00011416 | 0.00012219 | 0.00010916 | 0.00016736 | 0.00020287 | 0.00013839 | 0.00014585 | 9.537e-05 | 0.00017531 | 0.00016857 | 0.0001699 | 0.00018305 | 0.00016607 | 0.00015147 | 0.00021245 | 0.00012609 | 3.0119e-06 | 0.00010162
7648 | 319 | 11 | 0.00011415 | 0.00012076 | 0.0001132 | 0.00016016 | 0.00019528 | 0.00013899 | 0.0001472 | 0.00011657 | 0.0001811 | 0.00016724 | 0.00016586 | 0.00019849 | 0.00015266 | 0.00010991 | 0.00021245 | 0.00012732 | 5.5716e-05 | 0.00010162
7649 | 319 | 11 | 0.00011416 | 0.00012017 | 0.00011394 | 0.00016604 | 0.0002005 | 0.00014028 | 0.00015011 | 0.00013987 | 0.00019445 | 0.00016175 | 0.00015226 | 0.00021623 | 0.00016026 | 0.0001078 | 0.00021245 | 0.00012739 | 0 | 0.00010162
7650 | 319 | 11 | 0.00011415 | 0.00011943 | 0.00011402 | 0.00015819 | 0.00019617 | 0.00014818 | 0.00015518 | 0.00015471 | 0.00021115 | 0.00015973 | 0.00013906 | 0.00020699 | 0.00016092 | 0.00011806 | 0.00021245 | 0.00012654 | 0 | 0.00010162
7651 | 319 | 11 | 0.00011416 | 0.00012118 | 0.00010364 | 0.0001116 | 0.0001367 | 0.00014578 | 0.00014876 | 0.00014836 | 0.00020747 | 0.00015979 | 0.00013007 | 0.00016574 | 0.00013547 | 0.00010752 | 0.00021245 | 0.00012653 | 0 | 0.00010162
7652 | 319 | 11 | 0.00011415 | 0.00011488 | 0.00011482 | 0.00011045 | 0.00013594 | 0.00014081 | 0.00014431 | 0.00015471 | 0.00017511 | 0.00015119 | 0.00012109 | 0.00012891 | 0.00011447 | 0.00010154 | 0.00021245 | 0.0001309 | 0 | 0.00010162
7653 | 319 | 11 | 0.00011416 | 0.00011769 | 0.00011112 | 6.319e-05 | 7.535e-05 | 0.00013468 | 0.00013719 | 0.00016107 | 0.00014008 | 0.00013555 | 0.00011336 | 8.54e-05 | 8.681e-05 | 8.882e-05 | 0.00021245 | 0.00014595 | 0 | 0.00010162
7654 | 319 | 11 | 0.00011415 | 0.00011502 | 0.00011717 | 5.528e-05 | 7.301e-05 | 0.00012793 | 0.00012877 | 0.00016743 | 9.837e-05 | 0.00011397 | 0.00010586 | 8.728e-05 | 8.727e-05 | 8.791e-05 | 0.00021244 | 0.00016695 | 0 | 0.00010162
7655 | 319 | 11 | 0.00011416 | 0.0001222 | 0.00010359 | 5.601e-05 | 6.685e-05 | 0.00012808 | 0.00011908 | 0.00017378 | 9.065e-05 | 9.908e-05 | 9.994e-05 | 7.785e-05 | 7.201e-05 | 6.677e-05 | 0.0002124 | 0.00018748 | 0 | 0.00010162
7656 | 319 | 11 | 0.00011415 | 0.00011756 | 0.00010849 | 6.228e-05 | 7.436e-05 | 0.0001258 | 0.00011095 | 0.00016955 | 8.066e-05 | 8.605e-05 | 9.059e-05 | 6.228e-05 | 6.017e-05 | 5.837e-05 | 0.0002098 | 0.00019029 | 0 | 0.00010162
7657 | 320 | 11 | 0.00011416 | 0.00012358 | 0.0001142 | 5.893e-05 | 6.798e-05 | 0.00011754 | 0.00010369 | 0.00018226 | 6.633e-05 | 7.374e-05 | 8.103e-05 | 5.488e-05 | 5.429e-05 | 5.387e-05 | 0.00021015 | 0.00019029 | 0 | 0.00010318
7658 | 320 | 11 | 0.00011415 | 0.00012064 | 0.00010714 | 6.278e-05 | 7.315e-05 | 0.00011136 | 9.842e-05 | 0.00017803 | 5.779e-05 | 6.381e-05 | 7.202e-05 | 1.869e-05 | 3.79e-05 | 5.641e-05 | 0.00021006 | 0.00019029 | 0 | 0.00010318
7659 | 320 | 11 | 0.00011416 | 0.00012144 | 0.00010802 | 5.297e-05 | 6.715e-05 | 0.00010807 | 9.62e-05 | 0.00021405 | 2.748e-05 | 5.224e-05 | 6.55e-05 | 1.307e-05 | 3.766e-05 | 6.139e-05 | 0.00021042 | 0.00019029 | 0 | 0.00010318
7660 | 320 | 11 | 0.00011415 | 0.00012307 | 0.00010835 | 6.022e-05 | 6.415e-05 | 0.000105 | 9.543e-05 | 0.00019286 | 1.699e-05 | 4.423e-05 | 6.189e-05 | 1.303e-05 | 4.694e-05 | 7.984e-05 | 0.00021164 | 0.00019029 | 0 | 0.00010318
7661 | 320 | 11 | 0.00011416 | 0.00012354 | 0.0001159 | 5.291e-05 | 6.676e-05 | 0.00010552 | 9.617e-05 | 0.00022677 | 1.415e-05 | 4.34e-05 | 6.433e-05 | 1.873e-05 | 5.697e-05 | 9.421e-05 | 0.00021219 | 0.00019029 | 0 | 0.00010318
7662 | 320 | 11 | 0.00011415 | 0.00012255 | 0.00010134 | 0.0001068 | 0.00013077 | 0.00011121 | 0.00010015 | 0.00019709 | 1.759e-05 | 4.842e-05 | 7.103e-05 | 4.666e-05 | 7.757e-05 | 0.00010801 | 0.00021229 | 0.00019029 | 0 | 0.00010318
7663 | 320 | 11 | 0.00011416 | 0.00012401 | 0.0001155 | 0.00011065 | 0.00012957 | 0.00012518 | 0.00011317 | 0.0001759 | 4.012e-05 | 6.034e-05 | 8.096e-05 | 0.00012401 | 0.00011774 | 0.00011279 | 0.00021222 | 0.00019029 | 0 | 0.00010318
7664 | 320 | 11 | 0.00011415 | 0.00011612 | 9.817e-05 | 0.00016446 | 0.00018719 | 0.00013639 | 0.00013178 | 0.00018014 | 0.00010493 | 8.407e-05 | 9.112e-05 | 0.00021991 | 0.00017641 | 0.00013627 | 0.00021231 | 0.00019028 | 0 | 0.00010318
7665 | 320 | 11 | 0.00011416 | 0.00012167 | 0.00010224 | 0.0001646 | 0.00019277 | 0.00013834 | 0.00014086 | 0.00019286 | 0.00019284 | 0.00012344 | 0.00010476 | 0.00021102 | 0.000192 | 0.00017584 | 0.00021239 | 0.00019029 | 1.1623e-06 | 0.00010318
7666 | 320 | 11 | 0.00011415 | 0.00011965 | 0.00010847 | 0.00016565 | 0.00019444 | 0.00014105 | 0.00014559 | 0.00017802 | 0.00020472 | 0.00015809 | 0.00012452 | 0.00016634 | 0.0001725 | 0.00018043 | 0.00021238 | 0.00019029 | 4.5416e-05 | 0.00010318
7667 | 320 | 11 | 0.00011416 | 0.00011439 | 0.00010811 | 0.00016021 | 0.00019914 | 0.00014119 | 0.00014713 | 0.00018227 | 0.00017488 | 0.00017129 | 0.00014218 | 0.00016833 | 0.00017321 | 0.0001799 | 0.00021223 | 0.00019029 | 3.0857e-05 | 0.00010318
7668 | 320 | 11 | 0.00011415 | 0.00012359 | 9.789e-05 | 0.00015869 | 0.00018943 | 0.00014256 | 0.0001475 | 0.00019074 | 0.0001712 | 0.00017418 | 0.00015632 | 0.00017152 | 0.00017227 | 0.00017495 | 0.00021133 | 0.00019029 | 5.4316e-05 | 0.00010318
7669 | 320 | 11 | 0.00011416 | 0.00012142 | 0.00010035 | 0.00016138 | 0.00019974 | 0.00014076 | 0.00014602 | 0.00019498 | 0.00017157 | 0.00017378 | 0.00016599 | 0.00016369 | 0.00016532 | 0.00016875 | 0.00021234 | 0.00019029 | 6.7493e-05 | 0.00010318
7670 | 320 | 11 | 0.00011415 | 0.0001242 | 9.442e-05 | 0.00015791 | 0.00019252 | 0.00014077 | 0.00014649 | 0.00018226 | 0.00016515 | 0.0001706 | 0.00017066 | 0.00017746 | 0.00016731 | 0.00015935 | 0.00021243 | 0.00019023 | 5.5852e-05 | 0.00010318
7671 | 320 | 11 | 0.00011416 | 0.00012189 | 0.00011113 | 0.0001669 | 0.00019963 | 0.00013969 | 0.00014571 | 0.00018014 | 0.00017492 | 0.00016847 | 0.00016994 | 0.00018512 | 0.00016794 | 0.00015318 | 0.00021238 | 0.0001891 | 8.7049e-06 | 0.00010318
7672 | 320 | 11 | 0.00011415 | 0.00011866 | 9.549e-05 | 0.00016375 | 0.00018913 | 0.00013953 | 0.00014574 | 0.00020558 | 0.00018263 | 0.00016778 | 0.00016627 | 0.0001983 | 0.00015251 | 0.0001098 | 0.00021207 | 0.00018642 | 1.0504e-05 | 0.00010318
7673 | 320 | 11 | 0.00011416 | 0.00011966 | 0.00011383 | 0.00016562 | 0.00019896 | 0.00013969 | 0.00014728 | 0.00021406 | 0.00019459 | 0.00016224 | 0.00015256 | 0.00021313 | 0.00015796 | 0.00010625 | 0.00020928 | 0.00018255 | 0 | 0.00010318
7674 | 320 | 11 | 0.00011415 | 0.00011625 | 0.00011309 | 0.00016041 | 0.00019034 | 0.00014652 | 0.00015174 | 0.00021405 | 0.00020879 | 0.00015917 | 0.00013898 | 0.00020685 | 0.00016081 | 0.00011799 | 0.00020312 | 0.00017537 | 0 | 0.00010318
7675 | 320 | 11 | 0.00011416 | 0.00011341 | 0.00010854 | 0.0001111 | 0.00013564 | 0.00014644 | 0.00014632 | 0.00022253 | 0.00020693 | 0.00015911 | 0.00012994 | 0.00016577 | 0.00013549 | 0.00010754 | 0.00019453 | 0.00017365 | 0 | 0.00010318
7676 | 320 | 11 | 0.00011415 | 0.00012345 | 9.995e-05 | 0.00010498 | 0.00012587 | 0.00013902 | 0.00014169 | 0.00020769 | 0.00017495 | 0.00015077 | 0.00012095 | 0.00012927 | 0.00011478 | 0.00010182 | 0.00018748 | 0.00017943 | 0 | 0.00010318
7677 | 320 | 11 | 0.00011416 | 0.00011444 | 0.00010451 | 5.85e-05 | 6.243e-05 | 0.00013281 | 0.00013505 | 0.00023948 | 0.0001403 | 0.00013548 | 0.00011324 | 8.432e-05 | 8.571e-05 | 8.77e-05 | 0.00019017 | 0.00018165 | 0 | 0.00010318
7678 | 320 | 11 | 0.00011415 | 0.000114 | 9.492e-05 | 5.418e-05 | 7.526e-05 | 0.00012546 | 0.00012733 | 0.00020981 | 9.758e-05 | 0.00011361 | 0.00010551 | 8.775e-05 | 8.774e-05 | 8.839e-05 | 0.00019161 | 0.00018372 | 0 | 0.00010318
7679 | 320 | 11 | 0.00011416 | 0.00011365 | 0.0001125 | 5.318e-05 | 6.585e-05 | 0.00012598 | 0.00011771 | 0.00022677 | 9.087e-05 | 9.892e-05 | 9.977e-05 | 7.799e-05 | 7.214e-05 | 6.689e-05 | 0.00018607 | 0.00018489 | 0 | 0.00010318
7680 | 320 | 11 | 0.00011415 | 0.00011676 | 9.595e-05 | 5.523e-05 | 7.097e-05 | 0.00012357 | 0.00010976 | 0.00022041 | 8.08e-05 | 8.607e-05 | 9.05e-05 | 6.223e-05 | 6.012e-05 | 5.832e-05 | 0.00019142 | 0.00018616 | 0 | 0.00010318
7681 | 321 | 11 | 0.00011416 | 0.00011443 | 0.00011881 | 5.625e-05 | 4.139e-05 | 0.00011441 | 0.00010291 | 0.00023525 | 6.631e-05 | 7.378e-05 | 8.098e-05 | 6.808e-05 | 6.062e-05 | 5.346e-05 | 0.00019052 | 0.00018174 | 0 | 0.00010353
7682 | 321 | 11 | 0.00011415 | 0.00011847 | 0.00011156 | 5.669e-05 | 4.31e-05 | 0.00010824 | 9.803e-05 | 0.00023737 | 6.809e-05 | 6.611e-05 | 7.19e-05 | 3.471e-05 | 4.545e-05 | 5.571e-05 | 0.00017807 | 0.00018501 | 0 | 0.00010353
7683 | 321 | 11 | 0.00011416 | 0.00011951 | 0.00011081 | 5.562e-05 | 4.691e-05 | 0.00010469 | 9.544e-05 | 0.00023313 | 4.196e-05 | 5.705e-05 | 6.527e-05 | 2.157e-05 | 4.171e-05 | 6.101e-05 | 0.00017012 | 0.00018641 | 0 | 0.00010353
7684 | 321 | 11 | 0.00011415 | 0.00011241 | 0.00012657 | 5.579e-05 | 3.956e-05 | 0.00010198 | 9.454e-05 | 0.00024796 | 2.668e-05 | 4.938e-05 | 6.159e-05 | 2.142e-05 | 5.177e-05 | 8.109e-05 | 0.00016649 | 0.00018707 | 0 | 0.00010353
7685 | 321 | 11 | 0.00011416 | 0.0001136 | 0.00011328 | 5.595e-05 | 4.139e-05 | 0.00010241 | 9.53e-05 | 0.00025008 | 2.304e-05 | 4.841e-05 | 6.433e-05 | 2.322e-05 | 5.913e-05 | 9.397e-05 | 0.00016929 | 0.00018594 | 0 | 0.00010353
7686 | 321 | 11 | 0.00011415 | 0.00011899 | 0.00010859 | 0.00011089 | 8.52e-05 | 0.0001085 | 9.974e-05 | 0.00026491 | 2.31e-05 | 5.235e-05 | 7.101e-05 | 2.953e-05 | 6.886e-05 | 0.00010717 | 0.00017486 | 0.00018167 | 0 | 0.00010353
7687 | 321 | 11 | 0.00011416 | 0.00010923 | 0.00012013 | 0.00010673 | 8.403e-05 | 0.00012242 | 0.00011193 | 0.00024796 | 2.802e-05 | 5.945e-05 | 8.079e-05 | 4.564e-05 | 7.884e-05 | 0.00011137 | 0.00017255 | 0.00016755 | 0 | 0.00010353
7688 | 321 | 11 | 0.00011415 | 0.00011719 | 0.00012398 | 0.00016567 | 0.00011897 | 0.0001352 | 0.00013082 | 0.00024584 | 4.162e-05 | 6.819e-05 | 9.069e-05 | 6.862e-05 | 0.00010318 | 0.00013739 | 0.00016275 | 0.00015678 | 0 | 0.00010353
7689 | 321 | 11 | 0.00011416 | 0.00011423 | 0.00011974 | 0.00016232 | 0.00012261 | 0.00013787 | 0.00014148 | 0.0001971 | 6.231e-05 | 8.295e-05 | 0.00010461 | 0.00010015 | 0.00013855 | 0.00017702 | 0.00015296 | 0.00015591 | 5.8423e-05 | 0.00010353
7690 | 321 | 11 | 0.00011415 | 0.00011407 | 0.00011042 | 0.00015771 | 0.00011733 | 0.00014174 | 0.00014548 | 0.00019074 | 9.128e-05 | 0.00010671 | 0.00012463 | 0.00012924 | 0.00015548 | 0.00018242 | 0.00015127 | 0.0001589 | 1.92e-05 | 0.00010353
7691 | 321 | 11 | 0.00011416 | 0.00011888 | 0.00011807 | 0.00015868 | 0.00011882 | 0.00014206 | 0.00014585 | 0.00020133 | 0.00012018 | 0.00013026 | 0.00014277 | 0.00013836 | 0.00015911 | 0.0001808 | 0.00015723 | 0.00015533 | 5.4792e-05 | 0.00010353
7692 | 321 | 11 | 0.00011415 | 0.00011183 | 0.00010899 | 0.00016374 | 0.00012189 | 0.00014363 | 0.00014463 | 0.00017167 | 0.00013369 | 0.00014622 | 0.00015713 | 0.00013994 | 0.00015729 | 0.00017564 | 0.00016692 | 0.00015268 | 0.00011986 | 0.00010353
7693 | 321 | 11 | 0.00011416 | 0.00011321 | 0.00012245 | 0.00016249 | 0.00011595 | 0.00014145 | 0.00014204 | 0.00018014 | 0.00013837 | 0.00015364 | 0.00016692 | 0.00013092 | 0.00014906 | 0.00016805 | 0.00017703 | 0.00015793 | 1.987e-05 | 0.00010353
7694 | 321 | 11 | 0.00011415 | 0.00011178 | 0.00012013 | 0.00016737 | 0.00012213 | 0.00014044 | 0.00014175 | 0.00020982 | 0.00013261 | 0.00015342 | 0.00017129 | 0.00011205 | 0.00013565 | 0.00015975 | 0.0001874 | 0.00015609 | 4.7818e-05 | 0.00010353
7695 | 321 | 11 | 0.00011416 | 0.00010947 | 0.00011965 | 0.00015998 | 0.00012263 | 0.00013786 | 0.00014211 | 0.00020981 | 0.0001168 | 0.00014669 | 0.00017048 | 0.00012832 | 0.00014044 | 0.00015347 | 0.00018495 | 0.0001591 | 3.907e-05 | 0.00010353
7696 | 321 | 11 | 0.00011415 | 0.00011628 | 0.00011797 | 0.00016293 | 0.0001211 | 0.00013731 | 0.00014306 | 0.00023949 | 0.00012624 | 0.00014255 | 0.00016667 | 0.00013571 | 0.00012252 | 0.00011075 | 0.00020006 | 0.00017344 | 8.6964e-06 | 0.00010353
7697 | 321 | 11 | 0.00011416 | 0.00010941 | 0.00012645 | 0.00016739 | 0.00012321 | 0.00013767 | 0.00014531 | 0.00025008 | 0.00013332 | 0.00013446 | 0.000153 | 0.00014052 | 0.00012299 | 0.00010704 | 0.00020989 | 0.00017648 | 0 | 0.00010353
7698 | 321 | 11 | 0.00011415 | 0.000118 | 0.00012514 | 0.00016707 | 0.00011575 | 0.00014518 | 0.00015282 | 0.00024584 | 0.00013862 | 0.00012829 | 0.00013948 | 0.00014247 | 0.00012981 | 0.00011868 | 0.00021206 | 0.00016568 | 0 | 0.00010353
7699 | 321 | 11 | 0.00011416 | 0.00011721 | 0.00012766 | 0.0001107 | 8.192e-05 | 0.00014465 | 0.00014693 | 0.00022465 | 0.00014156 | 0.00012739 | 0.00013051 | 0.00014169 | 0.00012349 | 0.00010688 | 0.0002124 | 0.00016527 | 0 | 0.00010353
7700 | 321 | 11 | 0.00011415 | 0.00011119 | 0.00011208 | 0.00010749 | 8.362e-05 | 0.00013939 | 0.00014224 | 0.00024584 | 0.00014163 | 0.00012603 | 0.00012129 | 0.00014517 | 0.00012294 | 0.00010243 | 0.00021245 | 0.00018188 | 0 | 0.00010353
7701 | 321 | 11 | 0.00011416 | 0.00011438 | 0.00013069 | 5.385e-05 | 4.354e-05 | 0.00013302 | 0.00013558 | 0.00027339 | 0.00014442 | 0.00012459 | 0.00011363 | 8.501e-05 | 8.659e-05 | 8.86e-05 | 0.00021245 | 0.00018666 | 0 | 0.00010353
7702 | 321 | 11 | 0.00011415 | 0.00011959 | 0.00012469 | 6.131e-05 | 4.02e-05 | 0.00012575 | 0.00012719 | 0.00027551 | 9.802e-05 | 0.00011051 | 0.00010599 | 8.697e-05 | 8.714e-05 | 8.779e-05 | 0.00021245 | 0.00018318 | 0 | 0.00010353
7703 | 321 | 11 | 0.00011416 | 0.00011807 | 0.00012136 | 5.449e-05 | 4.417e-05 | 0.00012599 | 0.00011824 | 0.00025432 | 9.068e-05 | 9.831e-05 | 0.0001 | 8.521e-05 | 7.595e-05 | 6.728e-05 | 0.00021245 | 0.00018009 | 0 | 0.00010353
7704 | 321 | 11 | 0.00011415 | 0.00011206 | 0.00010872 | 5.508e-05 | 4.374e-05 | 0.00012401 | 0.00011031 | 0.00026915 | 8.666e-05 | 8.739e-05 | 9.073e-05 | 7.912e-05 | 6.87e-05 | 5.881e-05 | 0.00021245 | 0.00017909 | 0 | 0.00010353
7705 | 322 | 11 | 0.00011416 | 0.00010616 | 0.00011268 | 5.728e-05 | 1.543e-05 | 0.00011465 | 0.00010377 | 0.00026704 | 8.054e-05 | 7.82e-05 | 8.126e-05 | 6.782e-05 | 6.038e-05 | 5.325e-05 | 0.00021245 | 0.00017914 | 0 | 0.00010396
7706 | 322 | 11 | 0.00011415 | 0.00011339 | 0.0001121 | 6.263e-05 | 1.535e-05 | 0.00010799 | 9.94e-05 | 0.00026703 | 7.077e-05 | 6.964e-05 | 7.206e-05 | 3.474e-05 | 4.549e-05 | 5.576e-05 | 0.00021245 | 0.00018447 | 0 | 0.00010396
7707 | 322 | 11 | 0.00011416 | 0.00010766 | 0.0001233 | 6.266e-05 | 1.37e-05 | 0.00010413 | 9.718e-05 | 0.00027551 | 4.293e-05 | 5.891e-05 | 6.538e-05 | 2.195e-05 | 4.244e-05 | 6.207e-05 | 0.00021245 | 0.00017996 | 0 | 0.00010396
7708 | 322 | 11 | 0.00011415 | 0.0001101 | 0.00010311 | 5.75e-05 | 1.475e-05 | 0.00010267 | 9.612e-05 | 0.00026915 | 2.73e-05 | 5.041e-05 | 6.191e-05 | 2.12e-05 | 5.123e-05 | 8.025e-05 | 0.00021245 | 0.00018166 | 0 | 0.00010396
7709 | 322 | 11 | 0.00011416 | 0.00011469 | 0.00010649 | 5.386e-05 | 1.542e-05 | 0.00010487 | 9.619e-05 | 0.00028823 | 2.292e-05 | 4.874e-05 | 6.442e-05 | 2.329e-05 | 5.932e-05 | 9.427e-05 | 0.00021245 | 0.00019026 | 0 | 0.00010396
7710 | 322 | 11 | 0.00011415 | 0.00010702 | 0.0001145 | 0.00010523 | 2.82e-05 | 0.00011111 | 0.00010026 | 0.00029458 | 2.314e-05 | 5.246e-05 | 7.112e-05 | 2.968e-05 | 6.921e-05 | 0.00010772 | 0.00021245 | 0.00019029 | 0 | 0.00010396
7711 | 322 | 11 | 0.00011416 | 0.00011586 | 0.00011181 | 0.00011308 | 2.872e-05 | 0.00012425 | 0.00011266 | 0.00030518 | 2.814e-05 | 5.959e-05 | 8.1e-05 | 4.601e-05 | 7.947e-05 | 0.00011225 | 0.00021245 | 0.00019029 | 0 | 0.00010396
7712 | 322 | 11 | 0.00011415 | 0.00011544 | 0.00010538 | 0.00016758 | 4.353e-05 | 0.00013541 | 0.00013109 | 0.00028611 | 4.193e-05 | 6.855e-05 | 9.105e-05 | 6.802e-05 | 0.00010229 | 0.0001362 | 0.00021241 | 0.00019017 | 0 | 0.00010396
7713 | 322 | 11 | 0.00011416 | 0.00011616 | 0.00010185 | 0.0001617 | 4.317e-05 | 0.00013714 | 0.00013957 | 0.00023524 | 6.191e-05 | 8.29e-05 | 0.00010465 | 9.919e-05 | 0.00013722 | 0.00017532 | 0.00021152 | 0.00019018 | 0.00010347 | 0.00010396
7714 | 322 | 11 | 0.00011415 | 0.00011417 | 0.00010264 | 0.00015865 | 4.143e-05 | 0.00013837 | 0.00014333 | 0.00017803 | 9.046e-05 | 0.00010608 | 0.00012428 | 0.00012775 | 0.00015368 | 0.00018031 | 0.0002097 | 0.00019027 | 0.00037165 | 0.00010396
7715 | 322 | 11 | 0.00011416 | 0.00011131 | 0.00011235 | 0.00016642 | 4.136e-05 | 0.00013789 | 0.00014382 | 0.00015259 | 0.00011884 | 0.00012907 | 0.00014193 | 0.00013604 | 0.00015645 | 0.00017777 | 0.00020947 | 0.00019026 | 0.00015839 | 0.00010396
7716 | 322 | 11 | 0.00011415 | 0.00010969 | 0.00011542 | 0.00016509 | 4.343e-05 | 0.00013934 | 0.0001429 | 0.0001314 | 0.00013159 | 0.00014437 | 0.00015564 | 0.00013923 | 0.00015649 | 0.00017475 | 0.00019393 | 0.00019016 | 0.00042977 | 0.00010396
7717 | 322 | 11 | 0.00011416 | 0.00010834 | 0.00011042 | 0.00016375 | 4.265e-05 | 0.00013597 | 0.00014074 | 0.0001526 | 0.00013738 | 0.000152 | 0.00016534 | 0.00013045 | 0.00014852 | 0.00016745 | 0.00020462 | 0.00019 | 2.2738e-05 | 0.00010396
7718 | 322 | 11 | 0.00011415 | 0.00011107 | 0.00011625 | 0.00015644 | 4.097e-05 | 0.00013671 | 0.00014186 | 0.00015895 | 0.00013199 | 0.00015227 | 0.00016982 | 0.00011335 | 0.00013723 | 0.0001616 | 0.00021047 | 0.00019029 | 0.00013997 | 0.00010396
7719 | 322 | 11 | 0.00011416 | 0.00010914 | 0.00011434 | 0.00016054 | 4.234e-05 | 0.00013497 | 0.00014249 | 0.00018227 | 0.00011767 | 0.00014664 | 0.00016973 | 0.000128 | 0.00014008 | 0.00015308 | 0.00021219 | 0.00019029 | 0.00021039 | 0.00010396
7720 | 322 | 11 | 0.00011415 | 0.00010865 | 0.00010939 | 0.0001588 | 4.12e-05 | 0.00013593 | 0.00014334 | 0.0002416 | 0.00012615 | 0.00014268 | 0.00016616 | 0.00013383 | 0.00012082 | 0.00010922 | 0.00021245 | 0.00019028 | 3.4234e-05 | 0.00010396
7721 | 322 | 11 | 0.00011416 | 0.00010798 | 0.00010384 | 0.00015787 | 4.097e-05 | 0.00013757 | 0.00014763 | 0.00025856 | 0.00013187 | 0.00013394 | 0.00015247 | 0.00014005 | 0.00012258 | 0.00010668 | 0.00021245 | 0.00018991 | 0 | 0.00010396
7722 | 322 | 11 | 0.00011415 | 0.00011272 | 0.0001008 | 0.00016253 | 4.079e-05 | 0.00014438 | 0.00015351 | 0.00026703 | 0.00013798 | 0.00012762 | 0.00013906 | 0.00014029 | 0.00012782 | 0.00011686 | 0.00021245 | 0.00018704 | 0 | 0.00010396
7723 | 322 | 11 | 0.00011416 | 0.00010981 | 0.00010342 | 0.00010599 | 3.008e-05 | 0.00014378 | 0.00014802 | 0.00028399 | 0.00013968 | 0.00012623 | 0.00012982 | 0.00014299 | 0.00012461 | 0.00010786 | 0.00021245 | 0.00018411 | 0 | 0.00010396
7724 | 322 | 11 | 0.00011415 | 0.00010902 | 0.00011748 | 0.0001056 | 2.722e-05 | 0.00013796 | 0.00014329 | 0.00030306 | 0.00014225 | 0.00012557 | 0.00012085 | 0.00014462 | 0.00012248 | 0.00010205 | 0.00021245 | 0.00017927 | 0 | 0.00010396
7725 | 322 | 11 | 0.00011416 | 0.0001156 | 0.00010534 | 6.249e-05 | 1.55e-05 | 0.00013091 | 0.00013671 | 0.00032638 | 0.00014407 | 0.00012433 | 0.00011319 | 8.42e-05 | 8.578e-05 | 8.776e-05 | 0.00021245 | 0.00018352 | 0 | 0.00010396
7726 | 322 | 11 | 0.00011415 | 0.00011258 | 0.00012057 | 6.089e-05 | 1.463e-05 | 0.00012522 | 0.00012821 | 0.00033697 | 9.733e-05 | 0.00011009 | 0.00010549 | 8.703e-05 | 8.719e-05 | 8.784e-05 | 0.00021245 | 0.00018943 | 0 | 0.00010396
7727 | 322 | 11 | 0.00011416 | 0.00011507 | 0.0001195 | 6.235e-05 | 1.64e-05 | 0.00012574 | 0.00011892 | 0.00034969 | 9.06e-05 | 9.8e-05 | 9.963e-05 | 8.484e-05 | 7.562e-05 | 6.699e-05 | 0.00021245 | 0.00019028 | 0 | 0.00010396
7728 | 322 | 11 | 0.00011415 | 0.00011374 | 0.00010994 | 6.245e-05 | 1.605e-05 | 0.00012356 | 0.00011139 | 0.00034968 | 8.633e-05 | 8.711e-05 | 9.043e-05 | 7.909e-05 | 6.868e-05 | 5.879e-05 | 0.00021245 | 0.00019014 | 0 | 0.00010396
7729 | 323 | 11 | 0.00011416 | 0.00010494 | 0.00014507 | 5.907e-05 | 6.67e-05 | 0.00011594 | 0.00010423 | 0.00034544 | 8.045e-05 | 7.803e-05 | 8.102e-05 | 5.5e-05 | 5.441e-05 | 5.398e-05 | 0.00021245 | 0.0001897 | 0 | 0.00010292
7730 | 323 | 11 | 0.00011415 | 0.00010466 | 0.00012907 | 5.656e-05 | 7.209e-05 | 0.00010975 | 9.952e-05 | 0.0003624 | 6.075e-05 | 6.739e-05 | 7.206e-05 | 1.861e-05 | 3.773e-05 | 5.615e-05 | 0.00021245 | 0.00018886 | 0 | 0.00010292
7731 | 323 | 11 | 0.00011416 | 0.00011174 | 0.00014073 | 5.47e-05 | 6.856e-05 | 0.00010619 | 9.701e-05 | 0.00036664 | 2.842e-05 | 5.411e-05 | 6.552e-05 | 1.3e-05 | 3.747e-05 | 6.107e-05 | 0.00021245 | 0.00018657 | 0 | 0.00010292
7732 | 323 | 11 | 0.00011415 | 0.00010848 | 0.00012784 | 6.187e-05 | 7.201e-05 | 0.0001037 | 9.611e-05 | 0.0003624 | 1.726e-05 | 4.491e-05 | 6.185e-05 | 1.322e-05 | 4.762e-05 | 8.099e-05 | 0.00021245 | 0.00018157 | 0 | 0.00010292
7733 | 323 | 11 | 0.00011416 | 0.00010967 | 0.00014214 | 5.901e-05 | 6.322e-05 | 0.00010625 | 9.701e-05 | 0.00036452 | 1.429e-05 | 4.385e-05 | 6.453e-05 | 1.858e-05 | 5.651e-05 | 9.344e-05 | 0.00021245 | 0.00017955 | 0 | 0.00010292
7734 | 323 | 11 | 0.00011415 | 0.00010908 | 0.00013401 | 0.00010599 | 0.00013762 | 0.00011149 | 0.00010155 | 0.00036028 | 1.75e-05 | 4.851e-05 | 7.105e-05 | 4.616e-05 | 7.673e-05 | 0.00010684 | 0.00021245 | 0.000173 | 0 | 0.00010292
7735 | 323 | 11 | 0.00011416 | 0.00011268 | 0.00014138 | 0.00011243 | 0.00013653 | 0.0001248 | 0.00011349 | 0.00037299 | 3.971e-05 | 5.999e-05 | 8.07e-05 | 0.00012413 | 0.00011786 | 0.0001129 | 0.00021245 | 0.00017673 | 0 | 0.00010292
7736 | 323 | 11 | 0.00011415 | 0.00010777 | 0.00013506 | 0.00015928 | 0.00019252 | 0.00013587 | 0.00013187 | 0.00034968 | 0.00010494 | 8.38e-05 | 9.089e-05 | 0.0002222 | 0.00017824 | 0.00013769 | 0.00021245 | 0.00018416 | 0 | 0.00010292
7737 | 323 | 11 | 0.00011416 | 0.00010781 | 0.00014544 | 0.00016395 | 0.00019295 | 0.0001373 | 0.00014202 | 0.00030518 | 0.00019462 | 0.00012396 | 0.00010486 | 0.00020995 | 0.00019103 | 0.00017495 | 0.00021245 | 0.00018951 | 2.5207e-05 | 0.00010292
7738 | 323 | 11 | 0.00011415 | 0.00010558 | 0.00014548 | 0.00015749 | 0.00018762 | 0.00013949 | 0.00014638 | 0.00020769 | 0.00020422 | 0.00015829 | 0.00012442 | 0.00016703 | 0.00017321 | 0.00018117 | 0.00021245 | 0.00019008 | 0.00011018 | 0.00010292
7739 | 323 | 11 | 0.00011416 | 0.00010717 | 0.00013134 | 0.00015931 | 0.00019143 | 0.00013967 | 0.00014648 | 0.00016531 | 0.00017537 | 0.00017156 | 0.00014229 | 0.00016861 | 0.00017349 | 0.0001802 | 0.00021245 | 0.00019027 | 5.9153e-05 | 0.00010292
7740 | 323 | 11 | 0.00011415 | 0.00011138 | 0.00014557 | 0.00016436 | 0.0001958 | 0.00014003 | 0.00014511 | 0.00014624 | 0.00017151 | 0.00017447 | 0.00015653 | 0.00017096 | 0.00017171 | 0.00017439 | 0.00021244 | 0.00019029 | 5.5182e-05 | 0.00010292
7741 | 323 | 11 | 0.00011416 | 0.00011395 | 0.00014448 | 0.00015885 | 0.00019688 | 0.00013655 | 0.00014319 | 0.0001314 | 0.00017119 | 0.00017379 | 0.00016606 | 0.00016231 | 0.00016393 | 0.00016733 | 0.00021243 | 0.00019018 | 4.7487e-05 | 0.00010292
7742 | 323 | 11 | 0.00011415 | 0.0001098 | 0.0001405 | 0.00016284 | 0.0001902 | 0.00013554 | 0.00014297 | 0.00013564 | 0.00016402 | 0.00017001 | 0.00017037 | 0.00017951 | 0.00016923 | 0.00016119 | 0.00021227 | 0.00019027 | 3.1629e-05 | 0.00010292
7743 | 323 | 11 | 0.00011416 | 0.00011322 | 0.00014677 | 0.00016288 | 0.00019397 | 0.00013532 | 0.00014287 | 0.00014411 | 0.00017628 | 0.00016863 | 0.00017006 | 0.00018557 | 0.00016835 | 0.00015355 | 0.00021149 | 0.00019027 | 1.5306e-05 | 0.00010292
7744 | 323 | 11 | 0.00011415 | 0.00011052 | 0.00013977 | 0.00016076 | 0.0001935 | 0.00013637 | 0.00014375 | 0.00018014 | 0.0001832 | 0.00016827 | 0.00016644 | 0.00019887 | 0.00015295 | 0.00011012 | 0.00020665 | 0.00018941 | 7.9583e-06 | 0.00010292
7745 | 323 | 11 | 0.00011416 | 0.00010706 | 0.00013496 | 0.00016676 | 0.00019714 | 0.00013866 | 0.00014639 | 0.00020981 | 0.00019517 | 0.00016277 | 0.00015279 | 0.00021633 | 0.00016034 | 0.00010785 | 0.00019192 | 0.00018669 | 0 | 0.00010292
7746 | 323 | 11 | 0.00011415 | 0.0001072 | 0.0001465 | 0.00015626 | 0.00019627 | 0.00014362 | 0.0001524 | 0.00021617 | 0.00021144 | 0.00016035 | 0.00013958 | 0.00020751 | 0.00016132 | 0.00011836 | 0.00016902 | 0.00018446 | 0 | 0.00010292
7747 | 323 | 11 | 0.00011416 | 0.00011406 | 0.00012842 | 0.00010938 | 0.00013543 | 0.00014146 | 0.00014621 | 0.00020769 | 0.00020796 | 0.00016023 | 0.00013059 | 0.00016407 | 0.0001341 | 0.00010644 | 0.00015253 | 0.00018438 | 0 | 0.00010292
7748 | 323 | 11 | 0.00011415 | 0.00011387 | 0.0001355 | 0.00011224 | 0.00013419 | 0.00013423 | 0.00014047 | 0.0001865 | 0.0001739 | 0.00015096 | 0.00012124 | 0.00013037 | 0.00011576 | 0.00010269 | 0.0001477 | 0.0001878 | 0 | 0.00010292
7749 | 323 | 11 | 0.00011416 | 0.00011433 | 0.00014712 | 5.411e-05 | 6.997e-05 | 0.00012908 | 0.00013292 | 0.00021193 | 0.000141 | 0.00013568 | 0.00011362 | 8.482e-05 | 8.623e-05 | 8.822e-05 | 0.00016053 | 0.00018961 | 0 | 0.00010292
7750 | 323 | 11 | 0.00011415 | 0.00011136 | 0.00013785 | 5.745e-05 | 7.156e-05 | 0.00012358 | 0.00012492 | 0.00022253 | 9.807e-05 | 0.00011397 | 0.0001059 | 8.81e-05 | 8.809e-05 | 8.875e-05 | 0.00018195 | 0.0001901 | 0 | 0.00010292
7751 | 323 | 11 | 0.00011416 | 0.00011205 | 0.00013369 | 5.557e-05 | 6.232e-05 | 0.00012409 | 0.0001167 | 0.00021405 | 9.124e-05 | 9.933e-05 | 0.00010011 | 7.856e-05 | 7.267e-05 | 6.738e-05 | 0.00019427 | 0.00019012 | 0 | 0.00010292
7752 | 323 | 11 | 0.00011415 | 0.00011475 | 0.0001374 | 5.228e-05 | 6.42e-05 | 0.00012437 | 0.00011027 | 0.00023525 | 8.134e-05 | 8.651e-05 | 9.086e-05 | 6.251e-05 | 6.039e-05 | 5.859e-05 | 0.00019137 | 0.00019022 | 0 | 0.00010292
7753 | 324 | 11 | 0.00011416 | 0.00010476 | 0.00011129 | 5.397e-05 | 7.017e-05 | 0.00011586 | 0.00010373 | 0.0002416 | 6.664e-05 | 7.417e-05 | 8.136e-05 | 5.422e-05 | 5.364e-05 | 5.322e-05 | 0.00018834 | 0.00019026 | 0 | 0.00010579
7754 | 324 | 11 | 0.00011415 | 0.0001138 | 0.00010628 | 5.984e-05 | 7.587e-05 | 0.00011011 | 9.808e-05 | 0.00023948 | 5.736e-05 | 6.384e-05 | 7.214e-05 | 1.858e-05 | 3.767e-05 | 5.605e-05 | 0.00019317 | 0.00019027 | 0 | 0.00010579
7755 | 324 | 11 | 0.00011416 | 0.00010607 | 9.969e-05 | 5.868e-05 | 6.886e-05 | 0.0001054 | 9.515e-05 | 0.00022889 | 2.732e-05 | 5.206e-05 | 6.551e-05 | 1.321e-05 | 3.809e-05 | 6.209e-05 | 0.00020078 | 0.00019027 | 0 | 0.00010579
7756 | 324 | 11 | 0.00011415 | 0.00011195 | 9.616e-05 | 6.347e-05 | 7.423e-05 | 0.0001028 | 9.352e-05 | 0.00023312 | 1.706e-05 | 4.423e-05 | 6.2e-05 | 1.314e-05 | 4.735e-05 | 8.054e-05 | 0.00019994 | 0.0001902 | 0 | 0.00010579
7757 | 324 | 11 | 0.00011416 | 0.00011148 | 0.00010868 | 5.521e-05 | 6.842e-05 | 0.00010137 | 9.289e-05 | 0.00022464 | 1.425e-05 | 4.36e-05 | 6.454e-05 | 1.848e-05 | 5.619e-05 | 9.292e-05 | 0.00019425 | 0.00018955 | 0 | 0.00010579
7758 | 324 | 11 | 0.00011415 | 0.00011006 | 0.00010237 | 0.00010781 | 0.00012578 | 0.00010304 | 9.44e-05 | 0.00024161 | 1.742e-05 | 4.832e-05 | 7.093e-05 | 4.646e-05 | 7.722e-05 | 0.00010753 | 0.00019697 | 0.00018602 | 0 | 0.00010579
7759 | 324 | 11 | 0.00011416 | 0.00011094 | 0.00011214 | 0.00010753 | 0.00013575 | 0.00010696 | 9.969e-05 | 0.00023948 | 3.993e-05 | 6.005e-05 | 8.076e-05 | 0.00012422 | 0.00011794 | 0.00011298 | 0.00019535 | 0.00018048 | 0 | 0.00010579
7760 | 324 | 11 | 0.00011415 | 0.00011043 | 0.00011295 | 0.00015666 | 0.00019555 | 0.0001102 | 0.00010735 | 0.00021617 | 0.00010504 | 8.393e-05 | 9.097e-05 | 0.00022167 | 0.00017782 | 0.00013736 | 0.00019287 | 0.00017396 | 0 | 0.00010579
7761 | 324 | 11 | 0.00011416 | 0.00010879 | 9.786e-05 | 0.00015762 | 0.00019225 | 0.00011464 | 0.00011504 | 0.00020769 | 0.00019423 | 0.0001239 | 0.00010485 | 0.00021246 | 0.00019332 | 0.00017704 | 0.00018333 | 0.00016012 | 1.3524e-05 | 0.00010579
7762 | 324 | 11 | 0.00011415 | 0.00010675 | 9.622e-05 | 0.00016382 | 0.00019242 | 0.00011973 | 0.00012303 | 0.00018438 | 0.00020611 | 0.00015902 | 0.00012487 | 0.00016714 | 0.00017333 | 0.0001813 | 0.0001719 | 0.00014399 | 7.6206e-05 | 0.00010579
7763 | 324 | 11 | 0.00011416 | 0.0001078 | 9.393e-05 | 0.00016232 | 0.00019731 | 0.00012236 | 0.00012543 | 0.00015683 | 0.00017581 | 0.00017229 | 0.00014276 | 0.00016734 | 0.00017218 | 0.00017884 | 0.00016542 | 0.00013233 | 0.00016777 | 0.00010579
7764 | 324 | 11 | 0.00011415 | 0.00011064 | 0.00010634 | 0.00016659 | 0.00018882 | 0.00012351 | 0.00012451 | 0.0001526 | 0.00017065 | 0.00017445 | 0.00015664 | 0.00017179 | 0.00017254 | 0.00017523 | 0.00012863 | 0.00013009 | 7.6774e-05 | 0.00010579
7765 | 324 | 11 | 0.00011416 | 0.0001125 | 9.78e-05 | 0.0001636 | 0.00018916 | 0.00012401 | 0.00012301 | 0.00015471 | 0.0001717 | 0.00017385 | 0.0001663 | 0.00016389 | 0.00016552 | 0.00016895 | 0.00015039 | 0.0001254 | 6.3233e-05 | 0.00010579
7766 | 324 | 11 | 0.00011415 | 0.00010306 | 0.00010463 | 0.00015777 | 0.00020029 | 0.00012272 | 0.00012242 | 0.00015895 | 0.00016531 | 0.00017069 | 0.00017091 | 0.00018036 | 0.00017004 | 0.00016195 | 0.00014341 | 0.00012498 | 0.00020386 | 0.00010579
7767 | 324 | 11 | 0.00011416 | 0.00010855 | 0.00010931 | 0.00016389 | 0.00019033 | 0.00011985 | 0.00012197 | 0.00016743 | 0.0001772 | 0.00016953 | 0.00017065 | 0.00018525 | 0.00016805 | 0.00015329 | 0.00016254 | 0.00012772 | 0.00018516 | 0.00010579
7768 | 324 | 11 | 0.00011415 | 0.00011157 | 9.771e-05 | 0.00016468 | 0.00019493 | 0.00012056 | 0.00012163 | 0.0001759 | 0.00018318 | 0.00016876 | 0.00016689 | 0.00019934 | 0.00015331 | 0.00011038 | 0.0001643 | 0.0001294 | 8.4045e-05 | 0.00010579
7769 | 324 | 11 | 0.00011416 | 0.00010741 | 0.00011399 | 0.00016373 | 0.00019881 | 0.00012234 | 0.00012587 | 0.00017167 | 0.00019557 | 0.0001631 | 0.00015324 | 0.00021405 | 0.00015864 | 0.00010671 | 0.00015933 | 0.00013037 | 0 | 0.00010579
7770 | 324 | 11 | 0.00011415 | 0.00011325 | 0.00010537 | 0.00016421 | 0.00019869 | 0.00013065 | 0.00013472 | 0.00016955 | 0.00020973 | 0.00015993 | 0.00013966 | 0.00020646 | 0.00016051 | 0.00011776 | 0.00017255 | 0.00013231 | 0 | 0.00010579
7771 | 324 | 11 | 0.00011416 | 0.0001068 | 9.618e-05 | 0.000115 | 0.00013231 | 0.00013161 | 0.00013148 | 0.0001865 | 0.00020682 | 0.00015947 | 0.00013043 | 0.00016467 | 0.00013459 | 0.00010682 | 0.00017213 | 0.00013155 | 0 | 0.00010579
7772 | 324 | 11 | 0.00011415 | 0.00010977 | 0.00010585 | 0.00010471 | 0.00012978 | 0.00012604 | 0.00012649 | 0.0001971 | 0.0001741 | 0.00015057 | 0.0001211 | 0.00012832 | 0.00011394 | 0.00010107 | 0.00017513 | 0.00012596 | 0 | 0.00010579
7773 | 324 | 11 | 0.00011416 | 0.00010733 | 0.00010744 | 6.097e-05 | 6.274e-05 | 0.00012058 | 0.00012102 | 0.00022677 | 0.00013939 | 0.0001349 | 0.00011311 | 8.481e-05 | 8.621e-05 | 8.82e-05 | 0.00018008 | 0.0001161 | 0 | 0.00010579
7774 | 324 | 11 | 0.00011415 | 0.00011038 | 9.983e-05 | 5.649e-05 | 7.336e-05 | 0.00011567 | 0.00011528 | 0.0002416 | 9.776e-05 | 0.00011334 | 0.00010541 | 8.745e-05 | 8.744e-05 | 8.808e-05 | 0.00017731 | 0.00010117 | 0 | 0.00010579
7775 | 324 | 11 | 0.00011416 | 0.00010831 | 0.00011263 | 6.26e-05 | 7.22e-05 | 0.00011546 | 0.00010978 | 0.00022889 | 9.064e-05 | 9.874e-05 | 9.957e-05 | 7.776e-05 | 7.193e-05 | 6.67e-05 | 0.00017656 | 8.1613e-05 | 0 | 0.00010579
7776 | 324 | 11 | 0.00011415 | 0.0001038 | 0.00010884 | 6.336e-05 | 6.387e-05 | 0.00011607 | 0.00010386 | 0.00022888 | 8.058e-05 | 8.589e-05 | 9.029e-05 | 6.305e-05 | 6.091e-05 | 5.909e-05 | 0.00018165 | 7.8675e-05 | 0 | 0.00010579
7777 | 325 | 11 | 0.00011416 | 0.00011388 | 0.00014037 | 5.236e-05 | 6.79e-05 | 0.00010962 | 9.851e-05 | 0.00022465 | 6.691e-05 | 7.394e-05 | 8.099e-05 | 5.425e-05 | 5.367e-05 | 5.325e-05 | 0.00017328 | 7.8207e-05 | 0 | 0.0001083
7778 | 325 | 11 | 0.00011415 | 0.00012481 | 0.00013858 | 5.371e-05 | 7.479e-05 | 0.00010346 | 9.426e-05 | 0.00025644 | 5.741e-05 | 6.381e-05 | 7.192e-05 | 1.877e-05 | 3.806e-05 | 5.664e-05 | 0.00016935 | 7.8164e-05 | 0 | 0.0001083
7779 | 325 | 11 | 0.00011416 | 0.00011647 | 0.00013076 | 6.198e-05 | 6.628e-05 | 9.947e-05 | 9.128e-05 | 0.00025431 | 2.749e-05 | 5.223e-05 | 6.551e-05 | 1.304e-05 | 3.758e-05 | 6.125e-05 | 0.00017383 | 6.8372e-05 | 0 | 0.0001083
7780 | 325 | 11 | 0.00011415 | 0.00011785 | 0.00012573 | 5.204e-05 | 6.79e-05 | 9.663e-05 | 8.977e-05 | 0.00024584 | 1.696e-05 | 4.419e-05 | 6.189e-05 | 1.317e-05 | 4.746e-05 | 8.072e-05 | 0.0001751 | 6.2596e-05 | 0 | 0.0001083
7781 | 325 | 11 | 0.00011416 | 0.00012113 | 0.00012522 | 5.626e-05 | 7.028e-05 | 9.641e-05 | 8.905e-05 | 0.00022465 | 1.425e-05 | 4.356e-05 | 6.452e-05 | 1.864e-05 | 5.669e-05 | 9.373e-05 | 0.00017321 | 6.5829e-05 | 0 | 0.0001083
7782 | 325 | 11 | 0.00011415 | 0.00012386 | 0.00014109 | 0.0001146 | 0.00013432 | 9.598e-05 | 9e-05 | 0.00019921 | 1.754e-05 | 4.847e-05 | 7.109e-05 | 4.63e-05 | 7.697e-05 | 0.00010718 | 0.00016795 | 7.9594e-05 | 0 | 0.0001083
7783 | 325 | 11 | 0.00011416 | 0.00012483 | 0.00011901 | 0.00010745 | 0.00013254 | 9.896e-05 | 9.288e-05 | 0.00015895 | 3.983e-05 | 6.012e-05 | 8.083e-05 | 0.00012472 | 0.00011842 | 0.00011344 | 0.00015564 | 9.707e-05 | 0 | 0.0001083
7784 | 325 | 11 | 0.00011415 | 0.00011929 | 0.00012466 | 0.00016595 | 0.00019352 | 0.0001007 | 9.793e-05 | 0.00014623 | 0.00010542 | 8.411e-05 | 9.113e-05 | 0.00021856 | 0.00017533 | 0.00013544 | 0.00015412 | 0.00011774 | 0 | 0.0001083
7785 | 325 | 11 | 0.00011416 | 0.00011613 | 0.00013543 | 0.00016633 | 0.00019467 | 0.00010436 | 0.00010408 | 0.0001314 | 0.00019188 | 0.00012315 | 0.00010457 | 0.00021141 | 0.00019236 | 0.00017617 | 0.00015009 | 0.00014276 | 0.00010858 | 0.0001083
7786 | 325 | 11 | 0.00011415 | 0.00011794 | 0.00012189 | 0.00015768 | 0.00019616 | 0.00011115 | 0.00011094 | 0.00010385 | 0.00020485 | 0.00015794 | 0.0001244 | 0.00016866 | 0.00017491 | 0.00018295 | 0.00014003 | 0.00016362 | 9.4727e-05 | 0.0001083
7787 | 325 | 11 | 0.00011416 | 0.00012273 | 0.00013206 | 0.00015898 | 0.00019313 | 0.00011579 | 0.00011559 | 9.113e-05 | 0.00017669 | 0.00017211 | 0.00014265 | 0.00016724 | 0.00017208 | 0.00017873 | 0.00012361 | 0.00017724 | 3.9579e-05 | 0.0001083
7788 | 325 | 11 | 0.00011415 | 0.00012403 | 0.0001394 | 0.00016181 | 0.00019372 | 0.00011936 | 0.00011913 | 9.113e-05 | 0.00017069 | 0.00017456 | 0.00015654 | 0.00017194 | 0.00017269 | 0.00017538 | 8.7015e-05 | 0.0001873 | 5.4215e-05 | 0.0001083
7789 | 325 | 11 | 0.00011416 | 0.0001242 | 0.00012903 | 0.0001644 | 0.00019528 | 0.00012019 | 0.00012041 | 8.266e-05 | 0.00017186 | 0.00017402 | 0.00016628 | 0.00016183 | 0.00016344 | 0.00016683 | 7.6868e-05 | 0.00018918 | 0.00014387 | 0.0001083
7790 | 325 | 11 | 0.00011415 | 0.00012258 | 0.00013078 | 0.00016168 | 0.00019792 | 0.00011738 | 0.0001199 | 9.538e-05 | 0.00016375 | 0.00017004 | 0.0001705 | 0.00017786 | 0.00016768 | 0.0001597 | 7.6598e-05 | 0.00018989 | 3.4574e-05 | 0.0001083
7791 | 325 | 11 | 0.00011416 | 0.00011552 | 0.0001232 | 0.00016436 | 0.00019553 | 0.00011329 | 0.0001186 | 0.00013988 | 0.00017494 | 0.00016805 | 0.00016981 | 0.00018521 | 0.00016802 | 0.00015326 | 9.9968e-05 | 0.00018979 | 7.3338e-05 | 0.0001083
7792 | 325 | 11 | 0.00011415 | 0.00011838 | 0.00011966 | 0.00015754 | 0.00019718 | 0.00011266 | 0.00011814 | 0.00016107 | 0.00018267 | 0.0001676 | 0.00016608 | 0.00019868 | 0.00015281 | 0.00011002 | 0.00012518 | 0.00018982 | 2.6386e-06 | 0.0001083
7793 | 325 | 11 | 0.00011416 | 0.00011465 | 0.0001297 | 0.00016394 | 0.00019283 | 0.00011354 | 0.00012139 | 0.00017803 | 0.00019488 | 0.00016229 | 0.00015244 | 0.00021464 | 0.00015908 | 0.000107 | 0.00013754 | 0.00019004 | 0 | 0.0001083
7794 | 325 | 11 | 0.00011415 | 0.00011698 | 0.00013358 | 0.00016146 | 0.00018797 | 0.00012381 | 0.00013119 | 0.00019074 | 0.00021004 | 0.00015966 | 0.00013905 | 0.00020835 | 0.00016198 | 0.00011884 | 0.00014974 | 0.00019014 | 0 | 0.0001083
7795 | 325 | 11 | 0.00011416 | 0.0001179 | 0.00013503 | 0.00011464 | 0.0001303 | 0.00012628 | 0.00012917 | 0.00020133 | 0.00020835 | 0.00015995 | 0.00013026 | 0.00016405 | 0.00013409 | 0.00010643 | 0.00015201 | 0.00019007 | 0 | 0.0001083
7796 | 325 | 11 | 0.00011415 | 0.00011582 | 0.00013487 | 0.00011445 | 0.00012735 | 0.00012315 | 0.00012566 | 0.00021617 | 0.00017392 | 0.00015089 | 0.00012103 | 0.00012895 | 0.0001145 | 0.00010157 | 0.00015437 | 0.00019018 | 0 | 0.0001083
7797 | 325 | 11 | 0.00011416 | 0.00012423 | 0.000121 | 5.407e-05 | 6.241e-05 | 0.00011938 | 0.00012085 | 0.00022677 | 0.0001399 | 0.00013523 | 0.00011325 | 8.485e-05 | 8.625e-05 | 8.824e-05 | 0.00016575 | 0.00018974 | 0 | 0.0001083
7798 | 325 | 11 | 0.00011415 | 0.0001156 | 0.00013733 | 5.686e-05 | 6.267e-05 | 0.00011504 | 0.00011514 | 0.0002416 | 9.789e-05 | 0.00011357 | 0.00010562 | 8.826e-05 | 8.825e-05 | 8.891e-05 | 0.0001657 | 0.00018888 | 0 | 0.0001083
7799 | 325 | 11 | 0.00011416 | 0.00011433 | 0.00011965 | 5.495e-05 | 7.011e-05 | 0.00011513 | 0.0001087 | 0.00025008 | 9.13e-05 | 9.916e-05 | 9.993e-05 | 7.871e-05 | 7.28e-05 | 6.751e-05 | 0.00014972 | 0.0001873 | 0 | 0.0001083
7800 | 325 | 11 | 0.00011415 | 0.00011931 | 0.00013127 | 6.257e-05 | 7.038e-05 | 0.00011387 | 0.00010114 | 0.00025008 | 8.145e-05 | 8.652e-05 | 9.075e-05 | 6.253e-05 | 6.042e-05 | 5.861e-05 | 0.00010313 | 0.00018002 | 0 | 0.0001083
7801 | 326 | 11 | 0.00011416 | 0.00011417 | 9.332e-05 | 5.378e-05 | 7.089e-05 | 0.00010594 | 9.615e-05 | 0.00026703 | 6.669e-05 | 7.422e-05 | 8.129e-05 | 5.422e-05 | 5.364e-05 | 5.322e-05 | 0.00010807 | 0.00017795 | 0 | 0.00010926
7802 | 326 | 11 | 0.00011415 | 0.00010925 | 0.00010683 | 5.44e-05 | 7.662e-05 | 0.00010052 | 9.283e-05 | 0.00028398 | 5.737e-05 | 6.387e-05 | 7.213e-05 | 1.881e-05 | 3.815e-05 | 5.677e-05 | 0.00012214 | 0.00018217 | 0 | 0.00010926
7803 | 326 | 11 | 0.00011416 | 0.00010605 | 0.00010949 | 6.006e-05 | 7.611e-05 | 9.667e-05 | 9.135e-05 | 0.0003073 | 2.751e-05 | 5.225e-05 | 6.568e-05 | 1.311e-05 | 3.779e-05 | 6.16e-05 | 0.00010666 | 0.00018435 | 0 | 0.00010926
7804 | 326 | 11 | 0.00011415 | 0.0001093 | 0.00010375 | 5.549e-05 | 7.071e-05 | 9.514e-05 | 9.071e-05 | 0.00031366 | 1.701e-05 | 4.429e-05 | 6.206e-05 | 1.298e-05 | 4.677e-05 | 7.955e-05 | 0.0001021 | 0.00018517 | 0 | 0.00010926
7805 | 326 | 11 | 0.00011416 | 0.0001095 | 0.00010567 | 5.69e-05 | 6.361e-05 | 9.572e-05 | 9.212e-05 | 0.00032637 | 1.412e-05 | 4.339e-05 | 6.437e-05 | 1.881e-05 | 5.722e-05 | 9.462e-05 | 9.8929e-05 | 0.00018538 | 0 | 0.00010926
7806 | 326 | 11 | 0.00011415 | 0.00010695 | 0.0001043 | 0.00011274 | 0.00013526 | 0.00010331 | 9.714e-05 | 0.0003285 | 1.765e-05 | 4.848e-05 | 7.112e-05 | 4.64e-05 | 7.713e-05 | 0.0001074 | 9.9599e-05 | 0.00018603 | 0 | 0.00010926
7807 | 326 | 11 | 0.00011416 | 0.00011252 | 0.00010577 | 0.00010955 | 0.00013502 | 0.00011934 | 0.00010974 | 0.00033273 | 3.992e-05 | 6.024e-05 | 8.091e-05 | 0.00012336 | 0.00011712 | 0.0001122 | 0.00010302 | 0.00018531 | 0 | 0.00010926
7808 | 326 | 11 | 0.00011415 | 0.00010449 | 0.00010417 | 0.00016238 | 0.0001928 | 0.00013178 | 0.00012889 | 0.00031789 | 0.00010438 | 8.374e-05 | 9.092e-05 | 0.00021866 | 0.0001754 | 0.0001355 | 0.00010689 | 0.00018316 | 0 | 0.00010926
7809 | 326 | 11 | 0.00011416 | 0.00011212 | 0.00011091 | 0.00016442 | 0.00019674 | 0.00013462 | 0.00013897 | 0.0002967 | 0.00019176 | 0.00012281 | 0.00010439 | 0.00021256 | 0.0001934 | 0.00017712 | 0.00010686 | 0.00018111 | 9.7926e-05 | 0.00010926
7810 | 326 | 11 | 0.00011415 | 0.00010638 | 9.689e-05 | 0.00015746 | 0.00019974 | 0.0001357 | 0.00014276 | 0.00025856 | 0.00020569 | 0.00015812 | 0.00012446 | 0.00016767 | 0.00017387 | 0.00018187 | 0.00011031 | 0.00018011 | 0.00014139 | 0.00010926
7811 | 326 | 11 | 0.00011416 | 0.00011229 | 9.576e-05 | 0.00016223 | 0.00019838 | 0.00013574 | 0.00014323 | 0.00023525 | 0.00017606 | 0.000172 | 0.00014247 | 0.00016696 | 0.00017179 | 0.00017843 | 0.00010955 | 0.00017714 | 0.00034101 | 0.00010926
7812 | 326 | 11 | 0.00011415 | 0.00010686 | 9.692e-05 | 0.00015613 | 0.00020164 | 0.00013792 | 0.00014397 | 0.00023312 | 0.00017038 | 0.00017429 | 0.00015632 | 0.00016909 | 0.00016983 | 0.00017248 | 8.6814e-05 | 0.0001636 | 0.00025509 | 0.00010926
7813 | 326 | 11 | 0.00011416 | 0.00011063 | 0.00010743 | 0.00016103 | 0.00019284 | 0.00013496 | 0.00014265 | 0.00022465 | 0.00016957 | 0.00017277 | 0.00016547 | 0.00016124 | 0.00016285 | 0.00016622 | 8.7469e-05 | 0.00017159 | 0.0001735 | 0.00010926
7814 | 326 | 11 | 0.00011415 | 0.00010721 | 9.818e-05 | 0.00016319 | 0.00018891 | 0.00013495 | 0.00014321 | 0.00022253 | 0.00016283 | 0.00016878 | 0.00016961 | 0.00017988 | 0.00016958 | 0.00016152 | 9.0776e-05 | 0.00017826 | 9.7272e-05 | 0.00010926
7815 | 326 | 11 | 0.00011416 | 0.00010517 | 9.89e-05 | 0.00015728 | 0.00019569 | 0.00013329 | 0.00014268 | 0.00022253 | 0.00017628 | 0.00016795 | 0.0001694 | 0.00018526 | 0.00016807 | 0.0001533 | 8.3961e-05 | 0.00017996 | 0.00013489 | 0.00010926
7816 | 326 | 11 | 0.00011415 | 0.00010604 | 9.589e-05 | 0.00016527 | 0.00019457 | 0.00013367 | 0.00014222 | 0.00023101 | 0.00018293 | 0.00016789 | 0.00016582 | 0.00019821 | 0.00015245 | 0.00010976 | 0.00010475 | 0.00018429 | 7.9422e-05 | 0.00010926
7817 | 326 | 11 | 0.00011416 | 0.00011403 | 0.00011503 | 0.00016659 | 0.0002021 | 0.00013578 | 0.00014548 | 0.00023101 | 0.00019461 | 0.0001624 | 0.00015225 | 0.00021397 | 0.00015859 | 0.00010667 | 0.00012244 | 0.00018532 | 0 | 0.00010926
7818 | 326 | 11 | 0.00011415 | 0.00011316 | 0.00010052 | 0.00016441 | 0.0001963 | 0.00014403 | 0.00015224 | 0.00023736 | 0.00020949 | 0.00015948 | 0.00013895 | 0.00020569 | 0.00015991 | 0.00011733 | 0.00013575 | 0.00018549 | 0 | 0.00010926
7819 | 326 | 11 | 0.00011416 | 0.00011203 | 9.782e-05 | 0.00011038 | 0.00012962 | 0.0001431 | 0.00014659 | 0.00023949 | 0.00020615 | 0.00015903 | 0.00012991 | 0.00016392 | 0.00013398 | 0.00010634 | 0.00014383 | 0.0001862 | 0 | 0.00010926
7820 | 326 | 11 | 0.00011415 | 0.00011229 | 0.00011303 | 0.00010915 | 0.00013299 | 0.00013702 | 0.00014151 | 0.00024796 | 0.00017338 | 0.00015007 | 0.00012066 | 0.00012844 | 0.00011405 | 0.00010117 | 0.00014646 | 0.000184 | 0 | 0.00010926
7821 | 326 | 11 | 0.00011416 | 0.00010417 | 9.696e-05 | 5.691e-05 | 7.02e-05 | 0.00013107 | 0.00013447 | 0.00025008 | 0.00013934 | 0.0001346 | 0.00011283 | 8.466e-05 | 8.606e-05 | 8.805e-05 | 0.00014556 | 0.00017794 | 0 | 0.00010926
7822 | 326 | 11 | 0.00011415 | 0.00010744 | 0.00011263 | 6.232e-05 | 7.404e-05 | 0.00012363 | 0.00012587 | 0.00024584 | 9.761e-05 | 0.00011315 | 0.00010519 | 8.724e-05 | 8.723e-05 | 8.787e-05 | 0.0001542 | 0.00016861 | 0 | 0.00010926
7823 | 326 | 11 | 0.00011416 | 0.00011082 | 0.00010416 | 5.265e-05 | 6.881e-05 | 0.00012254 | 0.00011681 | 0.00024796 | 9.044e-05 | 9.857e-05 | 9.936e-05 | 7.76e-05 | 7.178e-05 | 6.656e-05 | 0.0001652 | 0.00015351 | 0 | 0.00010926
7824 | 326 | 11 | 0.00011415 | 0.00011236 | 0.0001153 | 5.905e-05 | 6.494e-05 | 0.00012058 | 0.00010865 | 0.0002522 | 8.042e-05 | 8.572e-05 | 9.011e-05 | 6.233e-05 | 6.022e-05 | 5.842e-05 | 0.00017478 | 0.00011531 | 0 | 0.00010926
7825 | 327 | 11 | 0.00011416 | 0.00011217 | 9.947e-05 | 5.212e-05 | 7.586e-05 | 0.00011213 | 0.00010211 | 0.00025432 | 6.631e-05 | 7.359e-05 | 8.072e-05 | 5.407e-05 | 5.349e-05 | 5.307e-05 | 0.0001684 | 9.7404e-05 | 0 | 0.00010917
7826 | 327 | 11 | 0.00011415 | 0.00011629 | 9.998e-05 | 6.159e-05 | 6.525e-05 | 0.00010597 | 9.755e-05 | 0.00025432 | 5.715e-05 | 6.347e-05 | 7.165e-05 | 1.875e-05 | 3.801e-05 | 5.656e-05 | 0.0001525 | 7.7677e-05 | 0 | 0.00010917
7827 | 327 | 11 | 0.00011416 | 0.00011227 | 9.218e-05 | 5.578e-05 | 7.333e-05 | 0.00010187 | 9.531e-05 | 0.00024796 | 2.74e-05 | 5.2e-05 | 6.526e-05 | 1.298e-05 | 3.741e-05 | 6.098e-05 | 0.00014014 | 5.6008e-05 | 0 | 0.00010917
7828 | 327 | 11 | 0.00011415 | 0.00011186 | 0.00010141 | 5.399e-05 | 7.568e-05 | 0.00010012 | 9.435e-05 | 0.00024584 | 1.689e-05 | 4.402e-05 | 6.164e-05 | 1.319e-05 | 4.751e-05 | 8.081e-05 | 0.00013133 | 3.5497e-05 | 0 | 0.00010917
7829 | 327 | 11 | 0.00011416 | 0.00011063 | 9.939e-05 | 6.244e-05 | 6.911e-05 | 0.00010193 | 9.479e-05 | 0.0002416 | 1.425e-05 | 4.348e-05 | 6.434e-05 | 1.859e-05 | 5.653e-05 | 9.347e-05 | 0.00011725 | 2.2583e-05 | 0 | 0.00010917
7830 | 327 | 11 | 0.00011415 | 0.00011648 | 9.469e-05 | 0.00011501 | 0.00013361 | 0.00010895 | 9.889e-05 | 0.0002416 | 1.75e-05 | 4.839e-05 | 7.092e-05 | 4.622e-05 | 7.684e-05 | 0.00010699 | 9.985e-05 | 1.7293e-05 | 0 | 0.00010917
7831 | 327 | 11 | 0.00011416 | 0.00011372 | 9.664e-05 | 0.00010731 | 0.00013328 | 0.00012276 | 0.00011157 | 0.0002522 | 3.976e-05 | 6.001e-05 | 8.067e-05 | 0.00012248 | 0.00011629 | 0.0001114 | 7.3544e-05 | 1.6909e-05 | 0 | 0.00010917
7832 | 327 | 11 | 0.00011415 | 0.00011735 | 0.00010972 | 0.00016626 | 0.00019941 | 0.00013396 | 0.00013074 | 0.00025856 | 0.00010366 | 8.326e-05 | 9.055e-05 | 0.00022045 | 0.00017684 | 0.00013661 | 4.943e-05 | 1.9446e-05 | 0 | 0.00010917
7833 | 327 | 11 | 0.00011416 | 0.000114 | 0.00011342 | 0.00015671 | 0.00018951 | 0.00013524 | 0.0001394 | 0.00025856 | 0.000193 | 0.00012296 | 0.00010432 | 0.0002128 | 0.00019362 | 0.00017732 | 3.0189e-05 | 2.2889e-05 | 0.00011585 | 0.00010917
7834 | 327 | 11 | 0.00011415 | 0.00011748 | 0.00010333 | 0.0001564 | 0.00019548 | 0.00013603 | 0.00014185 | 0.00024372 | 0.0002061 | 0.00015847 | 0.00012444 | 0.00016803 | 0.00017424 | 0.00018226 | 1.3839e-05 | 2.8894e-05 | 0.00035479 | 0.00010917
7835 | 327 | 11 | 0.00011416 | 0.00012034 | 9.232e-05 | 0.0001643 | 0.00018804 | 0.00013459 | 0.00014093 | 0.00023948 | 0.00017645 | 0.00017239 | 0.00014259 | 0.0001688 | 0.00017369 | 0.0001804 | 2.8118e-06 | 4.1948e-05 | 0.00041806 | 0.00010917
7836 | 327 | 11 | 0.00011415 | 0.00011032 | 9.884e-05 | 0.0001578 | 0.00019318 | 0.00013521 | 0.00013967 | 0.00023101 | 0.00017192 | 0.00017522 | 0.00015691 | 0.00017195 | 0.0001727 | 0.00017539 | 1.074e-06 | 6.1841e-05 | 0.00030391 | 0.00010917
7837 | 327 | 11 | 0.00011416 | 0.00011229 | 9.966e-05 | 0.00016607 | 0.00019107 | 0.00013181 | 0.00013719 | 0.00022677 | 0.0001721 | 0.00017456 | 0.00016669 | 0.00016136 | 0.00016296 | 0.00016634 | 1.0012e-05 | 9.244e-05 | 0.00025659 | 0.00010917
7838 | 327 | 11 | 0.00011415 | 0.00011791 | 9.508e-05 | 0.0001669 | 0.00020066 | 0.00012993 | 0.00013831 | 0.00022676 | 0.00016345 | 0.00017018 | 0.00017075 | 0.00017996 | 0.00016966 | 0.0001616 | 1.7758e-05 | 0.0001191 | 0.00017923 | 0.00010917
7839 | 327 | 11 | 0.00011416 | 0.0001129 | 0.00010747 | 0.00015834 | 0.00018776 | 0.00013146 | 0.0001387 | 0.00022465 | 0.00017655 | 0.00016873 | 0.00017039 | 0.00018358 | 0.00016655 | 0.00015191 | 2.9924e-05 | 0.0001365 | 0.00021448 | 0.00010917
7840 | 327 | 11 | 0.00011415 | 0.00011296 | 9.687e-05 | 0.00016678 | 0.00019774 | 0.00013421 | 0.00014044 | 0.00022676 | 0.00018169 | 0.00016768 | 0.00016629 | 0.00019658 | 0.00015119 | 0.00010885 | 5.5433e-05 | 0.00014917 | 2.0057e-05 | 0.00010917
7841 | 327 | 11 | 0.00011416 | 0.00011339 | 0.00011243 | 0.00016118 | 0.00019549 | 0.00013633 | 0.00014503 | 0.00022253 | 0.00019309 | 0.00016158 | 0.00015228 | 0.00021462 | 0.00015907 | 0.000107 | 9.467e-05 | 0.00016235 | 0 | 0.00010917
7842 | 327 | 11 | 0.00011415 | 0.00011031 | 0.00010921 | 0.00016389 | 0.00019918 | 0.00014498 | 0.0001522 | 0.00022041 | 0.00020967 | 0.00015899 | 0.00013884 | 0.00020637 | 0.00016044 | 0.00011771 | 0.00013909 | 0.00017476 | 0 | 0.00010917
7843 | 327 | 11 | 0.00011416 | 0.00011313 | 9.76e-05 | 0.00011176 | 0.00013425 | 0.00014424 | 0.0001459 | 0.00022465 | 0.00020666 | 0.00015902 | 0.00012979 | 0.0001642 | 0.0001342 | 0.00010652 | 0.00016564 | 0.00018095 | 0 | 0.00010917
7844 | 327 | 11 | 0.00011415 | 0.00011626 | 9.967e-05 | 0.00010645 | 0.00013336 | 0.00013818 | 0.00014124 | 0.00022253 | 0.00017369 | 0.00015027 | 0.00012057 | 0.00013028 | 0.00011568 | 0.00010262 | 0.00018298 | 0.00018524 | 0 | 0.00010917
7845 | 327 | 11 | 0.00011416 | 0.00011021 | 9.132e-05 | 5.822e-05 | 7.19e-05 | 0.00013136 | 0.000135 | 0.00022465 | 0.00014086 | 0.00013534 | 0.00011312 | 8.489e-05 | 8.629e-05 | 8.829e-05 | 0.0001969 | 0.00018826 | 0 | 0.00010917
7846 | 327 | 11 | 0.00011415 | 0.00011384 | 0.00011084 | 5.467e-05 | 7.605e-05 | 0.00012495 | 0.00012698 | 0.00022041 | 9.81e-05 | 0.00011386 | 0.00010559 | 8.794e-05 | 8.793e-05 | 8.858e-05 | 0.00020411 | 0.0001897 | 0 | 0.00010917
7847 | 327 | 11 | 0.00011416 | 0.00011189 | 9.353e-05 | 5.533e-05 | 6.62e-05 | 0.00012452 | 0.00011726 | 0.00022253 | 9.112e-05 | 9.925e-05 | 9.99e-05 | 7.796e-05 | 7.211e-05 | 6.686e-05 | 0.0002067 | 0.00019025 | 0 | 0.00010917
7848 | 327 | 11 | 0.00011415 | 0.00011781 | 9.689e-05 | 6.054e-05 | 7.174e-05 | 0.00012214 | 0.00010927 | 0.00022041 | 8.085e-05 | 8.626e-05 | 9.065e-05 | 6.319e-05 | 6.105e-05 | 5.922e-05 | 0.00020839 | 0.00019027 | 0 | 0.00010917
7849 | 328 | 11 | 0.00011416 | 0.00010727 | 0.0001183 | 5.832e-05 | 4.611e-05 | 0.00011468 | 0.00010268 | 0.00022253 | 6.707e-05 | 7.42e-05 | 8.133e-05 | 6.886e-05 | 6.131e-05 | 5.407e-05 | 0.00021048 | 0.00019029 | 0 | 0.0001077
7850 | 328 | 11 | 0.00011415 | 0.00010603 | 0.00010582 | 5.674e-05 | 3.936e-05 | 0.00010884 | 9.806e-05 | 0.00022041 | 6.884e-05 | 6.67e-05 | 7.233e-05 | 3.517e-05 | 4.606e-05 | 5.645e-05 | 0.00021129 | 0.00019029 | 0 | 0.0001077
7851 | 328 | 11 | 0.00011416 | 0.00010828 | 0.00011839 | 5.907e-05 | 4.611e-05 | 0.00010416 | 9.604e-05 | 0.00022041 | 4.248e-05 | 5.768e-05 | 6.579e-05 | 2.175e-05 | 4.205e-05 | 6.151e-05 | 0.00021181 | 0.00019029 | 0 | 0.0001077
7852 | 328 | 11 | 0.00011415 | 0.00011297 | 0.0001043 | 5.595e-05 | 4.188e-05 | 0.00010245 | 9.502e-05 | 0.00022041 | 2.694e-05 | 4.991e-05 | 6.215e-05 | 2.104e-05 | 5.085e-05 | 7.965e-05 | 0.00021216 | 0.00019029 | 0 | 0.0001077
7853 | 328 | 11 | 0.00011416 | 0.00010872 | 0.00010636 | 5.266e-05 | 4.254e-05 | 0.00010374 | 9.578e-05 | 0.00022889 | 2.281e-05 | 4.839e-05 | 6.447e-05 | 2.332e-05 | 5.939e-05 | 9.439e-05 | 0.00021219 | 0.00019029 | 0 | 0.0001077
7854 | 328 | 11 | 0.00011415 | 0.0001107 | 0.00010487 | 0.00010763 | 7.795e-05 | 0.00010909 | 9.986e-05 | 0.00023524 | 2.314e-05 | 5.228e-05 | 7.114e-05 | 2.962e-05 | 6.906e-05 | 0.00010749 | 0.00021222 | 0.00019029 | 0 | 0.0001077
7855 | 328 | 11 | 0.00011416 | 0.0001136 | 0.00011204 | 0.00011482 | 7.847e-05 | 0.00012287 | 0.00011191 | 0.00023949 | 2.809e-05 | 5.948e-05 | 8.091e-05 | 4.594e-05 | 7.935e-05 | 0.00011209 | 0.0002123 | 0.00019029 | 0 | 0.0001077
7856 | 328 | 11 | 0.00011415 | 0.00011041 | 0.00010725 | 0.00016367 | 0.00012046 | 0.00013417 | 0.00013022 | 0.0002416 | 4.186e-05 | 6.843e-05 | 9.089e-05 | 6.76e-05 | 0.00010166 | 0.00013536 | 0.0002124 | 0.0001901 | 0 | 0.0001077
7857 | 328 | 11 | 0.00011416 | 0.00011409 | 0.00012208 | 0.00016237 | 0.00011688 | 0.00013748 | 0.00014063 | 0.00023736 | 6.157e-05 | 8.26e-05 | 0.00010433 | 9.9e-05 | 0.00013696 | 0.00017499 | 0.00021244 | 0.00018264 | 3.5032e-05 | 0.0001077
7858 | 328 | 11 | 0.00011415 | 0.00011168 | 0.00011743 | 0.0001608 | 0.00012309 | 0.00013857 | 0.00014452 | 0.00023948 | 9.025e-05 | 0.00010574 | 0.00012393 | 0.000128 | 0.00015398 | 0.00018067 | 0.00021245 | 0.00017273 | 4.327e-06 | 0.0001077
7859 | 328 | 11 | 0.00011416 | 0.00010975 | 0.0001087 | 0.00016489 | 0.00011844 | 0.00013844 | 0.00014478 | 0.00022465 | 0.00011899 | 0.00012896 | 0.00014171 | 0.00013723 | 0.00015781 | 0.00017932 | 0.00021245 | 0.00016928 | 8.8076e-05 | 0.0001077
7860 | 328 | 11 | 0.00011415 | 0.0001145 | 0.00010831 | 0.00016049 | 0.00011764 | 0.00013864 | 0.00014454 | 0.00021194 | 0.00013254 | 0.00014485 | 0.00015582 | 0.00013851 | 0.00015568 | 0.00017384 | 0.00021242 | 0.00016243 | 5.6039e-05 | 0.0001077
7861 | 328 | 11 | 0.00011416 | 0.00010984 | 0.00012084 | 0.00016721 | 0.00012106 | 0.0001365 | 0.0001426 | 0.0002077 | 0.000137 | 0.00015218 | 0.00016536 | 0.00012978 | 0.00014776 | 0.00016658 | 0.00021245 | 0.00016481 | 2.8465e-05 | 0.0001077
7862 | 328 | 11 | 0.00011415 | 0.00011472 | 0.00011988 | 0.00015784 | 0.00011603 | 0.00013623 | 0.00014332 | 0.00020557 | 0.00013143 | 0.00015199 | 0.00016969 | 0.00011173 | 0.00013526 | 0.00015928 | 0.00021245 | 0.00016092 | 6.6856e-06 | 0.0001077
7863 | 328 | 11 | 0.00011416 | 0.00010983 | 0.00012176 | 0.00015789 | 0.00011753 | 0.00013417 | 0.00014314 | 0.00021193 | 0.00011628 | 0.00014564 | 0.00016911 | 0.00012777 | 0.00013983 | 0.00015281 | 0.00021245 | 0.00015036 | 1.9522e-05 | 0.0001077
7864 | 328 | 11 | 0.00011415 | 0.00010517 | 0.00012407 | 0.00016552 | 0.00011642 | 0.00013463 | 0.0001427 | 0.00021618 | 0.00012568 | 0.00014178 | 0.00016549 | 0.00013566 | 0.00012247 | 0.00011071 | 0.00021164 | 0.00013568 | 4.1573e-07 | 0.0001077
7865 | 328 | 11 | 0.00011416 | 0.00011036 | 0.0001043 | 0.00016617 | 0.00012132 | 0.00013556 | 0.00014549 | 0.00021405 | 0.00013316 | 0.000134 | 0.00015215 | 0.00013948 | 0.00012209 | 0.00010625 | 0.00020892 | 0.00012458 | 0 | 0.0001077
7866 | 328 | 11 | 0.00011415 | 0.000108 | 0.00011593 | 0.00015975 | 0.00011603 | 0.00014414 | 0.00015343 | 0.0001971 | 0.00013777 | 0.00012774 | 0.00013875 | 0.00014277 | 0.00013009 | 0.00011893 | 0.00020085 | 0.00012592 | 0 | 0.0001077
7867 | 328 | 11 | 0.00011416 | 0.00010528 | 0.00011561 | 0.00010726 | 7.707e-05 | 0.00014367 | 0.00014652 | 0.00021193 | 0.00014162 | 0.00012711 | 0.00013008 | 0.00014328 | 0.00012487 | 0.00010808 | 0.0001913 | 0.00012477 | 0 | 0.0001077
7868 | 328 | 11 | 0.00011415 | 0.00011418 | 0.00011679 | 0.00011009 | 8.456e-05 | 0.00013772 | 0.00014133 | 0.00022252 | 0.00014286 | 0.00012642 | 0.00012128 | 0.00014554 | 0.00012326 | 0.0001027 | 0.00018229 | 0.00012113 | 0 | 0.0001077
7869 | 328 | 11 | 0.00011416 | 0.00011173 | 0.00012538 | 5.423e-05 | 4.26e-05 | 0.00013097 | 0.00013481 | 0.00024161 | 0.00014494 | 0.00012514 | 0.00011379 | 8.522e-05 | 8.681e-05 | 8.882e-05 | 0.00017957 | 0.00011464 | 0 | 0.0001077
7870 | 328 | 11 | 0.00011415 | 0.00011141 | 0.00010867 | 6.046e-05 | 4.182e-05 | 0.00012443 | 0.00012726 | 0.00024372 | 9.832e-05 | 0.00011095 | 0.00010624 | 8.713e-05 | 8.73e-05 | 8.794e-05 | 0.00017481 | 0.00010348 | 0 | 0.0001077
7871 | 328 | 11 | 0.00011416 | 0.00010534 | 0.00010943 | 6.307e-05 | 4.539e-05 | 0.00012476 | 0.00011793 | 0.00026492 | 9.089e-05 | 9.861e-05 | 0.0001003 | 8.531e-05 | 7.604e-05 | 6.736e-05 | 0.00016314 | 9.3229e-05 | 0 | 0.0001077
7872 | 328 | 11 | 0.00011415 | 0.00010535 | 0.00011267 | 6.122e-05 | 4.614e-05 | 0.00012185 | 0.00010953 | 0.00025432 | 8.678e-05 | 8.758e-05 | 9.099e-05 | 7.975e-05 | 6.925e-05 | 5.928e-05 | 0.0001315 | 8.0566e-05 | 0 | 0.0001077
7873 | 329 | 11 | 0.00011416 | 0.0001132 | 9.366e-05 | 5.354e-05 | 1.458e-05 | 0.00011339 | 0.00010281 | 0.00026491 | 8.106e-05 | 7.85e-05 | 8.155e-05 | 6.823e-05 | 6.075e-05 | 5.358e-05 | 0.00013078 | 7.2839e-05 | 0 | 0.00010813
7874 | 329 | 11 | 0.00011415 | 0.00010403 | 0.00010771 | 5.878e-05 | 1.508e-05 | 0.00010613 | 9.835e-05 | 0.00022677 | 7.119e-05 | 6.999e-05 | 7.236e-05 | 3.531e-05 | 4.624e-05 | 5.667e-05 | 0.00012365 | 6.9599e-05 | 0 | 0.00010813
7875 | 329 | 11 | 0.00011416 | 0.0001083 | 9.339e-05 | 5.786e-05 | 1.489e-05 | 0.00010114 | 9.583e-05 | 0.00022465 | 4.347e-05 | 5.942e-05 | 6.58e-05 | 2.159e-05 | 4.174e-05 | 6.105e-05 | 0.00011419 | 7.88e-05 | 0 | 0.00010813
7876 | 329 | 11 | 0.00011415 | 0.00011086 | 8.666e-05 | 5.54e-05 | 1.392e-05 | 9.975e-05 | 9.508e-05 | 0.00023524 | 2.714e-05 | 5.052e-05 | 6.205e-05 | 2.119e-05 | 5.121e-05 | 8.022e-05 | 0.00010712 | 8.9942e-05 | 0 | 0.00010813
7877 | 329 | 11 | 0.00011416 | 0.00010702 | 9.582e-05 | 6.044e-05 | 1.607e-05 | 0.00010065 | 9.556e-05 | 0.00023101 | 2.29e-05 | 4.869e-05 | 6.449e-05 | 2.337e-05 | 5.952e-05 | 9.458e-05 | 0.00010462 | 9.2088e-05 | 0 | 0.00010813
7878 | 329 | 11 | 0.00011415 | 0.00010633 | 8.518e-05 | 0.00011274 | 2.903e-05 | 0.00010758 | 9.964e-05 | 0.00024796 | 2.319e-05 | 5.247e-05 | 7.121e-05 | 2.956e-05 | 6.892e-05 | 0.00010726 | 0.00010652 | 0.00010218 | 0 | 0.00010813
7879 | 329 | 11 | 0.00011416 | 0.00010566 | 9.335e-05 | 0.00011046 | 2.895e-05 | 0.00012161 | 0.00011216 | 0.00024584 | 2.805e-05 | 5.951e-05 | 8.094e-05 | 4.617e-05 | 7.976e-05 | 0.00011266 | 0.0001156 | 0.0001143 | 0 | 0.00010813
7880 | 329 | 11 | 0.00011415 | 0.00011315 | 0.00010734 | 0.00015686 | 4.211e-05 | 0.00013357 | 0.00013094 | 0.00023524 | 4.204e-05 | 6.858e-05 | 9.104e-05 | 6.787e-05 | 0.00010206 | 0.0001359 | 0.00011805 | 0.00013326 | 0 | 0.00010813
7881 | 329 | 11 | 0.00011416 | 0.00010549 | 8.844e-05 | 0.00015609 | 4.105e-05 | 0.00013566 | 0.00014068 | 0.00024584 | 6.181e-05 | 8.287e-05 | 0.00010459 | 0.00010082 | 0.00013948 | 0.00017821 | 0.00010767 | 0.00014049 | 3.2911e-05 | 0.00010813
7882 | 329 | 11 | 0.00011415 | 0.00011181 | 0.00010175 | 0.00015756 | 4.002e-05 | 0.00013626 | 0.00014323 | 0.00025008 | 9.172e-05 | 0.00010686 | 0.00012487 | 0.00012837 | 0.00015442 | 0.00018119 | 0.000103 | 0.00014492 | 2.8075e-05 | 0.00010813
7883 | 329 | 11 | 0.00011416 | 0.00010411 | 9.671e-05 | 0.0001642 | 4.021e-05 | 0.00013495 | 0.00014296 | 0.00027974 | 0.00011957 | 0.00013005 | 0.00014269 | 0.00013645 | 0.00015692 | 0.00017831 | 9.3468e-05 | 0.00013918 | 9.1639e-05 | 0.00010813
7884 | 329 | 11 | 0.00011415 | 0.00011057 | 0.00010709 | 0.0001585 | 4.261e-05 | 0.00013475 | 0.0001415 | 0.0002628 | 0.00013209 | 0.0001452 | 0.00015648 | 0.00013773 | 0.0001548 | 0.00017287 | 8.7027e-05 | 0.00013374 | 0.00048103 | 0.00010813
7885 | 329 | 11 | 0.00011416 | 0.00010815 | 9.268e-05 | 0.00015985 | 4.2e-05 | 0.00013108 | 0.00013866 | 0.00027763 | 0.00013633 | 0.00015187 | 0.00016565 | 0.00013019 | 0.00014823 | 0.00016711 | 9.1942e-05 | 0.0001405 | 2.2619e-05 | 0.00010813
7886 | 329 | 11 | 0.00011415 | 0.00010598 | 8.817e-05 | 0.00015721 | 4.081e-05 | 0.00013129 | 0.00013893 | 0.00026915 | 0.0001316 | 0.00015182 | 0.00016993 | 0.00011271 | 0.00013644 | 0.00016068 | 8.1397e-05 | 0.00016207 | 2.3408e-05 | 0.00010813
7887 | 329 | 11 | 0.00011416 | 0.00011396 | 0.0001017 | 0.00015759 | 4.237e-05 | 0.0001316 | 0.00013951 | 0.00029882 | 0.00011706 | 0.00014603 | 0.00016946 | 0.0001266 | 0.00013855 | 0.0001514 | 8.9289e-05 | 0.00017144 | 6.6984e-05 | 0.00010813
7888 | 329 | 11 | 0.00011415 | 0.00010965 | 0.00010581 | 0.00015942 | 4.277e-05 | 0.00013311 | 0.00014114 | 0.00029247 | 0.00012492 | 0.0001417 | 0.00016544 | 0.00013359 | 0.0001206 | 0.00010902 | 0.00010458 | 0.00017884 | 0 | 0.00010813
7889 | 329 | 11 | 0.00011416 | 0.00010793 | 8.661e-05 | 0.0001593 | 4.083e-05 | 0.0001353 | 0.00014551 | 0.00030094 | 0.00013143 | 0.00013313 | 0.00015171 | 0.00014002 | 0.00012255 | 0.00010666 | 0.00010227 | 0.00018474 | 0 | 0.00010813
7890 | 329 | 11 | 0.00011415 | 0.00010655 | 9.087e-05 | 0.00015645 | 4.198e-05 | 0.00014429 | 0.00015334 | 0.00028187 | 0.00013784 | 0.00012715 | 0.00013842 | 0.00014099 | 0.00012847 | 0.00011745 | 0.00010022 | 0.00018611 | 0 | 0.00010813
7891 | 329 | 11 | 0.00011416 | 0.00011099 | 9.353e-05 | 0.0001146 | 2.691e-05 | 0.00014406 | 0.00014857 | 0.00028399 | 0.00014019 | 0.00012626 | 0.00012945 | 0.00014285 | 0.00012449 | 0.00010775 | 0.00010244 | 0.00018666 | 0 | 0.00010813
7892 | 329 | 11 | 0.00011415 | 0.00010486 | 0.00010007 | 0.00010679 | 2.756e-05 | 0.00013741 | 0.00014398 | 0.00029034 | 0.00014224 | 0.00012566 | 0.00012063 | 0.00014287 | 0.000121 | 0.00010082 | 0.00010119 | 0.00018843 | 0 | 0.00010813
7893 | 329 | 11 | 0.00011416 | 0.00010916 | 9.359e-05 | 5.59e-05 | 1.544e-05 | 0.00013081 | 0.00013768 | 0.00029458 | 0.00014272 | 0.00012386 | 0.00011285 | 8.392e-05 | 8.549e-05 | 8.747e-05 | 0.00011211 | 0.00018889 | 0 | 0.00010813
7894 | 329 | 11 | 0.00011415 | 0.00010722 | 0.00010634 | 5.249e-05 | 1.365e-05 | 0.00012374 | 0.00012874 | 0.00028187 | 9.685e-05 | 0.00010952 | 0.00010517 | 8.683e-05 | 8.7e-05 | 8.764e-05 | 0.0001343 | 0.00018734 | 0 | 0.00010813
7895 | 329 | 11 | 0.00011416 | 0.00010383 | 8.786e-05 | 6.159e-05 | 1.56e-05 | 0.00012445 | 0.00011911 | 0.00028187 | 9.032e-05 | 9.756e-05 | 9.932e-05 | 8.44e-05 | 7.522e-05 | 6.664e-05 | 0.00014374 | 0.00018392 | 0 | 0.00010813
7896 | 329 | 11 | 0.00011415 | 0.00010843 | 9.79e-05 | 5.899e-05 | 1.549e-05 | 0.00012299 | 0.0001109 | 0.0002861 | 8.591e-05 | 8.673e-05 | 9.008e-05 | 7.938e-05 | 6.893e-05 | 5.9e-05 | 0.00014628 | 0.00018022 | 0 | 0.00010813
7897 | 330 | 11 | 0.00011416 | 0.00010498 | 0.00011092 | 6.034e-05 | 6.443e-05 | 0.0001147 | 0.00010477 | 0.00028399 | 8.059e-05 | 7.788e-05 | 8.077e-05 | 5.488e-05 | 5.429e-05 | 5.386e-05 | 0.00013352 | 0.0001784 | 0 | 0.000109
7898 | 330 | 11 | 0.00011415 | 0.00011047 | 0.00010233 | 5.919e-05 | 7.484e-05 | 0.00010868 | 9.978e-05 | 0.00027763 | 6.067e-05 | 6.732e-05 | 7.188e-05 | 1.86e-05 | 3.771e-05 | 5.612e-05 | 0.0001245 | 0.00017353 | 0 | 0.000109
7899 | 330 | 11 | 0.00011416 | 0.00011363 | 0.00011874 | 5.796e-05 | 7.555e-05 | 0.00010379 | 9.712e-05 | 0.0002967 | 2.839e-05 | 5.407e-05 | 6.54e-05 | 1.317e-05 | 3.796e-05 | 6.188e-05 | 0.00012061 | 0.00016538 | 0 | 0.000109
7900 | 330 | 11 | 0.00011415 | 0.00011264 | 0.00011461 | 6.124e-05 | 6.953e-05 | 0.00010237 | 9.612e-05 | 0.00027763 | 1.739e-05 | 4.507e-05 | 6.196e-05 | 1.323e-05 | 4.767e-05 | 8.109e-05 | 0.00010979 | 0.00016301 | 0 | 0.000109
7901 | 330 | 11 | 0.00011416 | 0.00010845 | 0.00010401 | 6.135e-05 | 7.399e-05 | 0.00010393 | 9.674e-05 | 0.00027763 | 1.432e-05 | 4.402e-05 | 6.47e-05 | 1.85e-05 | 5.626e-05 | 9.304e-05 | 9.6142e-05 | 0.00015006 | 0 | 0.000109
7902 | 330 | 11 | 0.00011415 | 0.00010668 | 0.00011777 | 0.00010956 | 0.00013705 | 0.00010987 | 0.00010119 | 0.00027975 | 1.744e-05 | 4.854e-05 | 7.111e-05 | 4.628e-05 | 7.693e-05 | 0.00010712 | 8.7271e-05 | 0.00013186 | 0 | 0.000109
7903 | 330 | 11 | 0.00011416 | 0.00011033 | 0.00010621 | 0.00011202 | 0.0001354 | 0.0001234 | 0.00011293 | 0.00027975 | 3.98e-05 | 6.003e-05 | 8.081e-05 | 0.00012348 | 0.00011724 | 0.00011231 | 8.2659e-05 | 0.00011076 | 0 | 0.000109
7904 | 330 | 11 | 0.00011415 | 0.00010985 | 0.00010302 | 0.00015959 | 0.00019135 | 0.00013665 | 0.0001319 | 0.00027127 | 0.00010445 | 8.361e-05 | 9.085e-05 | 0.00022131 | 0.00017753 | 0.00013714 | 7.4703e-05 | 9.0291e-05 | 0 | 0.000109
7905 | 330 | 11 | 0.00011416 | 0.00010451 | 9.921e-05 | 0.00016182 | 0.00019674 | 0.00013814 | 0.00014136 | 0.00026492 | 0.00019383 | 0.00012353 | 0.00010466 | 0.00021309 | 0.00019389 | 0.00017757 | 6.296e-05 | 6.5489e-05 | 0.00010466 | 0.000109
7906 | 330 | 11 | 0.00011415 | 0.00011305 | 0.00011577 | 0.00016008 | 0.00019772 | 0.00013807 | 0.00014414 | 0.00025644 | 0.00020651 | 0.00015898 | 0.00012479 | 0.00016736 | 0.00017355 | 0.00018153 | 4.8769e-05 | 4.355e-05 | 0.00034025 | 0.000109
7907 | 330 | 11 | 0.00011416 | 0.00011228 | 0.00011134 | 0.00016266 | 0.00018785 | 0.00013686 | 0.00014312 | 0.00026491 | 0.00017604 | 0.00017244 | 0.00014274 | 0.00016785 | 0.00017271 | 0.00017939 | 3.4e-05 | 2.9757e-05 | 0.00045044 | 0.000109
7908 | 330 | 11 | 0.00011415 | 0.00010728 | 0.00011112 | 0.00015966 | 0.00018904 | 0.00013539 | 0.00014105 | 0.00026915 | 0.00017111 | 0.00017478 | 0.00015677 | 0.00017036 | 0.00017111 | 0.00017378 | 2.604e-05 | 2.4511e-05 | 0.00047465 | 0.000109
7909 | 330 | 11 | 0.00011416 | 0.00011283 | 0.00011379 | 0.00015694 | 0.00019061 | 0.00013072 | 0.00013797 | 0.00027127 | 0.00017069 | 0.00017358 | 0.00016614 | 0.00016113 | 0.00016273 | 0.00016611 | 1.2768e-05 | 2.4906e-05 | 0.00046043 | 0.000109
7910 | 330 | 11 | 0.00011415 | 0.00011222 | 0.0001126 | 0.00016436 | 0.00019515 | 0.00012989 | 0.00013745 | 0.00026492 | 0.00016297 | 0.00016934 | 0.00017014 | 0.0001802 | 0.00016989 | 0.00016181 | 1.2364e-05 | 2.7456e-05 | 0.00038451 | 0.000109
7911 | 330 | 11 | 0.00011416 | 0.00011012 | 0.00011577 | 0.00015954 | 0.00019135 | 0.00012887 | 0.00013792 | 0.00026915 | 0.0001766 | 0.00016833 | 0.00016987 | 0.00018258 | 0.00016563 | 0.00015108 | 1.0939e-05 | 3.2101e-05 | 0.0002031 | 0.000109
7912 | 330 | 11 | 0.00011415 | 0.00010961 | 9.883e-05 | 0.00016176 | 0.00019404 | 0.00012909 | 0.0001388 | 0.00028186 | 0.0001809 | 0.00016722 | 0.0001657 | 0.00019766 | 0.00015202 | 0.00010945 | 9.8522e-06 | 3.2895e-05 | 2.6216e-06 | 0.000109
7913 | 330 | 11 | 0.00011416 | 0.00011314 | 0.00010151 | 0.00016442 | 0.000193 | 0.00013192 | 0.00014203 | 0.0002861 | 0.0001938 | 0.00016155 | 0.00015196 | 0.00021592 | 0.00016003 | 0.00010764 | 1.5511e-05 | 3.7547e-05 | 0 | 0.000109
7914 | 330 | 11 | 0.00011415 | 0.00010469 | 0.00010281 | 0.00015635 | 0.00019371 | 0.00014118 | 0.00015118 | 0.00029246 | 0.0002108 | 0.00015943 | 0.00013882 | 0.00020623 | 0.00016033 | 0.00011763 | 1.3952e-05 | 4.8237e-05 | 0 | 0.000109
7915 | 330 | 11 | 0.00011416 | 0.00010561 | 0.00011277 | 0.00011424 | 0.00012949 | 0.00013814 | 0.00014569 | 0.00029459 | 0.00020678 | 0.00015939 | 0.00012984 | 0.000164 | 0.00013404 | 0.00010639 | 1.1966e-05 | 6.3856e-05 | 0 | 0.000109
7916 | 330 | 11 | 0.00011415 | 0.00010804 | 0.00011483 | 0.00011162 | 0.00013184 | 0.00013191 | 0.00014023 | 0.00028822 | 0.0001736 | 0.0001504 | 0.00012063 | 0.00012853 | 0.00011413 | 0.00010124 | 1.7304e-05 | 7.6875e-05 | 0 | 0.000109
7917 | 330 | 11 | 0.00011416 | 0.00010536 | 0.00010174 | 5.278e-05 | 6.463e-05 | 0.00012725 | 0.00013349 | 0.00028399 | 0.00013948 | 0.0001348 | 0.0001129 | 8.537e-05 | 8.678e-05 | 8.879e-05 | 2.5301e-05 | 9.1402e-05 | 0 | 0.000109
7918 | 330 | 11 | 0.00011415 | 0.00010612 | 0.00010455 | 6.358e-05 | 6.22e-05 | 0.00012153 | 0.0001255 | 0.00028611 | 9.82e-05 | 0.00011352 | 0.00010547 | 8.802e-05 | 8.801e-05 | 8.867e-05 | 3.8356e-05 | 0.00010454 | 0 | 0.000109
7919 | 330 | 11 | 0.00011416 | 0.00010816 | 0.00010569 | 5.852e-05 | 7.032e-05 | 0.00012342 | 0.0001171 | 0.00028611 | 9.117e-05 | 9.914e-05 | 9.978e-05 | 7.831e-05 | 7.244e-05 | 6.716e-05 | 5.8778e-05 | 0.00011729 | 0 | 0.000109
7920 | 330 | 11 | 0.00011415 | 0.00010607 | 0.00010458 | 5.599e-05 | 6.681e-05 | 0.00012361 | 0.00011077 | 0.00028822 | 8.113e-05 | 8.637e-05 | 9.061e-05 | 6.249e-05 | 6.037e-05 | 5.857e-05 | 9.597e-05 | 0.00015191 | 0 | 0.000109
7921 | 331 | 11 | 0.00011416 | 0.00011558 | 0.00010585 | 6.065e-05 | 6.822e-05 | 0.00011664 | 0.00010462 | 0.00029034 | 6.659e-05 | 7.407e-05 | 8.118e-05 | 5.461e-05 | 5.403e-05 | 5.361e-05 | 0.0001197 | 0.0001618 | 0 | 0.00011021
7922 | 331 | 11 | 0.00011415 | 0.00011431 | 0.00010134 | 5.498e-05 | 7.571e-05 | 0.00010978 | 9.962e-05 | 0.00031365 | 5.765e-05 | 6.392e-05 | 7.214e-05 | 1.856e-05 | 3.763e-05 | 5.6e-05 | 0.00014035 | 0.00017047 | 0 | 0.00011021
7923 | 331 | 11 | 0.00011416 | 0.00011468 | 9.931e-05 | 5.645e-05 | 7.427e-05 | 0.00010457 | 9.665e-05 | 0.00031153 | 2.736e-05 | 5.215e-05 | 6.552e-05 | 1.305e-05 | 3.76e-05 | 6.129e-05 | 0.00015694 | 0.00017623 | 0 | 0.00011021
7924 | 331 | 11 | 0.00011415 | 0.0001222 | 9.733e-05 | 6.252e-05 | 7.084e-05 | 0.0001024 | 9.502e-05 | 0.00031154 | 1.694e-05 | 4.41e-05 | 6.185e-05 | 1.303e-05 | 4.694e-05 | 7.984e-05 | 0.00016698 | 0.00017978 | 0 | 0.00011021
7925 | 331 | 11 | 0.00011416 | 0.00011621 | 9.992e-05 | 5.244e-05 | 7.314e-05 | 0.00010134 | 9.478e-05 | 0.00031154 | 1.414e-05 | 4.332e-05 | 6.426e-05 | 1.879e-05 | 5.713e-05 | 9.447e-05 | 0.00017025 | 0.00018024 | 0 | 0.00011021
7926 | 331 | 11 | 0.00011415 | 0.00012113 | 0.00010664 | 0.00011543 | 0.0001312 | 0.00010153 | 9.623e-05 | 0.00030942 | 1.763e-05 | 4.844e-05 | 7.1e-05 | 4.645e-05 | 7.722e-05 | 0.00010753 | 0.00017052 | 0.00017927 | 0 | 0.00011021
7927 | 331 | 11 | 0.00011416 | 0.00011264 | 0.00010771 | 0.00011246 | 0.00013092 | 0.00010524 | 0.00010063 | 0.0003073 | 3.996e-05 | 6.025e-05 | 8.084e-05 | 0.00012315 | 0.00011692 | 0.000112 | 0.00017048 | 0.00018138 | 0 | 0.00011021
7928 | 331 | 11 | 0.00011415 | 0.0001226 | 0.00010971 | 0.00015884 | 0.00018947 | 0.00011106 | 0.00010926 | 0.0003073 | 0.00010422 | 8.369e-05 | 9.086e-05 | 0.00022234 | 0.00017835 | 0.00013778 | 0.00017383 | 0.00018324 | 0 | 0.00011021
7929 | 331 | 11 | 0.00011416 | 0.00011494 | 9.926e-05 | 0.00016126 | 0.0001915 | 0.00011619 | 0.00011733 | 0.00030518 | 0.00019459 | 0.00012382 | 0.00010485 | 0.00021003 | 0.0001911 | 0.00017502 | 0.00018049 | 0.0001852 | 2.0261e-05 | 0.00011021
7930 | 331 | 11 | 0.00011415 | 0.00011453 | 9.486e-05 | 0.00016378 | 0.00020015 | 0.00012305 | 0.00012455 | 0.0002967 | 0.00020426 | 0.00015823 | 0.00012445 | 0.00016668 | 0.00017284 | 0.00018079 | 0.00018986 | 0.00018804 | 2.8346e-05 | 0.00011021
7931 | 331 | 11 | 0.00011416 | 0.00011453 | 0.00010205 | 0.00015987 | 0.00019685 | 0.00012637 | 0.00012733 | 0.00029034 | 0.00017509 | 0.00017142 | 0.00014221 | 0.00016788 | 0.00017274 | 0.00017941 | 0.0001997 | 0.00018963 | 5.5852e-05 | 0.00011021
7932 | 331 | 11 | 0.00011415 | 0.00011287 | 9.471e-05 | 0.0001602 | 0.00019637 | 0.00012867 | 0.00012641 | 0.00028187 | 0.00017089 | 0.00017408 | 0.00015626 | 0.00016917 | 0.00016991 | 0.00017256 | 0.00018853 | 0.00018961 | 6.5134e-05 | 0.00011021
7933 | 331 | 11 | 0.00011416 | 0.00011909 | 9.598e-05 | 0.00015687 | 0.00019131 | 0.00012813 | 0.00012513 | 0.00027975 | 0.00016967 | 0.00017282 | 0.00016542 | 0.00016381 | 0.00016544 | 0.00016887 | 0.00018635 | 0.00019008 | 8.0278e-05 | 0.00011021
7934 | 331 | 11 | 0.00011415 | 0.0001203 | 0.00010494 | 0.00016115 | 0.00019211 | 0.0001259 | 0.000124 | 0.00027551 | 0.00016487 | 0.00016979 | 0.00017011 | 0.00017907 | 0.00016882 | 0.0001608 | 0.00018308 | 0.00019027 | 3.0993e-05 | 0.00011021
7935 | 331 | 11 | 0.00011416 | 0.0001138 | 9.366e-05 | 0.00015757 | 0.00020237 | 0.00012247 | 0.0001237 | 0.00027339 | 0.00017606 | 0.00016857 | 0.00016978 | 0.00018458 | 0.00016746 | 0.00015274 | 0.00018674 | 0.00019029 | 1.7792e-05 | 0.00011021
7936 | 331 | 11 | 0.00011415 | 0.00012306 | 0.00010091 | 0.00016111 | 0.00020106 | 0.00012153 | 0.00012401 | 0.00027975 | 0.00018241 | 0.00016793 | 0.00016607 | 0.00019714 | 0.00015162 | 0.00010916 | 0.00020123 | 0.00019029 | 0 | 0.00011021
7937 | 331 | 11 | 0.00011416 | 0.00011883 | 9.069e-05 | 0.00016166 | 0.00019027 | 0.00012222 | 0.00012847 | 0.00028398 | 0.00019368 | 0.00016198 | 0.00015231 | 0.00021416 | 0.00015873 | 0.00010676 | 0.00020538 | 0.00019029 | 0 | 0.00011021
7938 | 331 | 11 | 0.00011415 | 0.00011699 | 9.611e-05 | 0.00016365 | 0.0001904 | 0.00013056 | 0.00013683 | 0.00028399 | 0.00020943 | 0.00015916 | 0.00013897 | 0.00020475 | 0.00015918 | 0.00011678 | 0.00020814 | 0.00019029 | 0 | 0.00011021
7939 | 331 | 11 | 0.00011416 | 0.00011387 | 9.985e-05 | 0.00010426 | 0.00013772 | 0.00013159 | 0.00013386 | 0.00028822 | 0.00020537 | 0.00015861 | 0.00012969 | 0.00016619 | 0.00013583 | 0.00010781 | 0.00020982 | 0.00019029 | 0 | 0.00011021
7940 | 331 | 11 | 0.00011415 | 0.00011626 | 0.00010487 | 0.00011242 | 0.00013726 | 0.00012623 | 0.00012888 | 0.00028822 | 0.00017499 | 0.00015043 | 0.00012076 | 0.00012848 | 0.00011408 | 0.0001012 | 0.00021109 | 0.00019029 | 0 | 0.00011021
7941 | 331 | 11 | 0.00011416 | 0.00011564 | 8.905e-05 | 6.113e-05 | 6.866e-05 | 0.00012103 | 0.00012304 | 0.00029247 | 0.00013966 | 0.00013506 | 0.00011295 | 8.545e-05 | 8.687e-05 | 8.888e-05 | 0.00021183 | 0.00019029 | 0 | 0.00011021
7942 | 331 | 11 | 0.00011415 | 0.00011994 | 0.00010284 | 6.308e-05 | 6.592e-05 | 0.00011581 | 0.00011726 | 0.00029671 | 9.833e-05 | 0.00011374 | 0.00010553 | 8.765e-05 | 8.764e-05 | 8.829e-05 | 0.00021226 | 0.00019029 | 0 | 0.00011021
7943 | 331 | 11 | 0.00011416 | 0.00011893 | 9.745e-05 | 6.261e-05 | 7.005e-05 | 0.00011654 | 0.00011168 | 0.00029883 | 9.094e-05 | 9.912e-05 | 9.979e-05 | 7.831e-05 | 7.243e-05 | 6.716e-05 | 0.00021236 | 0.00019029 | 0 | 0.00011021
7944 | 331 | 11 | 0.00011415 | 0.00011158 | 0.00010289 | 5.687e-05 | 7.487e-05 | 0.00011782 | 0.00010554 | 0.00031365 | 8.107e-05 | 8.63e-05 | 9.063e-05 | 6.226e-05 | 6.015e-05 | 5.836e-05 | 0.00021234 | 0.00019029 | 0 | 0.00011021
7945 | 332 | 11 | 0.00011416 | 0.00011844 | 0.00010466 | 5.329e-05 | 7.131e-05 | 0.00011257 | 0.0001002 | 0.00034545 | 6.64e-05 | 7.394e-05 | 8.112e-05 | 5.442e-05 | 5.384e-05 | 5.342e-05 | 0.00021239 | 0.00019021 | 0 | 0.0001123
7946 | 332 | 11 | 0.00011415 | 0.00011303 | 0.00011034 | 5.43e-05 | 6.539e-05 | 0.0001067 | 9.606e-05 | 0.0003624 | 5.746e-05 | 6.375e-05 | 7.203e-05 | 1.849e-05 | 3.75e-05 | 5.581e-05 | 0.00021237 | 0.00019029 | 0 | 0.0001123
7947 | 332 | 11 | 0.00011416 | 0.00011471 | 0.00012061 | 5.95e-05 | 7.308e-05 | 0.00010086 | 9.309e-05 | 0.00034756 | 2.727e-05 | 5.199e-05 | 6.537e-05 | 1.305e-05 | 3.761e-05 | 6.13e-05 | 0.00021235 | 0.00019017 | 0 | 0.0001123
7948 | 332 | 11 | 0.00011415 | 0.00010949 | 0.0001102 | 5.747e-05 | 7.696e-05 | 9.895e-05 | 9.138e-05 | 0.00033697 | 1.692e-05 | 4.4e-05 | 6.173e-05 | 1.301e-05 | 4.689e-05 | 7.975e-05 | 0.00021199 | 0.0001901 | 0 | 0.0001123
7949 | 332 | 11 | 0.00011416 | 0.00010871 | 0.00011117 | 5.303e-05 | 6.845e-05 | 9.793e-05 | 9.08e-05 | 0.00032849 | 1.412e-05 | 4.325e-05 | 6.414e-05 | 1.878e-05 | 5.711e-05 | 9.443e-05 | 0.00021138 | 0.00019026 | 0 | 0.0001123
7950 | 332 | 11 | 0.00011415 | 0.00011253 | 0.00012111 | 0.00011209 | 0.00013258 | 9.878e-05 | 9.156e-05 | 0.00031578 | 1.762e-05 | 4.84e-05 | 7.091e-05 | 4.589e-05 | 7.628e-05 | 0.00010621 | 0.00021134 | 0.00019029 | 0 | 0.0001123
7951 | 332 | 11 | 0.00011416 | 0.00011768 | 0.00010053 | 0.00011494 | 0.00013171 | 0.00010055 | 9.37e-05 | 0.00030306 | 3.952e-05 | 5.989e-05 | 8.048e-05 | 0.00012424 | 0.00011796 | 0.000113 | 0.00021215 | 0.00019029 | 0 | 0.0001123
7952 | 332 | 11 | 0.00011415 | 0.00011213 | 0.00011666 | 0.00016033 | 0.00019537 | 0.00010286 | 9.777e-05 | 0.00028611 | 0.00010499 | 8.374e-05 | 9.076e-05 | 0.00022166 | 0.00017781 | 0.00013736 | 0.00021106 | 0.00019029 | 0 | 0.0001123
7953 | 332 | 11 | 0.00011416 | 0.00010969 | 0.00011647 | 0.00016306 | 0.00019829 | 0.00010691 | 0.00010379 | 0.00027551 | 0.0001942 | 0.00012378 | 0.00010469 | 0.00021197 | 0.00019287 | 0.00017663 | 0.00020914 | 0.00019029 | 8.3604e-05 | 0.0001123
7954 | 332 | 11 | 0.00011415 | 0.00011322 | 9.909e-05 | 0.000157 | 0.00019417 | 0.00011369 | 0.00010986 | 0.00025431 | 0.00020572 | 0.00015881 | 0.00012468 | 0.00016934 | 0.00017561 | 0.00018368 | 0.00020819 | 0.00019024 | 0.00032676 | 0.0001123
7955 | 332 | 11 | 0.00011416 | 0.00011107 | 0.0001058 | 0.00016611 | 0.00019331 | 0.0001184 | 0.00011361 | 0.0002416 | 0.00017745 | 0.00017294 | 0.0001431 | 0.00016798 | 0.00017284 | 0.00017952 | 0.00020366 | 0.00019004 | 0.00044744 | 0.0001123
7956 | 332 | 11 | 0.00011415 | 0.00011601 | 0.00010514 | 0.00016515 | 0.00019717 | 0.00012171 | 0.00011505 | 0.00021193 | 0.00017146 | 0.00017534 | 0.00015717 | 0.00017073 | 0.00017148 | 0.00017416 | 0.00017869 | 0.00018853 | 0.00042944 | 0.0001123
7957 | 332 | 11 | 0.00011416 | 0.00011701 | 0.00012068 | 0.00015877 | 0.00019196 | 0.00012291 | 0.00011542 | 0.00019922 | 0.00017108 | 0.00017408 | 0.00016657 | 0.00016287 | 0.0001645 | 0.00016791 | 0.00018804 | 0.00018907 | 0.0003458 | 0.0001123
7958 | 332 | 11 | 0.00011415 | 0.00010788 | 0.0001098 | 0.00016581 | 0.0002013 | 0.00011851 | 0.00011498 | 0.00020133 | 0.00016444 | 0.00017026 | 0.0001709 | 0.00017989 | 0.00016959 | 0.00016153 | 0.00020108 | 0.00018997 | 0.0003985 | 0.0001123
7959 | 332 | 11 | 0.00011416 | 0.00011405 | 0.00011537 | 0.00015919 | 0.00020288 | 0.00011397 | 0.00011501 | 0.00022041 | 0.00017664 | 0.00016894 | 0.0001705 | 0.00018616 | 0.00016888 | 0.00015404 | 0.00020171 | 0.00019023 | 7.8929e-05 | 0.0001123
7960 | 332 | 11 | 0.00011415 | 0.00010942 | 0.0001026 | 0.0001663 | 0.00020023 | 0.00011334 | 0.00011513 | 0.00024584 | 0.00018374 | 0.00016868 | 0.00016681 | 0.00019653 | 0.00015115 | 0.00010882 | 0.00020416 | 0.00019029 | 0 | 0.0001123
7961 | 332 | 11 | 0.00011416 | 0.00011426 | 0.00010285 | 0.00016177 | 0.00019829 | 0.00011671 | 0.00011988 | 0.00023948 | 0.00019347 | 0.0001624 | 0.00015279 | 0.00021623 | 0.00016026 | 0.0001078 | 0.0002091 | 0.00019029 | 0 | 0.0001123
7962 | 332 | 11 | 0.00011415 | 0.0001092 | 0.00011883 | 0.00015759 | 0.0001967 | 0.00012584 | 0.00013066 | 0.00026703 | 0.00021105 | 0.00015988 | 0.0001395 | 0.00020607 | 0.00016021 | 0.00011754 | 0.00021177 | 0.00019029 | 0 | 0.0001123
7963 | 332 | 11 | 0.00011416 | 0.00011275 | 0.00010161 | 0.00010407 | 0.00012657 | 0.00012894 | 0.00012888 | 0.00024584 | 0.00020672 | 0.00015952 | 0.0001303 | 0.00016552 | 0.00013529 | 0.00010738 | 0.0002124 | 0.00019024 | 0 | 0.0001123
7964 | 332 | 11 | 0.00011415 | 0.00010756 | 0.00012099 | 0.00011134 | 0.00012731 | 0.00012673 | 0.0001258 | 0.00027127 | 0.00017476 | 0.00015088 | 0.00012116 | 0.00012836 | 0.00011397 | 0.00010111 | 0.00021245 | 0.00018983 | 0 | 0.0001123
7965 | 332 | 11 | 0.00011416 | 0.00011592 | 0.00011408 | 6.128e-05 | 6.999e-05 | 0.00012234 | 0.0001218 | 0.00027339 | 0.00013957 | 0.00013516 | 0.0001132 | 8.446e-05 | 8.586e-05 | 8.784e-05 | 0.00021245 | 0.00018902 | 0 | 0.0001123
7966 | 332 | 11 | 0.00011415 | 0.00011815 | 0.00011338 | 6.251e-05 | 6.373e-05 | 0.00011704 | 0.00011607 | 0.00027763 | 9.753e-05 | 0.00011336 | 0.00010547 | 8.697e-05 | 8.696e-05 | 8.761e-05 | 0.00021245 | 0.00019017 | 0 | 0.0001123
7967 | 332 | 11 | 0.00011416 | 0.00011124 | 0.00011627 | 6.332e-05 | 6.465e-05 | 0.00011728 | 0.00010955 | 0.00025643 | 9.023e-05 | 9.853e-05 | 9.949e-05 | 7.795e-05 | 7.21e-05 | 6.685e-05 | 0.00021245 | 0.00019028 | 0 | 0.0001123
7968 | 332 | 11 | 0.00011415 | 0.00011812 | 0.00011095 | 5.255e-05 | 7.081e-05 | 0.00011686 | 0.00010216 | 0.00025856 | 8.064e-05 | 8.574e-05 | 9.023e-05 | 6.315e-05 | 6.101e-05 | 5.919e-05 | 0.00021245 | 0.00019022 | 0 | 0.0001123
7969 | 333 | 11 | 0.00011416 | 0.00011239 | 0.00012466 | 5.962e-05 | 6.663e-05 | 0.00011009 | 9.735e-05 | 0.00026279 | 6.698e-05 | 7.392e-05 | 8.094e-05 | 5.439e-05 | 5.381e-05 | 5.338e-05 | 0.00021245 | 0.00019029 | 0 | 0.0001149
7970 | 333 | 11 | 0.00011415 | 0.0001179 | 0.00011796 | 5.235e-05 | 7.517e-05 | 0.00010508 | 9.44e-05 | 0.00025856 | 5.753e-05 | 6.388e-05 | 7.19e-05 | 1.868e-05 | 3.788e-05 | 5.638e-05 | 0.00021245 | 0.00019029 | 0 | 0.0001149
7971 | 333 | 11 | 0.00011416 | 0.00012007 | 0.00011969 | 6.175e-05 | 6.977e-05 | 0.000101 | 9.31e-05 | 0.00026491 | 2.745e-05 | 5.222e-05 | 6.545e-05 | 1.322e-05 | 3.811e-05 | 6.212e-05 | 0.00021245 | 0.00019028 | 0 | 0.0001149
7972 | 333 | 11 | 0.00011415 | 0.00011551 | 0.00011813 | 6.339e-05 | 6.578e-05 | 0.00010035 | 9.301e-05 | 0.00028186 | 1.71e-05 | 4.436e-05 | 6.204e-05 | 1.317e-05 | 4.746e-05 | 8.072e-05 | 0.00021245 | 0.00019029 | 0 | 0.0001149
7973 | 333 | 11 | 0.00011416 | 0.00011148 | 0.00012835 | 5.301e-05 | 6.626e-05 | 0.00010195 | 9.416e-05 | 0.00029034 | 1.428e-05 | 4.372e-05 | 6.468e-05 | 1.878e-05 | 5.713e-05 | 9.446e-05 | 0.00021245 | 0.00019029 | 0 | 0.0001149
7974 | 333 | 11 | 0.00011415 | 0.00011294 | 0.00013076 | 0.00011203 | 0.00013332 | 0.0001091 | 9.91e-05 | 0.00029246 | 1.766e-05 | 4.872e-05 | 7.14e-05 | 4.628e-05 | 7.694e-05 | 0.00010713 | 0.00021245 | 0.00019029 | 0 | 0.0001149
7975 | 333 | 11 | 0.00011416 | 0.0001116 | 0.00011463 | 0.00011512 | 0.00012578 | 0.00012406 | 0.00011233 | 0.00028187 | 3.984e-05 | 6.029e-05 | 8.11e-05 | 0.00012333 | 0.0001171 | 0.00011217 | 0.00021244 | 0.00019029 | 0 | 0.0001149
7976 | 333 | 11 | 0.00011415 | 0.00011046 | 0.00012275 | 0.00016632 | 0.00019428 | 0.00013654 | 0.00013233 | 0.00030518 | 0.00010434 | 8.372e-05 | 9.107e-05 | 0.00022134 | 0.00017755 | 0.00013716 | 0.00021242 | 0.00019029 | 0 | 0.0001149
7977 | 333 | 11 | 0.00011416 | 0.00011546 | 0.00013265 | 0.00016483 | 0.00019855 | 0.00013771 | 0.00014192 | 0.00030306 | 0.00019383 | 0.00012355 | 0.00010484 | 0.00021395 | 0.00019467 | 0.00017828 | 0.00021242 | 0.00019029 | 2.0176e-05 | 0.0001149
7978 | 333 | 11 | 0.00011415 | 0.00011706 | 0.00011537 | 0.0001619 | 0.00019885 | 0.00013853 | 0.00014368 | 0.00024796 | 0.00020717 | 0.00015926 | 0.00012508 | 0.00016923 | 0.00017549 | 0.00018356 | 0.00021244 | 0.00019029 | 7.1514e-05 | 0.0001149
7979 | 333 | 11 | 0.00011416 | 0.00011074 | 0.0001211 | 0.00016012 | 0.00019298 | 0.00013673 | 0.00014202 | 0.00020557 | 0.00017763 | 0.0001734 | 0.0001434 | 0.00016736 | 0.0001722 | 0.00017886 | 0.00021244 | 0.00019029 | 7.2481e-05 | 0.0001149
7980 | 333 | 11 | 0.00011415 | 0.00011128 | 0.00012177 | 0.00016383 | 0.00019643 | 0.00013582 | 0.00014055 | 0.00020134 | 0.00017105 | 0.00017538 | 0.00015724 | 0.00017003 | 0.00017078 | 0.00017344 | 0.00021244 | 0.00019029 | 2.3137e-05 | 0.0001149
7981 | 333 | 11 | 0.00011416 | 0.00012074 | 0.00013091 | 0.00015882 | 0.00019666 | 0.0001324 | 0.00013808 | 0.00019073 | 0.00017047 | 0.00017372 | 0.00016647 | 0.00016246 | 0.00016408 | 0.00016748 | 0.00021245 | 0.00019029 | 3.9605e-05 | 0.0001149
7982 | 333 | 11 | 0.00011415 | 0.00011559 | 0.00011284 | 0.0001673 | 0.00019701 | 0.00013217 | 0.00013849 | 0.00019922 | 0.00016398 | 0.0001698 | 0.00017068 | 0.00017897 | 0.00016873 | 0.00016071 | 0.00021245 | 0.00019021 | 4.6927e-05 | 0.0001149
7983 | 333 | 11 | 0.00011416 | 0.00011379 | 0.00011303 | 0.00016588 | 0.00018753 | 0.00013162 | 0.00013929 | 0.00020557 | 0.00017582 | 0.00016833 | 0.00017006 | 0.00018458 | 0.00016745 | 0.00015274 | 0.00021245 | 0.00017813 | 1.9548e-05 | 0.0001149
7984 | 333 | 11 | 0.00011415 | 0.00010971 | 0.0001291 | 0.00016266 | 0.0001943 | 0.00013412 | 0.00014141 | 0.000231 | 0.00018234 | 0.00016772 | 0.00016612 | 0.00019935 | 0.00015332 | 0.00011038 | 0.00021245 | 0.00016712 | 0 | 0.0001149
7985 | 333 | 11 | 0.00011416 | 0.00010998 | 0.00013276 | 0.00016744 | 0.00019993 | 0.00013758 | 0.00014615 | 0.00025855 | 0.00019537 | 0.00016248 | 0.00015252 | 0.00021597 | 0.00016007 | 0.00010767 | 0.00021245 | 0.00014997 | 0 | 0.0001149
7986 | 333 | 11 | 0.00011415 | 0.00011939 | 0.00013077 | 0.00015872 | 0.00018922 | 0.00014784 | 0.00015536 | 0.0002522 | 0.00021117 | 0.00016016 | 0.00013931 | 0.00020835 | 0.00016198 | 0.00011884 | 0.00021245 | 0.00010108 | 0 | 0.0001149
7987 | 333 | 11 | 0.00011416 | 0.00011914 | 0.00012102 | 0.00010439 | 0.00013661 | 0.00014843 | 0.00014978 | 0.00026491 | 0.00020857 | 0.00016036 | 0.00013049 | 0.0001644 | 0.00013437 | 0.00010665 | 0.00021245 | 0.0001168 | 0 | 0.0001149
7988 | 333 | 11 | 0.00011415 | 0.000112 | 0.0001295 | 0.00010665 | 0.00012835 | 0.00014246 | 0.00014525 | 0.00026703 | 0.00017427 | 0.00015122 | 0.00012127 | 0.00012981 | 0.00011527 | 0.00010225 | 0.00021245 | 0.00018407 | 0 | 0.0001149
7989 | 333 | 11 | 0.00011416 | 0.00011269 | 0.00012515 | 5.602e-05 | 6.336e-05 | 0.00013636 | 0.00013825 | 0.00023736 | 0.00014065 | 0.00013569 | 0.0001136 | 8.565e-05 | 8.706e-05 | 8.908e-05 | 0.00021245 | 0.00018987 | 0 | 0.0001149
7990 | 333 | 11 | 0.00011415 | 0.00011667 | 0.00011148 | 5.306e-05 | 6.637e-05 | 0.0001294 | 0.00012987 | 0.00024584 | 9.866e-05 | 0.0001142 | 0.00010608 | 8.695e-05 | 8.694e-05 | 8.758e-05 | 0.00021245 | 0.00018897 | 0 | 0.0001149
7991 | 333 | 11 | 0.00011416 | 0.00011489 | 0.00011985 | 5.333e-05 | 7.536e-05 | 0.00012956 | 0.00012018 | 0.00026915 | 9.044e-05 | 9.914e-05 | 0.00010003 | 7.866e-05 | 7.276e-05 | 6.746e-05 | 0.00021245 | 0.00018691 | 0 | 0.0001149
7992 | 333 | 11 | 0.00011415 | 0.00011539 | 0.00012449 | 6.196e-05 | 7.108e-05 | 0.0001295 | 0.00011152 | 0.00026915 | 8.128e-05 | 8.63e-05 | 9.078e-05 | 6.271e-05 | 6.059e-05 | 5.877e-05 | 0.00021245 | 0.0001867 | 0 | 0.0001149
7993 | 334 | 11 | 0.00011416 | 0.00011474 | 0.00012067 | 6.326e-05 | 6.933e-05 | 0.0001232 | 0.00010505 | 0.00027127 | 6.677e-05 | 7.411e-05 | 8.13e-05 | 5.405e-05 | 5.347e-05 | 5.305e-05 | 0.00021245 | 0.00018673 | 0 | 0.00012401
7994 | 334 | 11 | 0.00011415 | 0.00011551 | 0.00011414 | 5.663e-05 | 7.185e-05 | 0.00011718 | 0.00010058 | 0.00026279 | 5.724e-05 | 6.379e-05 | 7.206e-05 | 1.86e-05 | 3.772e-05 | 5.613e-05 | 0.00021245 | 0.00018859 | 0 | 0.00012401
7995 | 334 | 11 | 0.00011416 | 0.00011227 | 0.00011767 | 5.281e-05 | 6.817e-05 | 0.00011345 | 9.817e-05 | 0.00027975 | 2.733e-05 | 5.203e-05 | 6.544e-05 | 1.308e-05 | 3.77e-05 | 6.145e-05 | 0.00021245 | 0.00018892 | 0 | 0.00012401
7996 | 334 | 11 | 0.00011415 | 0.00011474 | 0.00011909 | 6.014e-05 | 7.238e-05 | 0.00011187 | 9.772e-05 | 0.00030306 | 1.695e-05 | 4.408e-05 | 6.184e-05 | 1.298e-05 | 4.676e-05 | 7.952e-05 | 0.00021245 | 0.00018958 | 0 | 0.00012401
7997 | 334 | 11 | 0.00011416 | 0.00010817 | 0.00011761 | 5.592e-05 | 7.585e-05 | 0.00011295 | 9.883e-05 | 0.00030518 | 1.409e-05 | 4.326e-05 | 6.417e-05 | 1.863e-05 | 5.665e-05 | 9.367e-05 | 0.00021243 | 0.00019 | 0 | 0.00012401
7998 | 334 | 11 | 0.00011415 | 0.00011326 | 0.00010252 | 0.00011281 | 0.00013258 | 0.00011874 | 0.00010318 | 0.00029246 | 1.75e-05 | 4.821e-05 | 7.076e-05 | 4.665e-05 | 7.755e-05 | 0.00010799 | 0.00021243 | 0.00018994 | 0 | 0.00012401
7999 | 334 | 11 | 0.00011416 | 0.00011499 | 0.00012199 | 0.00010455 | 0.0001357 | 0.00013156 | 0.00011638 | 0.00027127 | 4.009e-05 | 6.018e-05 | 8.073e-05 | 0.00012244 | 0.00011625 | 0.00011136 | 0.00021235 | 0.00019016 | 0 | 0.00012401
8000 | 334 | 11 | 0.00011415 | 0.00011294 | 0.00011349 | 0.00015687 | 0.00020067 | 0.00014387 | 0.00013569 | 0.00026703 | 0.00010369 | 8.345e-05 | 9.062e-05 | 0.00021931 | 0.00017592 | 0.0001359 | 0.0002113 | 0.00018948 | 0 | 0.00012401
8001 | 334 | 11 | 0.00011416 | 0.00011477 | 0.00010937 | 0.00016118 | 0.00018873 | 0.0001459 | 0.00014484 | 0.00026491 | 0.00019213 | 0.00012274 | 0.00010423 | 0.00021262 | 0.00019346 | 0.00017717 | 0.00020583 | 0.00018738 | 1.9845e-05 | 0.00012401
8002 | 334 | 11 | 0.00011415 | 0.00010785 | 0.00010578 | 0.00016096 | 0.0002023 | 0.00014414 | 0.00014683 | 0.00024372 | 0.00020579 | 0.00015816 | 0.00012437 | 0.00016845 | 0.00017468 | 0.00018271 | 0.00019543 | 0.00018301 | 6.6551e-05 | 0.00012401
8003 | 334 | 11 | 0.00011416 | 0.00010974 | 0.0001035 | 0.00016498 | 0.00018872 | 0.00014183 | 0.00014563 | 0.00023312 | 0.0001767 | 0.00017234 | 0.00014262 | 0.00016653 | 0.00017135 | 0.00017797 | 0.000185 | 0.00018126 | 0.00011897 | 0.00012401
8004 | 334 | 11 | 0.00011415 | 0.00011415 | 0.00011214 | 0.00015735 | 0.00020175 | 0.00014144 | 0.00014333 | 0.00020982 | 0.00017017 | 0.00017442 | 0.00015638 | 0.00017217 | 0.00017293 | 0.00017562 | 0.00016462 | 0.0001872 | 2.4935e-05 | 0.00012401
8005 | 334 | 11 | 0.00011416 | 0.00011368 | 0.00010271 | 0.00016227 | 0.00020017 | 0.00013755 | 0.00014058 | 0.00021405 | 0.00017195 | 0.00017391 | 0.00016624 | 0.00016386 | 0.00016549 | 0.00016892 | 0.00017155 | 0.00018239 | 3.6126e-05 | 0.00012401
8006 | 334 | 11 | 0.00011415 | 0.00011384 | 0.00010745 | 0.00015793 | 0.00019263 | 0.00013735 | 0.00014059 | 0.00022889 | 0.00016533 | 0.00017074 | 0.00017093 | 0.00017723 | 0.00016708 | 0.00015914 | 0.00018275 | 0.0001769 | 2.6836e-05 | 0.00012401
8007 | 334 | 11 | 0.00011416 | 0.00011254 | 0.00011891 | 0.00015624 | 0.00018944 | 0.00013655 | 0.00014129 | 0.00023948 | 0.00017475 | 0.0001685 | 0.00017007 | 0.00018288 | 0.00016591 | 0.00015133 | 0.00018226 | 0.00018169 | 1.8131e-05 | 0.00012401
8008 | 334 | 11 | 0.00011415 | 0.00011219 | 0.00011252 | 0.00016028 | 0.00019424 | 0.00013876 | 0.00014347 | 0.00023949 | 0.00018087 | 0.00016703 | 0.0001659 | 0.00019843 | 0.00015261 | 0.00010988 | 0.00018827 | 0.00018125 | 0 | 0.00012401
8009 | 334 | 11 | 0.00011416 | 0.00010744 | 0.00011395 | 0.00016617 | 0.0001961 | 0.00014313 | 0.00014827 | 0.00024584 | 0.00019435 | 0.00016158 | 0.00015222 | 0.00021387 | 0.00015851 | 0.00010662 | 0.00020422 | 0.00014263 | 0 | 0.00012401
8010 | 334 | 11 | 0.00011415 | 0.00010972 | 0.00010114 | 0.0001579 | 0.0001959 | 0.00015264 | 0.00015664 | 0.00025008 | 0.00020927 | 0.00015901 | 0.00013872 | 0.00020823 | 0.00016189 | 0.00011878 | 0.0002103 | 0.00011028 | 0 | 0.00012401
8011 | 334 | 11 | 0.00011416 | 0.00011049 | 0.00011549 | 0.00011338 | 0.00013545 | 0.00015298 | 0.00015118 | 0.00025431 | 0.00020808 | 0.00015952 | 0.00012989 | 0.00016389 | 0.00013395 | 0.00010632 | 0.00021245 | 0.00010627 | 0 | 0.00012401
8012 | 334 | 11 | 0.00011415 | 0.00010589 | 0.00011941 | 0.00011285 | 0.0001273 | 0.00014747 | 0.00014642 | 0.00025008 | 0.00017373 | 0.00015062 | 0.0001207 | 0.00012982 | 0.00011528 | 0.00010226 | 0.00021245 | 0.00012903 | 0 | 0.00012401
8013 | 334 | 11 | 0.00011416 | 0.00010686 | 0.00012246 | 5.264e-05 | 7.482e-05 | 0.00014111 | 0.00014013 | 0.0002522 | 0.00014053 | 0.00013538 | 0.00011318 | 8.43e-05 | 8.569e-05 | 8.767e-05 | 0.00021245 | 0.00016113 | 0 | 0.00012401
8014 | 334 | 11 | 0.00011415 | 0.00010963 | 0.00012029 | 5.732e-05 | 7.447e-05 | 0.00013411 | 0.00013174 | 0.00025643 | 9.758e-05 | 0.00011357 | 0.00010549 | 8.807e-05 | 8.806e-05 | 8.871e-05 | 0.00021243 | 0.00018028 | 0 | 0.00012401
8015 | 334 | 11 | 0.00011416 | 0.00010686 | 0.0001219 | 5.651e-05 | 7.448e-05 | 0.00013471 | 0.00012188 | 0.00026279 | 9.111e-05 | 9.904e-05 | 9.983e-05 | 7.774e-05 | 7.191e-05 | 6.667e-05 | 0.00021069 | 0.00018604 | 0 | 0.00012401
8016 | 334 | 11 | 0.00011415 | 0.00011479 | 0.00010561 | 6.186e-05 | 6.525e-05 | 0.00013335 | 0.00011325 | 0.00026704 | 8.066e-05 | 8.609e-05 | 9.05e-05 | 6.304e-05 | 6.091e-05 | 5.909e-05 | 0.00020705 | 0.00017901 | 0 | 0.00012401
8017 | 335 | 12 | 0.00011416 | 0.00011478 | 0.00011936 | 5.214e-05 | 4.366e-05 | 0.000127 | 0.00010638 | 0.00027551 | 6.693e-05 | 7.404e-05 | 8.116e-05 | 6.823e-05 | 6.075e-05 | 5.358e-05 | 0.00018949 | 0.00016782 | 0 | 0.00012818
8018 | 335 | 12 | 0.00011415 | 0.00012096 | 0.00010941 | 5.401e-05 | 3.859e-05 | 0.00012046 | 0.00010218 | 0.00028399 | 6.833e-05 | 6.64e-05 | 7.209e-05 | 3.503e-05 | 4.613e-05 | 5.654e-05 | 0.0001651 | 0.00016605 | 0 | 0.00012818
8019 | 335 | 12 | 0.00011416 | 0.00012357 | 0.00011389 | 5.807e-05 | 4.676e-05 | 0.00011601 | 0.00010004 | 0.00028611 | 4.227e-05 | 5.748e-05 | 6.562e-05 | 2.163e-05 | 4.235e-05 | 6.195e-05 | 0.00013665 | 0.00015966 | 0 | 0.00012818
8020 | 335 | 12 | 0.00011415 | 0.0001149 | 0.00011689 | 5.437e-05 | 3.928e-05 | 0.00011447 | 9.891e-05 | 0.00028611 | 2.68e-05 | 4.992e-05 | 6.211e-05 | 2.097e-05 | 5.135e-05 | 8.045e-05 | 0.00011366 | 0.00015266 | 0 | 0.00012818
8021 | 335 | 12 | 0.00011416 | 0.00012066 | 0.0001087 | 5.953e-05 | 4.574e-05 | 0.00011508 | 9.95e-05 | 0.00028611 | 2.272e-05 | 4.863e-05 | 6.465e-05 | 2.271e-05 | 5.85e-05 | 9.297e-05 | 8.9943e-05 | 0.00014743 | 0 | 0.00012818
8022 | 335 | 12 | 0.00011415 | 0.00012064 | 0.00011667 | 0.0001073 | 8.45e-05 | 0.00012001 | 0.00010388 | 0.00030306 | 2.264e-05 | 5.217e-05 | 7.103e-05 | 2.917e-05 | 6.855e-05 | 0.00010668 | 8.105e-05 | 0.00013867 | 0 | 0.00012818
8023 | 335 | 12 | 0.00011416 | 0.00012128 | 0.0001286 | 0.00011479 | 7.96e-05 | 0.00013323 | 0.00011581 | 0.0003073 | 2.764e-05 | 5.912e-05 | 8.063e-05 | 4.559e-05 | 7.898e-05 | 0.00011156 | 6.7844e-05 | 0.00012089 | 0 | 0.00012818
8024 | 335 | 12 | 0.00011415 | 0.00012032 | 0.00010976 | 0.00015841 | 0.00012305 | 0.00014662 | 0.00013534 | 0.00030306 | 4.149e-05 | 6.801e-05 | 9.051e-05 | 6.859e-05 | 0.00010314 | 0.00013733 | 5.1034e-05 | 0.0001028 | 0 | 0.00012818
8025 | 335 | 12 | 0.00011416 | 0.00011429 | 0.00012396 | 0.0001566 | 0.00011916 | 0.00014725 | 0.00014592 | 0.00029035 | 6.225e-05 | 8.286e-05 | 0.00010439 | 9.994e-05 | 0.00013799 | 0.00017631 | 4.6036e-05 | 8.2724e-05 | 2.9992e-05 | 0.00012818
8026 | 335 | 12 | 0.00011415 | 0.00011567 | 0.00012409 | 0.00016169 | 0.00012215 | 0.00014345 | 0.0001479 | 0.00027551 | 9.11e-05 | 0.00010647 | 0.0001243 | 0.0001301 | 0.00015607 | 0.00018312 | 4.0431e-05 | 6.6804e-05 | 1.4211e-05 | 0.00012818
8027 | 335 | 12 | 0.00011416 | 0.00011393 | 0.00012067 | 0.00016214 | 0.00012121 | 0.00014146 | 0.0001475 | 0.00026491 | 0.00012081 | 0.00013028 | 0.00014267 | 0.00013716 | 0.00015726 | 0.0001787 | 4.017e-05 | 5.9001e-05 | 5.0159e-05 | 0.00012818
8028 | 335 | 12 | 0.00011415 | 0.00011953 | 0.00012262 | 0.00015756 | 0.00012078 | 0.00014297 | 0.00014712 | 0.00025644 | 0.00013286 | 0.00014564 | 0.00015662 | 0.00013767 | 0.00015426 | 0.00017227 | 3.8134e-05 | 5.9202e-05 | 4.9752e-05 | 0.00012818
8029 | 335 | 12 | 0.00011416 | 0.00012078 | 0.000122 | 0.00015961 | 0.00012209 | 0.00013965 | 0.00014576 | 0.0002628 | 0.00013646 | 0.00015201 | 0.00016573 | 0.00013019 | 0.0001478 | 0.00016663 | 5.7713e-05 | 7.2658e-05 | 0.00010635 | 0.00012818
8030 | 335 | 12 | 0.00011415 | 0.00011571 | 0.00012506 | 0.00016372 | 0.00011599 | 0.00013907 | 0.00014568 | 0.00025856 | 0.00013165 | 0.00015165 | 0.0001699 | 0.00011397 | 0.00013766 | 0.00016211 | 8.1025e-05 | 8.5645e-05 | 3.2088e-05 | 0.00012818
8031 | 335 | 12 | 0.00011416 | 0.00011611 | 0.00011114 | 0.00016616 | 0.00012143 | 0.00013765 | 0.00014587 | 0.00026491 | 0.00011805 | 0.00014628 | 0.00016977 | 0.00012825 | 0.00013998 | 0.00015297 | 0.00010104 | 9.9997e-05 | 2.7209e-05 | 0.00012818
8032 | 335 | 12 | 0.00011415 | 0.0001195 | 0.00013019 | 0.00016231 | 0.00012364 | 0.00013911 | 0.00014641 | 0.00026916 | 0.0001264 | 0.00014252 | 0.00016601 | 0.00013502 | 0.00012154 | 0.00010986 | 0.00012788 | 0.00011874 | 0 | 0.00012818
8033 | 335 | 12 | 0.00011416 | 0.0001244 | 0.00010825 | 0.00015819 | 0.00012229 | 0.000142 | 0.00015035 | 0.00027975 | 0.00013285 | 0.00013412 | 0.0001524 | 0.00014026 | 0.00012239 | 0.00010652 | 0.00016049 | 0.00013716 | 0 | 0.00012818
8034 | 335 | 12 | 0.00011415 | 0.00012192 | 0.0001256 | 0.00016227 | 0.00011603 | 0.00015153 | 0.00015731 | 0.00027339 | 0.00013835 | 0.00012775 | 0.00013903 | 0.00014197 | 0.00012897 | 0.0001179 | 0.00018306 | 0.00015147 | 0 | 0.00012818
8035 | 335 | 12 | 0.00011416 | 0.00012346 | 0.00010784 | 0.00011448 | 7.931e-05 | 0.00015038 | 0.00015048 | 0.00027975 | 0.00014109 | 0.00012672 | 0.00013006 | 0.0001413 | 0.00012277 | 0.00010626 | 0.00020122 | 0.00015938 | 0 | 0.00012818
8036 | 335 | 12 | 0.00011415 | 0.00012121 | 0.0001109 | 0.00010979 | 8.32e-05 | 0.00014531 | 0.00014505 | 0.00028611 | 0.00014123 | 0.00012531 | 0.00012076 | 0.00014327 | 0.00012096 | 0.00010078 | 0.00020974 | 0.00016977 | 0 | 0.00012818
8037 | 335 | 12 | 0.00011416 | 0.00012327 | 0.00011445 | 5.877e-05 | 3.992e-05 | 0.00013889 | 0.00013801 | 0.00028187 | 0.00014285 | 0.0001234 | 0.00011282 | 8.506e-05 | 8.655e-05 | 8.855e-05 | 0.00021235 | 0.00018999 | 0 | 0.00012818
8038 | 335 | 12 | 0.00011415 | 0.00011874 | 0.0001114 | 5.332e-05 | 3.952e-05 | 0.00013133 | 0.00012969 | 0.00028187 | 9.774e-05 | 0.0001096 | 0.00010528 | 8.68e-05 | 8.685e-05 | 8.749e-05 | 0.00021242 | 0.00019029 | 0 | 0.00012818
8039 | 335 | 12 | 0.00011416 | 0.00012389 | 0.0001233 | 6.16e-05 | 4.56e-05 | 0.0001323 | 0.00012003 | 0.00029247 | 9.045e-05 | 9.772e-05 | 9.936e-05 | 8.406e-05 | 7.483e-05 | 6.629e-05 | 0.0002124 | 0.00019029 | 0 | 0.00012818
8040 | 335 | 12 | 0.00011415 | 0.00011736 | 0.00012637 | 6.248e-05 | 4.39e-05 | 0.00013058 | 0.00011147 | 0.00029458 | 8.57e-05 | 8.669e-05 | 9.003e-05 | 7.943e-05 | 6.892e-05 | 5.899e-05 | 0.00021229 | 0.00019029 | 0 | 0.00012818
8041 | 336 | 12 | 0.00011416 | 0.00010436 | 0.00011751 | 5.74e-05 | 1.451e-05 | 0.00012382 | 0.0001047 | 0.0002967 | 8.061e-05 | 7.779e-05 | 8.076e-05 | 6.811e-05 | 6.064e-05 | 5.348e-05 | 0.00021216 | 0.00019026 | 0 | 0.00012618
8042 | 336 | 12 | 0.00011415 | 0.00010528 | 0.00012291 | 5.77e-05 | 1.5e-05 | 0.00011902 | 0.00010052 | 0.00030094 | 7.098e-05 | 6.955e-05 | 7.179e-05 | 3.504e-05 | 4.614e-05 | 5.655e-05 | 0.00021156 | 0.00019025 | 0 | 0.00012618
8043 | 336 | 12 | 0.00011416 | 0.00010586 | 0.00011786 | 5.419e-05 | 1.385e-05 | 0.00011491 | 9.77e-05 | 0.0003073 | 4.32e-05 | 5.918e-05 | 6.539e-05 | 2.131e-05 | 4.174e-05 | 6.105e-05 | 0.00021092 | 0.00019027 | 0 | 0.00012618
8044 | 336 | 12 | 0.00011415 | 0.000115 | 0.00010955 | 5.37e-05 | 1.411e-05 | 0.00011212 | 9.687e-05 | 0.00030942 | 2.687e-05 | 5.04e-05 | 6.178e-05 | 2.079e-05 | 5.091e-05 | 7.976e-05 | 0.00021052 | 0.00019028 | 0 | 0.00012618
8045 | 336 | 12 | 0.00011416 | 0.00010503 | 0.00013153 | 5.332e-05 | 1.419e-05 | 0.00011268 | 9.71e-05 | 0.00030942 | 2.253e-05 | 4.854e-05 | 6.424e-05 | 2.284e-05 | 5.884e-05 | 9.351e-05 | 0.00021076 | 0.00019028 | 0 | 0.00012618
8046 | 336 | 12 | 0.00011415 | 0.00010668 | 0.00011058 | 0.00011497 | 2.798e-05 | 0.00011777 | 0.00010141 | 0.00030942 | 2.27e-05 | 5.211e-05 | 7.079e-05 | 2.943e-05 | 6.917e-05 | 0.00010764 | 0.0002101 | 0.00019028 | 0 | 0.00012618
8047 | 336 | 12 | 0.00011416 | 0.00010757 | 0.00012369 | 0.00010812 | 2.611e-05 | 0.00013174 | 0.00011389 | 0.00030942 | 2.785e-05 | 5.932e-05 | 8.067e-05 | 4.552e-05 | 7.884e-05 | 0.00011137 | 0.00020898 | 0.00019027 | 0 | 0.00012618
8048 | 336 | 12 | 0.00011415 | 0.00011505 | 0.00011962 | 0.00015749 | 4.095e-05 | 0.00014367 | 0.00013378 | 0.00030094 | 4.147e-05 | 6.817e-05 | 9.055e-05 | 6.847e-05 | 0.00010297 | 0.0001371 | 0.00020859 | 0.00019019 | 0 | 0.00012618
8049 | 336 | 12 | 0.00011416 | 0.00010801 | 0.00012603 | 0.00016706 | 3.895e-05 | 0.00014588 | 0.00014337 | 0.0002861 | 6.216e-05 | 8.288e-05 | 0.00010443 | 0.00010091 | 0.00013934 | 0.00017804 | 0.00020864 | 0.0001902 | 1.226e-05 | 0.00012618
8050 | 336 | 12 | 0.00011415 | 0.00010693 | 0.00011694 | 0.00015908 | 4.131e-05 | 0.00014666 | 0.00014644 | 0.00027127 | 9.185e-05 | 0.00010693 | 0.00012475 | 0.00012909 | 0.00015487 | 0.00018171 | 0.00020959 | 0.00019029 | 1.8165e-05 | 0.00012618
8051 | 336 | 12 | 0.00011416 | 0.0001057 | 0.00012333 | 0.00015727 | 4.022e-05 | 0.00014635 | 0.0001465 | 0.00025644 | 0.00012016 | 0.00013027 | 0.00014276 | 0.00013779 | 0.00015799 | 0.00017952 | 0.0002102 | 0.00019029 | 0.00013108 | 0.00012618
8052 | 336 | 12 | 0.00011415 | 0.00011507 | 0.00012237 | 0.0001626 | 3.952e-05 | 0.00014706 | 0.00014621 | 0.00023736 | 0.00013325 | 0.00014575 | 0.00015684 | 0.00014041 | 0.00015734 | 0.0001757 | 0.00020776 | 0.00019029 | 4.7003e-05 | 0.00012618
8053 | 336 | 12 | 0.00011416 | 0.00011389 | 0.00011734 | 0.00016692 | 4.03e-05 | 0.0001438 | 0.00014604 | 0.00022465 | 0.00013866 | 0.00015323 | 0.00016666 | 0.00013172 | 0.00014954 | 0.0001686 | 0.00020907 | 0.00019029 | 7.5739e-05 | 0.00012618
8054 | 336 | 12 | 0.00011415 | 0.0001096 | 0.00011818 | 0.00016308 | 4.066e-05 | 0.00014445 | 0.00014658 | 0.00022253 | 0.00013328 | 0.00015338 | 0.00017118 | 0.00011193 | 0.00013519 | 0.0001592 | 0.00020853 | 0.00019029 | 7.5375e-05 | 0.00012618
8055 | 336 | 12 | 0.00011416 | 0.00011214 | 0.0001108 | 0.00016675 | 4.002e-05 | 0.00014376 | 0.00014655 | 0.00022041 | 0.00011684 | 0.00014659 | 0.00017025 | 0.00012824 | 0.00013997 | 0.00015295 | 0.00020918 | 0.00019029 | 2.3391e-05 | 0.00012618
8056 | 336 | 12 | 0.00011415 | 0.00010689 | 0.00011362 | 0.00016027 | 4.011e-05 | 0.00014385 | 0.0001466 | 0.00021405 | 0.00012621 | 0.00014229 | 0.00016638 | 0.00013448 | 0.00012106 | 0.00010943 | 0.00020814 | 0.00019029 | 0 | 0.00012618
8057 | 336 | 12 | 0.00011416 | 0.00011485 | 0.00011797 | 0.00016345 | 4.092e-05 | 0.00014581 | 0.00015 | 0.00020982 | 0.00013236 | 0.00013372 | 0.00015251 | 0.00014018 | 0.00012233 | 0.00010646 | 0.00020833 | 0.00019029 | 0 | 0.00012618
8058 | 336 | 12 | 0.00011415 | 0.00010905 | 0.00012931 | 0.00016732 | 4.031e-05 | 0.00015077 | 0.00015506 | 0.0001971 | 0.00013817 | 0.00012745 | 0.00013891 | 0.00014077 | 0.00012788 | 0.00011691 | 0.00020863 | 0.00019029 | 0 | 0.00012618
8059 | 336 | 12 | 0.00011416 | 0.00010648 | 0.00012985 | 0.00010748 | 2.659e-05 | 0.00014999 | 0.00014961 | 0.0001971 | 0.00014012 | 0.00012615 | 0.00012963 | 0.00014313 | 0.00012435 | 0.00010764 | 0.00020947 | 0.00019029 | 0 | 0.00012618
8060 | 336 | 12 | 0.00011415 | 0.00010897 | 0.00011051 | 0.00010439 | 2.646e-05 | 0.00014339 | 0.00014469 | 0.00018651 | 0.00014245 | 0.00012544 | 0.00012069 | 0.00014437 | 0.00012189 | 0.00010155 | 0.00021034 | 0.00019029 | 0 | 0.00012618
8061 | 336 | 12 | 0.00011416 | 0.00011005 | 0.00011977 | 5.21e-05 | 1.428e-05 | 0.00013604 | 0.00013831 | 0.00020346 | 0.00014392 | 0.00012403 | 0.00011296 | 8.446e-05 | 8.594e-05 | 8.792e-05 | 0.00021096 | 0.00019029 | 0 | 0.00012618
8062 | 336 | 12 | 0.00011415 | 0.00011192 | 0.00011646 | 6.306e-05 | 1.57e-05 | 0.00012919 | 0.00012923 | 0.00020134 | 9.751e-05 | 0.0001099 | 0.00010535 | 8.803e-05 | 8.808e-05 | 8.874e-05 | 0.0002114 | 0.00019029 | 0 | 0.00012618
8063 | 336 | 12 | 0.00011416 | 0.00011119 | 0.00011722 | 5.829e-05 | 1.575e-05 | 0.00013042 | 0.00011929 | 0.00019286 | 9.141e-05 | 9.824e-05 | 9.973e-05 | 8.514e-05 | 7.58e-05 | 6.715e-05 | 0.00021151 | 0.00019029 | 0 | 0.00012618
8064 | 336 | 12 | 0.00011415 | 0.00011349 | 0.00011987 | 6.266e-05 | 1.322e-05 | 0.00012877 | 0.00011113 | 0.00020134 | 8.672e-05 | 8.744e-05 | 9.058e-05 | 7.905e-05 | 6.859e-05 | 5.871e-05 | 0.00021125 | 0.00019029 | 0 | 0.00012618
8065 | 337 | 12 | 0.00011416 | 0.00011502 | 8.729e-05 | 5.907e-05 | 7.155e-05 | 0.00012049 | 0.00010452 | 0.00019498 | 8.052e-05 | 7.821e-05 | 8.116e-05 | 5.437e-05 | 5.379e-05 | 5.337e-05 | 0.00020988 | 0.00018966 | 0 | 0.00012228
8066 | 337 | 12 | 0.00011415 | 0.00011331 | 9.079e-05 | 5.709e-05 | 6.737e-05 | 0.00011468 | 9.978e-05 | 0.00019286 | 6.029e-05 | 6.724e-05 | 7.207e-05 | 1.844e-05 | 3.782e-05 | 5.628e-05 | 0.0002092 | 0.00017777 | 0 | 0.00012228
8067 | 337 | 12 | 0.00011416 | 0.00011099 | 0.00010624 | 5.603e-05 | 7.485e-05 | 0.00011038 | 9.719e-05 | 0.00019709 | 2.819e-05 | 5.396e-05 | 6.553e-05 | 1.287e-05 | 3.78e-05 | 6.161e-05 | 0.0002074 | 0.00015466 | 0 | 0.00012228
8068 | 337 | 12 | 0.00011415 | 0.00010798 | 9.026e-05 | 5.717e-05 | 7.121e-05 | 0.00010781 | 9.629e-05 | 0.00019921 | 1.71e-05 | 4.495e-05 | 6.194e-05 | 1.294e-05 | 4.75e-05 | 8.079e-05 | 0.00020634 | 0.00014174 | 0 | 0.00012228
8069 | 337 | 12 | 0.00011416 | 0.00010691 | 8.784e-05 | 5.69e-05 | 6.76e-05 | 0.00010832 | 9.649e-05 | 0.00019286 | 1.403e-05 | 4.388e-05 | 6.456e-05 | 1.844e-05 | 5.673e-05 | 9.381e-05 | 0.00020893 | 0.00012923 | 0 | 0.00012228
8070 | 337 | 12 | 0.00011415 | 0.00011017 | 8.741e-05 | 0.00010669 | 0.00013737 | 0.00011377 | 0.00010089 | 0.00018226 | 1.734e-05 | 4.86e-05 | 7.114e-05 | 4.581e-05 | 7.624e-05 | 0.00010616 | 0.00020957 | 0.00011347 | 0 | 0.00012228
8071 | 337 | 12 | 0.00011416 | 0.00011468 | 9.851e-05 | 0.00011515 | 0.00012903 | 0.00012699 | 0.00011301 | 0.00018014 | 3.94e-05 | 5.989e-05 | 8.065e-05 | 0.00012422 | 0.00011756 | 0.00011261 | 0.00020918 | 0.000109 | 0 | 0.00012228
8072 | 337 | 12 | 0.00011415 | 0.0001077 | 9.156e-05 | 0.00016217 | 0.00018933 | 0.0001388 | 0.000132 | 0.00017379 | 0.00010495 | 8.357e-05 | 9.077e-05 | 0.00022252 | 0.0001777 | 0.00013728 | 0.00020956 | 0.00011743 | 0 | 0.00012228
8073 | 337 | 12 | 0.00011416 | 0.00010515 | 9.899e-05 | 0.00016189 | 0.00018707 | 0.00014303 | 0.00014239 | 0.00016107 | 0.00019486 | 0.00012359 | 0.00010464 | 0.0002116 | 0.00019168 | 0.00017555 | 0.00020955 | 0.000121 | 9.7909e-06 | 0.00012228
8074 | 337 | 12 | 0.00011415 | 0.00010539 | 0.00010908 | 0.00016079 | 0.00018692 | 0.00014358 | 0.00014536 | 0.00015259 | 0.00020555 | 0.00015826 | 0.00012435 | 0.00016996 | 0.00017555 | 0.00018362 | 0.00020989 | 0.00012287 | 2.3205e-05 | 0.00012228
8075 | 337 | 12 | 0.00011416 | 0.00010972 | 0.00010263 | 0.0001582 | 0.00019982 | 0.00014284 | 0.00014523 | 0.00014836 | 0.00017792 | 0.00017247 | 0.00014277 | 0.00016978 | 0.000174 | 0.00018073 | 0.00020934 | 0.00012746 | 8.5946e-05 | 0.00012228
8076 | 337 | 12 | 0.00011415 | 0.00010651 | 0.00010462 | 0.00015786 | 0.00019598 | 0.00014311 | 0.00014463 | 0.00014199 | 0.00017295 | 0.0001755 | 0.00015714 | 0.00017231 | 0.00017237 | 0.00017505 | 0.00018017 | 0.00014268 | 0.00037487 | 0.00012228
8077 | 337 | 12 | 0.00011416 | 0.00010793 | 8.878e-05 | 0.00016321 | 0.00019156 | 0.00014028 | 0.00014334 | 0.00014411 | 0.0001726 | 0.00017467 | 0.00016679 | 0.00016154 | 0.00016251 | 0.00016587 | 0.00019411 | 0.000164 | 0.00046109 | 0.00012228
8078 | 337 | 12 | 0.00011415 | 0.00011391 | 9.355e-05 | 0.00016362 | 0.00018822 | 0.00014023 | 0.00014336 | 0.00014623 | 0.00016373 | 0.00017002 | 0.00017071 | 0.00017821 | 0.00016732 | 0.00015936 | 0.00019255 | 0.00018108 | 0.00026843 | 0.00012228
8079 | 337 | 12 | 0.00011416 | 0.00011483 | 9.524e-05 | 0.00015713 | 0.00019474 | 0.0001386 | 0.00014246 | 0.00016531 | 0.00017524 | 0.00016772 | 0.00016988 | 0.00018695 | 0.0001689 | 0.00015406 | 0.00019357 | 0.00018869 | 0.00010443 | 0.00012228
8080 | 337 | 12 | 0.00011415 | 0.00011378 | 9.791e-05 | 0.00016562 | 0.00019764 | 0.00013742 | 0.00014198 | 0.00016107 | 0.00018408 | 0.00016766 | 0.00016623 | 0.00019756 | 0.00015129 | 0.00010893 | 0.00019005 | 0.00019016 | 0 | 0.00012228
8081 | 337 | 12 | 0.00011416 | 0.00010835 | 0.00010216 | 0.00016608 | 0.00018732 | 0.00013885 | 0.00014478 | 0.00015471 | 0.00019428 | 0.0001619 | 0.00015225 | 0.00021692 | 0.00016006 | 0.00010766 | 0.00019404 | 0.00019028 | 0 | 0.00012228
8082 | 337 | 12 | 0.00011415 | 0.00010603 | 0.00010956 | 0.00016405 | 0.00018884 | 0.00014435 | 0.0001507 | 0.00015684 | 0.00021174 | 0.00015962 | 0.000139 | 0.00020583 | 0.00015933 | 0.00011689 | 0.00019659 | 0.00019029 | 0 | 0.00012228
8083 | 337 | 12 | 0.00011416 | 0.00010572 | 0.00010403 | 0.00010847 | 0.00013707 | 0.00014245 | 0.00014533 | 0.00015471 | 0.0002067 | 0.00015908 | 0.00012981 | 0.00016646 | 0.00013551 | 0.00010756 | 0.00019921 | 0.00019029 | 0 | 0.00012228
8084 | 337 | 12 | 0.00011415 | 0.00011559 | 8.889e-05 | 0.00011249 | 0.00013002 | 0.00013607 | 0.00014044 | 0.00015047 | 0.00017551 | 0.00015062 | 0.00012087 | 0.0001294 | 0.00011451 | 0.00010158 | 0.00020798 | 0.00019029 | 0 | 0.00012228
8085 | 337 | 12 | 0.00011416 | 0.00011441 | 0.0001094 | 5.319e-05 | 6.689e-05 | 0.00013084 | 0.00013413 | 0.00016107 | 0.00014053 | 0.00013525 | 0.00011312 | 8.456e-05 | 8.578e-05 | 8.776e-05 | 0.00020999 | 0.00019029 | 0 | 0.00012228
8086 | 337 | 12 | 0.00011415 | 0.00010811 | 0.00010324 | 5.97e-05 | 6.649e-05 | 0.00012508 | 0.00012582 | 0.00015047 | 9.781e-05 | 0.00011348 | 0.00010545 | 8.708e-05 | 8.687e-05 | 8.752e-05 | 0.00021121 | 0.00019029 | 0 | 0.00012228
8087 | 337 | 12 | 0.00011416 | 0.00010597 | 0.00010226 | 5.648e-05 | 6.889e-05 | 0.00012695 | 0.00011779 | 0.00013776 | 9.04e-05 | 9.856e-05 | 9.949e-05 | 7.849e-05 | 7.247e-05 | 6.72e-05 | 0.00021216 | 0.00019029 | 0 | 0.00012228
8088 | 337 | 12 | 0.00011415 | 0.00011295 | 0.000101 | 5.71e-05 | 6.294e-05 | 0.00012608 | 0.0001113 | 0.00015047 | 8.11e-05 | 8.587e-05 | 9.033e-05 | 6.294e-05 | 6.076e-05 | 5.894e-05 | 0.00021166 | 0.00019029 | 0 | 0.00012228
8089 | 338 | 12 | 0.00011416 | 0.00011336 | 0.00014251 | 5.598e-05 | 7.319e-05 | 0.00011885 | 0.00010467 | 0.00015471 | 6.691e-05 | 7.395e-05 | 8.097e-05 | 5.402e-05 | 5.345e-05 | 5.303e-05 | 0.00021236 | 0.00019007 | 0 | 0.00011716
8090 | 338 | 12 | 0.00011415 | 0.00010914 | 0.00012753 | 5.76e-05 | 7.296e-05 | 0.00011255 | 0.00010002 | 0.00015047 | 5.724e-05 | 6.373e-05 | 7.184e-05 | 1.828e-05 | 3.748e-05 | 5.578e-05 | 0.00021244 | 0.00018948 | 0 | 0.00011716
8091 | 338 | 12 | 0.00011416 | 0.0001129 | 0.00014014 | 5.745e-05 | 6.832e-05 | 0.00010745 | 9.695e-05 | 0.0001526 | 2.708e-05 | 5.194e-05 | 6.525e-05 | 1.29e-05 | 3.791e-05 | 6.179e-05 | 0.00021245 | 0.00018802 | 0 | 0.00011716
8092 | 338 | 12 | 0.00011415 | 0.00012031 | 0.00013144 | 5.395e-05 | 6.458e-05 | 0.00010531 | 9.554e-05 | 0.00015259 | 1.677e-05 | 4.407e-05 | 6.178e-05 | 1.297e-05 | 4.764e-05 | 8.102e-05 | 0.00021245 | 0.00018457 | 0 | 0.00011716
8093 | 338 | 12 | 0.00011416 | 0.00011365 | 0.00012884 | 5.81e-05 | 7.311e-05 | 0.00010476 | 9.538e-05 | 0.0001759 | 1.405e-05 | 4.36e-05 | 6.449e-05 | 1.839e-05 | 5.657e-05 | 9.354e-05 | 0.00021245 | 0.00018951 | 0 | 0.00011716
8094 | 338 | 12 | 0.00011415 | 0.0001151 | 0.00013001 | 0.00010627 | 0.00013079 | 0.00010499 | 9.676e-05 | 0.00017167 | 1.73e-05 | 4.85e-05 | 7.105e-05 | 4.616e-05 | 7.681e-05 | 0.00010696 | 0.00021245 | 0.00018979 | 0 | 0.00011716
8095 | 338 | 12 | 0.00011416 | 0.00011405 | 0.00014186 | 0.00011287 | 0.00012821 | 0.00010917 | 0.00010127 | 0.00017167 | 3.967e-05 | 6.006e-05 | 8.077e-05 | 0.00012499 | 0.00011828 | 0.00011331 | 0.00021244 | 0.00019017 | 0 | 0.00011716
8096 | 338 | 12 | 0.00011415 | 0.00011415 | 0.00012239 | 0.0001573 | 0.00019385 | 0.00011341 | 0.00010953 | 0.00016531 | 0.0001056 | 8.4e-05 | 9.107e-05 | 0.00021917 | 0.00017503 | 0.00013521 | 0.0002114 | 0.00018992 | 0 | 0.00011716
8097 | 338 | 12 | 0.00011416 | 0.00010895 | 0.00013277 | 0.00016426 | 0.00018668 | 0.00012051 | 0.00011873 | 0.00016107 | 0.00019238 | 0.00012297 | 0.00010446 | 0.00021358 | 0.00019348 | 0.00017719 | 0.00020901 | 0.00018974 | 6.1095e-05 | 0.00011716
8098 | 338 | 12 | 0.00011415 | 0.00011446 | 0.00012251 | 0.0001673 | 0.00019828 | 0.00012592 | 0.0001257 | 0.00014412 | 0.00020664 | 0.00015821 | 0.00012452 | 0.00016745 | 0.00017295 | 0.00018091 | 0.00020765 | 0.00018958 | 0.00020905 | 0.00011716
8099 | 338 | 12 | 0.00011416 | 0.00010962 | 0.00013787 | 0.0001673 | 0.00019311 | 0.00012734 | 0.00012777 | 0.00013987 | 0.00017611 | 0.0001717 | 0.00014233 | 0.00016891 | 0.00017311 | 0.0001798 | 0.00019956 | 0.00019013 | 0.00043431 | 0.00011716
8100 | 338 | 12 | 0.00011415 | 0.00011734 | 0.00014087 | 0.00016287 | 0.00018762 | 0.00012727 | 0.00012697 | 0.00011021 | 0.00017193 | 0.00017448 | 0.00015648 | 0.00017007 | 0.00017013 | 0.00017278 | 0.00019034 | 0.00019004 | 0.00049224 | 0.00011716
8101 | 338 | 12 | 0.00011416 | 0.0001193 | 0.00014006 | 0.00015657 | 0.00019375 | 0.00012567 | 0.00012464 | 0.00012928 | 0.00017063 | 0.00017315 | 0.00016566 | 0.00016419 | 0.00016517 | 0.00016859 | 0.00019359 | 0.00019021 | 0.00048189 | 0.00011716
8102 | 338 | 12 | 0.00011415 | 0.0001189 | 0.00012412 | 0.00015877 | 0.00018826 | 0.00012163 | 0.00012267 | 0.00013776 | 0.00016537 | 0.00016989 | 0.00017033 | 0.00017988 | 0.00016889 | 0.00016086 | 0.00018973 | 0.00019028 | 0.00040926 | 0.00011716
8103 | 338 | 12 | 0.00011416 | 0.00011605 | 0.00012218 | 0.00016396 | 0.00019431 | 0.00011891 | 0.0001214 | 0.00014835 | 0.00017682 | 0.0001686 | 0.00016992 | 0.00018518 | 0.0001673 | 0.0001526 | 0.00019882 | 0.00019029 | 0.00024 | 0.00011716
8104 | 338 | 12 | 0.00011415 | 0.00011865 | 0.00013341 | 0.00016392 | 0.00019266 | 0.00012099 | 0.00012189 | 0.00015259 | 0.00018304 | 0.00016788 | 0.00016613 | 0.00019951 | 0.00015279 | 0.00011 | 0.00020736 | 0.00019029 | 0 | 0.00011716
8105 | 338 | 12 | 0.00011416 | 0.00011449 | 0.00012895 | 0.00016519 | 0.00019798 | 0.0001248 | 0.00012627 | 0.00015471 | 0.00019567 | 0.00016235 | 0.00015251 | 0.00021598 | 0.00015937 | 0.0001072 | 0.00021067 | 0.00019029 | 0 | 0.00011716
8106 | 338 | 12 | 0.00011415 | 0.00011511 | 0.00012272 | 0.00015771 | 0.00019954 | 0.00013378 | 0.00013493 | 0.00015471 | 0.00021125 | 0.00015975 | 0.00013922 | 0.00020658 | 0.00015991 | 0.00011732 | 0.00021171 | 0.00019029 | 0 | 0.00011716
8107 | 338 | 12 | 0.00011416 | 0.00011349 | 0.00014241 | 0.00010891 | 0.00012733 | 0.00013494 | 0.0001322 | 0.00015471 | 0.00020721 | 0.00015929 | 0.00013004 | 0.00016625 | 0.00013535 | 0.00010743 | 0.00021222 | 0.00019029 | 0 | 0.00011716
8108 | 338 | 12 | 0.00011415 | 0.00011126 | 0.00014271 | 0.00010906 | 0.0001276 | 0.00013055 | 0.000128 | 0.0001526 | 0.00017545 | 0.00015071 | 0.00012099 | 0.00012979 | 0.00011485 | 0.00010189 | 0.0002124 | 0.00019029 | 0 | 0.00011716
8109 | 338 | 12 | 0.00011416 | 0.00011868 | 0.00014442 | 5.273e-05 | 6.339e-05 | 0.00012408 | 0.000123 | 0.00015471 | 0.00014082 | 0.0001354 | 0.00011329 | 8.462e-05 | 8.584e-05 | 8.782e-05 | 0.00021243 | 0.00019029 | 0 | 0.00011716
8110 | 338 | 12 | 0.00011415 | 0.00011719 | 0.00012657 | 5.63e-05 | 7.242e-05 | 0.0001188 | 0.00011791 | 0.00017591 | 9.792e-05 | 0.00011362 | 0.00010555 | 8.848e-05 | 8.827e-05 | 8.892e-05 | 0.00021244 | 0.00019025 | 0 | 0.00011716
8111 | 338 | 12 | 0.00011416 | 0.00011608 | 0.00012635 | 5.253e-05 | 7.055e-05 | 0.00012133 | 0.00011284 | 0.00017803 | 9.152e-05 | 9.914e-05 | 9.989e-05 | 7.843e-05 | 7.242e-05 | 6.715e-05 | 0.00021245 | 0.00018998 | 0 | 0.00011716
8112 | 338 | 12 | 0.00011415 | 0.00011992 | 0.00013243 | 5.636e-05 | 7.467e-05 | 0.00012324 | 0.0001064 | 0.00018226 | 8.128e-05 | 8.636e-05 | 9.068e-05 | 6.267e-05 | 6.05e-05 | 5.869e-05 | 0.00021245 | 0.00018323 | 0 | 0.00011716
8113 | 339 | 12 | 0.00011416 | 0.00011065 | 0.00010314 | 5.296e-05 | 6.917e-05 | 0.00011754 | 0.00010102 | 0.00018226 | 6.676e-05 | 7.411e-05 | 8.122e-05 | 5.416e-05 | 5.358e-05 | 5.316e-05 | 0.00021245 | 0.00018151 | 0 | 0.00011499
8114 | 339 | 12 | 0.00011415 | 0.00011287 | 0.00011596 | 6.247e-05 | 6.364e-05 | 0.00011305 | 9.678e-05 | 0.00018438 | 5.733e-05 | 6.38e-05 | 7.205e-05 | 1.828e-05 | 3.749e-05 | 5.58e-05 | 0.00021245 | 0.00018167 | 0 | 0.00011499
8115 | 339 | 12 | 0.00011416 | 0.0001118 | 0.00011281 | 5.258e-05 | 7.435e-05 | 0.00010877 | 9.374e-05 | 0.00019286 | 2.708e-05 | 5.197e-05 | 6.54e-05 | 1.279e-05 | 3.758e-05 | 6.125e-05 | 0.00021245 | 0.00018093 | 0 | 0.00011499
8116 | 339 | 12 | 0.00011415 | 0.00010642 | 9.815e-05 | 5.329e-05 | 6.82e-05 | 0.00010512 | 9.261e-05 | 0.00020769 | 1.668e-05 | 4.398e-05 | 6.173e-05 | 1.276e-05 | 4.684e-05 | 7.967e-05 | 0.00021245 | 0.00018265 | 0 | 0.00011499
8117 | 339 | 12 | 0.00011416 | 0.00010799 | 0.00011531 | 6.125e-05 | 7.303e-05 | 0.00010356 | 9.226e-05 | 0.0001865 | 1.387e-05 | 4.321e-05 | 6.411e-05 | 1.843e-05 | 5.671e-05 | 9.378e-05 | 0.00021245 | 0.00018268 | 0 | 0.00011499
8118 | 339 | 12 | 0.00011415 | 0.00010739 | 9.602e-05 | 0.00011132 | 0.00013585 | 0.00010466 | 9.329e-05 | 0.00018862 | 1.73e-05 | 4.823e-05 | 7.073e-05 | 4.664e-05 | 7.761e-05 | 0.00010807 | 0.00021245 | 0.00018346 | 0 | 0.00011499
8119 | 339 | 12 | 0.00011416 | 0.00010343 | 0.00011801 | 0.00010834 | 0.0001359 | 0.00010712 | 9.576e-05 | 0.00018438 | 4.004e-05 | 6.022e-05 | 8.072e-05 | 0.00012446 | 0.00011778 | 0.00011282 | 0.00021245 | 0.0001832 | 0 | 0.00011499
8120 | 339 | 12 | 0.00011415 | 0.00011077 | 0.00010029 | 0.00016226 | 0.0001978 | 0.00010914 | 0.00010043 | 0.00019286 | 0.00010525 | 8.404e-05 | 9.096e-05 | 0.00021928 | 0.00017512 | 0.00013528 | 0.00021245 | 0.00018375 | 0 | 0.00011499
8121 | 339 | 12 | 0.00011416 | 0.00010441 | 0.00011289 | 0.00016744 | 0.00018916 | 0.00011361 | 0.00010665 | 0.00018862 | 0.00019241 | 0.00012297 | 0.00010443 | 0.00021208 | 0.00019212 | 0.00017595 | 0.00021245 | 0.00018439 | 2.2628e-05 | 0.00011499
8122 | 339 | 12 | 0.00011415 | 0.00011255 | 0.00011692 | 0.00016537 | 0.00019815 | 0.00011721 | 0.00011251 | 0.00018227 | 0.00020547 | 0.00015771 | 0.00012427 | 0.00016776 | 0.00017327 | 0.00018124 | 0.00021245 | 0.00018325 | 2.418e-05 | 0.00011499
8123 | 339 | 12 | 0.00011416 | 0.00010457 | 0.000108 | 0.00016179 | 0.00019356 | 0.00011919 | 0.00011516 | 0.00016531 | 0.00017611 | 0.00017137 | 0.00014217 | 0.00017012 | 0.00017435 | 0.00018109 | 0.00021245 | 0.00018229 | 0.00018555 | 0.00011499
8124 | 339 | 12 | 0.00011415 | 0.00010561 | 9.844e-05 | 0.00016325 | 0.00019213 | 0.00012177 | 0.00011568 | 0.00016743 | 0.00017285 | 0.00017477 | 0.00015661 | 0.00017007 | 0.00017013 | 0.00017278 | 0.00021245 | 0.00018273 | 0.00025949 | 0.00011499
8125 | 339 | 12 | 0.00011416 | 0.00011161 | 9.987e-05 | 0.00016359 | 0.00019137 | 0.00012165 | 0.0001163 | 0.00017167 | 0.0001708 | 0.00017351 | 0.00016581 | 0.00016169 | 0.00016266 | 0.00016603 | 0.00021245 | 0.00017895 | 0.00011234 | 0.00011499
8126 | 339 | 12 | 0.00011415 | 0.00010942 | 0.00010396 | 0.00016548 | 0.00018729 | 0.00011732 | 0.00011561 | 0.00016531 | 0.00016349 | 0.00016921 | 0.00016991 | 0.00017849 | 0.00016758 | 0.00015962 | 0.00021245 | 0.00017627 | 0.00017735 | 0.00011499
8127 | 339 | 12 | 0.00011416 | 0.00010432 | 0.0001006 | 0.00016122 | 0.00019453 | 0.00011363 | 0.00011534 | 0.00016955 | 0.00017538 | 0.0001674 | 0.00016928 | 0.00018362 | 0.00016589 | 0.00015131 | 0.00021245 | 0.00017551 | 0.0001218 | 0.00011499
8128 | 339 | 12 | 0.00011415 | 0.00011329 | 0.00011767 | 0.00015726 | 0.00019487 | 0.00011503 | 0.00011691 | 0.00017802 | 0.00018149 | 0.0001665 | 0.00016524 | 0.00020009 | 0.00015323 | 0.00011032 | 0.00021245 | 0.00017694 | 0 | 0.00011499
8129 | 339 | 12 | 0.00011416 | 0.00011211 | 0.0001162 | 0.00016352 | 0.00018671 | 0.00011922 | 0.00012239 | 0.00018014 | 0.00019577 | 0.00016161 | 0.00015174 | 0.00021696 | 0.00016009 | 0.00010768 | 0.00021245 | 0.00017895 | 0 | 0.00011499
8130 | 339 | 12 | 0.00011415 | 0.00010734 | 0.00011429 | 0.00016396 | 0.00019521 | 0.00012952 | 0.00013296 | 0.00020557 | 0.00021199 | 0.00015971 | 0.00013868 | 0.00020642 | 0.00015978 | 0.00011723 | 0.00021245 | 0.00017938 | 0 | 0.00011499
8131 | 339 | 12 | 0.00011416 | 0.00011273 | 0.00011796 | 0.00010725 | 0.00013531 | 0.00013292 | 0.0001314 | 0.00020345 | 0.00020723 | 0.00015939 | 0.00012969 | 0.00016471 | 0.00013409 | 0.00010643 | 0.00021245 | 0.00017649 | 0 | 0.00011499
8132 | 339 | 12 | 0.00011415 | 0.00011316 | 9.851e-05 | 0.00010692 | 0.00013385 | 0.00013145 | 0.00012887 | 0.00018651 | 0.00017429 | 0.00015033 | 0.00012059 | 0.00012968 | 0.00011476 | 0.0001018 | 0.00021245 | 0.00017614 | 0 | 0.00011499
8133 | 339 | 12 | 0.00011416 | 0.00011011 | 0.00011435 | 6.009e-05 | 7.264e-05 | 0.00012794 | 0.00012536 | 0.00018862 | 0.00014052 | 0.00013499 | 0.00011302 | 8.473e-05 | 8.595e-05 | 8.793e-05 | 0.00021245 | 0.00017572 | 0 | 0.00011499
8134 | 339 | 12 | 0.00011415 | 0.00010627 | 0.00010522 | 5.781e-05 | 6.866e-05 | 0.00012297 | 0.00011994 | 0.0001865 | 9.79e-05 | 0.00011341 | 0.00010538 | 8.836e-05 | 8.815e-05 | 8.881e-05 | 0.00021245 | 0.00017761 | 0 | 0.00011499
8135 | 339 | 12 | 0.00011416 | 0.0001045 | 9.611e-05 | 5.941e-05 | 7.53e-05 | 0.00012299 | 0.0001135 | 0.00019286 | 9.141e-05 | 9.902e-05 | 9.973e-05 | 7.745e-05 | 7.151e-05 | 6.631e-05 | 0.00021245 | 0.00017796 | 0 | 0.00011499
8136 | 339 | 12 | 0.00011415 | 0.00010911 | 0.00011569 | 6.083e-05 | 7.551e-05 | 0.00012338 | 0.00010559 | 0.0002077 | 8.05e-05 | 8.597e-05 | 9.037e-05 | 6.231e-05 | 6.015e-05 | 5.835e-05 | 0.00021245 | 0.00018414 | 0 | 0.00011499
8137 | 340 | 12 | 0.00011416 | 0.00010944 | 0.00012955 | 5.507e-05 | 6.899e-05 | 0.00011745 | 0.00010019 | 0.0001971 | 6.633e-05 | 7.366e-05 | 8.09e-05 | 5.411e-05 | 5.353e-05 | 5.311e-05 | 0.00021245 | 0.00018342 | 0 | 0.00011473
8138 | 340 | 12 | 0.00011415 | 0.00010636 | 0.00011952 | 5.404e-05 | 6.573e-05 | 0.00011289 | 9.762e-05 | 0.00019285 | 5.719e-05 | 6.349e-05 | 7.177e-05 | 1.846e-05 | 3.787e-05 | 5.635e-05 | 0.00021245 | 0.00018704 | 0 | 0.00011473
8139 | 340 | 12 | 0.00011416 | 0.00011369 | 0.00011946 | 6.004e-05 | 7.225e-05 | 0.00010905 | 9.632e-05 | 0.00020557 | 2.718e-05 | 5.195e-05 | 6.53e-05 | 1.299e-05 | 3.815e-05 | 6.217e-05 | 0.00021245 | 0.00018788 | 0 | 0.00011473
8140 | 340 | 12 | 0.00011415 | 0.00011227 | 0.00012794 | 5.993e-05 | 6.405e-05 | 0.00010803 | 9.603e-05 | 0.00020982 | 1.685e-05 | 4.424e-05 | 6.188e-05 | 1.28e-05 | 4.698e-05 | 7.991e-05 | 0.00021245 | 0.00018734 | 0 | 0.00011473
8141 | 340 | 12 | 0.00011416 | 0.00010598 | 0.00013361 | 6.27e-05 | 7.008e-05 | 0.00010854 | 9.728e-05 | 0.0002077 | 1.393e-05 | 4.35e-05 | 6.437e-05 | 1.846e-05 | 5.678e-05 | 9.388e-05 | 0.00021245 | 0.00018873 | 0 | 0.00011473
8142 | 340 | 12 | 0.00011415 | 0.00010763 | 0.00013157 | 0.00011114 | 0.00013779 | 0.0001147 | 0.00010226 | 0.00019922 | 1.733e-05 | 4.843e-05 | 7.102e-05 | 4.66e-05 | 7.755e-05 | 0.00010799 | 0.00021245 | 0.00018969 | 0 | 0.00011473
8143 | 340 | 12 | 0.00011416 | 0.00010948 | 0.00013101 | 0.00010676 | 0.00012775 | 0.00012977 | 0.00011543 | 0.00020133 | 4.002e-05 | 6.031e-05 | 8.097e-05 | 0.00012495 | 0.00011824 | 0.00011327 | 0.00021245 | 0.00018936 | 0 | 0.00011473
8144 | 340 | 12 | 0.00011415 | 0.00011485 | 0.00013463 | 0.00016289 | 0.00019865 | 0.00014138 | 0.00013484 | 0.00019922 | 0.00010563 | 8.423e-05 | 9.124e-05 | 0.00021979 | 0.00017552 | 0.00013559 | 0.00021245 | 0.00018883 | 0 | 0.00011473
8145 | 340 | 12 | 0.00011416 | 0.00011336 | 0.00013315 | 0.00016145 | 0.000202 | 0.00014466 | 0.0001453 | 0.00019285 | 0.00019287 | 0.00012328 | 0.0001047 | 0.00021261 | 0.0001926 | 0.00017639 | 0.00021245 | 0.00018875 | 1.5569e-05 | 0.00011473
8146 | 340 | 12 | 0.00011415 | 0.00010676 | 0.00013075 | 0.00015812 | 0.00018915 | 0.00014443 | 0.00014772 | 0.00019074 | 0.00020598 | 0.0001581 | 0.00012457 | 0.00016953 | 0.0001751 | 0.00018315 | 0.00021245 | 0.00018755 | 5.7727e-05 | 0.00011473
8147 | 340 | 12 | 0.00011416 | 0.00011231 | 0.00011627 | 0.00015625 | 0.00019693 | 0.00014138 | 0.00014636 | 0.00018226 | 0.00017761 | 0.0001723 | 0.00014283 | 0.0001699 | 0.00017413 | 0.00018086 | 0.00021245 | 0.00018562 | 0.00038567 | 0.00011473
8148 | 340 | 12 | 0.00011415 | 0.00010852 | 0.00013495 | 0.00016125 | 0.00019795 | 0.0001411 | 0.00014471 | 0.00017803 | 0.00017298 | 0.00017543 | 0.00015715 | 0.00017101 | 0.00017107 | 0.00017373 | 0.00021245 | 0.00018582 | 4.2447e-05 | 0.00011473
8149 | 340 | 12 | 0.00011416 | 0.00011304 | 0.00013298 | 0.00015787 | 0.00019947 | 0.00013808 | 0.00014195 | 0.00017379 | 0.0001716 | 0.00017417 | 0.00016647 | 0.00016361 | 0.0001646 | 0.00016801 | 0.00021245 | 0.00018556 | 4.5366e-05 | 0.00011473
8150 | 340 | 12 | 0.00011415 | 0.00010631 | 0.00011748 | 0.00016153 | 0.00019185 | 0.00013693 | 0.0001422 | 0.00016743 | 0.00016515 | 0.00017033 | 0.00017089 | 0.00017813 | 0.00016725 | 0.0001593 | 0.00021245 | 0.00018823 | 1.2608e-05 | 0.00011473
8151 | 340 | 12 | 0.00011416 | 0.00010574 | 0.00012042 | 0.00016537 | 0.00019234 | 0.00013542 | 0.00014228 | 0.00017591 | 0.00017544 | 0.00016814 | 0.00017004 | 0.00018483 | 0.00016699 | 0.00015231 | 0.00021245 | 0.00019015 | 4.6409e-06 | 0.00011473
8152 | 340 | 12 | 0.00011415 | 0.00011041 | 0.00012294 | 0.00015957 | 0.00018963 | 0.00013764 | 0.00014437 | 0.00019074 | 0.00018249 | 0.00016724 | 0.00016602 | 0.00019764 | 0.00015135 | 0.00010897 | 0.00021245 | 0.00019029 | 0 | 0.00011473
8153 | 340 | 12 | 0.00011416 | 0.00011022 | 0.00011759 | 0.00016058 | 0.00018942 | 0.000141 | 0.00014927 | 0.00019921 | 0.00019406 | 0.00016141 | 0.00015206 | 0.00021452 | 0.00015829 | 0.00010647 | 0.00021245 | 0.00019029 | 0 | 0.00011473
8154 | 340 | 12 | 0.00011415 | 0.00011303 | 0.00013049 | 0.00016546 | 0.0002011 | 0.00014992 | 0.0001558 | 0.00021405 | 0.00020977 | 0.00015869 | 0.00013858 | 0.00020607 | 0.00015951 | 0.00011703 | 0.00021245 | 0.00019009 | 0 | 0.00011473
8155 | 340 | 12 | 0.00011416 | 0.00010973 | 0.00011578 | 0.0001073 | 0.00012704 | 0.00015105 | 0.00014973 | 0.00020558 | 0.00020649 | 0.00015844 | 0.0001294 | 0.0001663 | 0.00013539 | 0.00010746 | 0.00021245 | 0.00018201 | 0 | 0.00011473
8156 | 340 | 12 | 0.00011415 | 0.00010653 | 0.00012382 | 0.00010427 | 0.00012974 | 0.00014526 | 0.0001441 | 0.00019497 | 0.0001753 | 0.00015024 | 0.00012049 | 0.00012972 | 0.00011479 | 0.00010183 | 0.00021244 | 0.00016117 | 0 | 0.00011473
8157 | 340 | 12 | 0.00011416 | 0.00010668 | 0.00012083 | 6.134e-05 | 6.749e-05 | 0.00013915 | 0.00013771 | 0.00020134 | 0.00014072 | 0.00013518 | 0.00011291 | 8.5e-05 | 8.622e-05 | 8.822e-05 | 0.00021238 | 0.00012919 | 0 | 0.00011473
8158 | 340 | 12 | 0.00011415 | 0.00010636 | 0.00011885 | 6.135e-05 | 6.426e-05 | 0.00013211 | 0.00013081 | 0.00020346 | 9.819e-05 | 0.00011367 | 0.00010541 | 8.738e-05 | 8.717e-05 | 8.782e-05 | 0.00021031 | 0.00010208 | 0 | 0.00011473
8159 | 340 | 12 | 0.00011416 | 0.0001115 | 0.00012474 | 6.338e-05 | 7.134e-05 | 0.00013286 | 0.00012151 | 0.00020134 | 9.072e-05 | 9.884e-05 | 9.961e-05 | 7.859e-05 | 7.256e-05 | 6.728e-05 | 0.00019587 | 8.9851e-05 | 0 | 0.00011473
8160 | 340 | 12 | 0.00011415 | 0.0001095 | 0.0001347 | 5.205e-05 | 7.404e-05 | 0.00013177 | 0.00011339 | 0.00019922 | 8.125e-05 | 8.611e-05 | 9.05e-05 | 6.316e-05 | 6.097e-05 | 5.915e-05 | 0.00016933 | 7.5422e-05 | 0 | 0.00011473
8161 | 341 | 12 | 0.00011416 | 0.00011576 | 0.00012716 | 5.623e-05 | 7.585e-05 | 0.0001239 | 0.00010667 | 0.0002077 | 6.712e-05 | 7.415e-05 | 8.118e-05 | 5.432e-05 | 5.373e-05 | 5.331e-05 | 0.00014618 | 6.1506e-05 | 0 | 0.00011394
8162 | 341 | 12 | 0.00011415 | 0.00011138 | 0.00013832 | 6.042e-05 | 7.474e-05 | 0.00011979 | 0.00010283 | 0.00019074 | 5.752e-05 | 6.396e-05 | 7.207e-05 | 1.857e-05 | 3.808e-05 | 5.667e-05 | 0.00013114 | 5.2403e-05 | 0 | 0.00011394
8163 | 341 | 12 | 0.00011416 | 0.00011288 | 0.00012204 | 5.47e-05 | 6.587e-05 | 0.00011553 | 0.00010084 | 0.0001971 | 2.736e-05 | 5.231e-05 | 6.563e-05 | 1.292e-05 | 3.795e-05 | 6.186e-05 | 0.00013279 | 4.2266e-05 | 0 | 0.00011394
8164 | 341 | 12 | 0.00011415 | 0.00011839 | 0.00013331 | 6.251e-05 | 7.394e-05 | 0.000114 | 0.00010018 | 0.0001971 | 1.684e-05 | 4.437e-05 | 6.211e-05 | 1.279e-05 | 4.695e-05 | 7.985e-05 | 0.00012872 | 2.7541e-05 | 0 | 0.00011394
8165 | 341 | 12 | 0.00011416 | 0.00011037 | 0.00012261 | 5.681e-05 | 7.039e-05 | 0.0001137 | 0.00010094 | 0.0001971 | 1.393e-05 | 4.352e-05 | 6.451e-05 | 1.829e-05 | 5.627e-05 | 9.305e-05 | 0.00012861 | 2.0231e-05 | 0 | 0.00011394
8166 | 341 | 12 | 0.00011415 | 0.00010875 | 0.00013719 | 0.00010815 | 0.0001359 | 0.00011946 | 0.0001057 | 0.00019498 | 1.72e-05 | 4.823e-05 | 7.09e-05 | 4.646e-05 | 7.731e-05 | 0.00010765 | 0.00013211 | 1.7692e-05 | 0 | 0.00011394
8167 | 341 | 12 | 0.00011416 | 0.00011583 | 0.00013934 | 0.00011272 | 0.00012686 | 0.00013219 | 0.00011827 | 0.00019074 | 3.988e-05 | 6.004e-05 | 8.074e-05 | 0.00012344 | 0.00011682 | 0.0001119 | 0.0001308 | 2.0376e-05 | 0 | 0.00011394
8168 | 341 | 12 | 0.00011415 | 0.00011063 | 0.00013477 | 0.00016199 | 0.00019514 | 0.00014382 | 0.00013691 | 0.00019074 | 0.00010443 | 8.353e-05 | 9.07e-05 | 0.00022233 | 0.00017755 | 0.00013716 | 0.00012569 | 2.6075e-05 | 0 | 0.00011394
8169 | 341 | 12 | 0.00011416 | 0.00010856 | 0.00013037 | 0.00016499 | 0.00019147 | 0.00014586 | 0.00014716 | 0.00018862 | 0.00019462 | 0.00012345 | 0.00010455 | 0.00021279 | 0.00019277 | 0.00017654 | 0.00012151 | 3.6915e-05 | 3.9893e-05 | 0.00011394
8170 | 341 | 12 | 0.00011415 | 0.00011318 | 0.00013596 | 0.00016469 | 0.00018716 | 0.00014588 | 0.00014965 | 0.00016531 | 0.00020643 | 0.00015853 | 0.00012451 | 0.0001674 | 0.0001729 | 0.00018085 | 0.0001267 | 5.9217e-05 | 2.3815e-05 | 0.00011394
8171 | 341 | 12 | 0.00011416 | 0.00011642 | 0.00011987 | 0.00016161 | 0.00019884 | 0.00014456 | 0.00014847 | 0.00013988 | 0.00017607 | 0.00017182 | 0.00014234 | 0.0001678 | 0.00017197 | 0.00017862 | 0.00014158 | 8.7794e-05 | 9.8605e-05 | 0.00011394
8172 | 341 | 12 | 0.00011415 | 0.00011412 | 0.00011964 | 0.00016371 | 0.00019667 | 0.00014391 | 0.00014622 | 0.00012293 | 0.00017108 | 0.00017407 | 0.00015624 | 0.00017254 | 0.0001726 | 0.00017529 | 0.00013298 | 0.00011288 | 5.8211e-05 | 0.00011394
8173 | 341 | 12 | 0.00011416 | 0.00010922 | 0.00013893 | 0.0001635 | 0.00019329 | 0.00013823 | 0.0001436 | 0.00014836 | 0.00017238 | 0.00017365 | 0.00016602 | 0.00016349 | 0.00016447 | 0.00016788 | 0.00013807 | 0.00013914 | 3.1757e-05 | 0.00011394
8174 | 341 | 12 | 0.00011415 | 0.00010779 | 0.00012108 | 0.00015881 | 0.00019475 | 0.00013801 | 0.00014348 | 0.00013988 | 0.00016514 | 0.00017023 | 0.00017047 | 0.00018078 | 0.00016974 | 0.00016167 | 0.00011815 | 0.00015977 | 9.8079e-05 | 0.00011394
8175 | 341 | 12 | 0.00011416 | 0.000113 | 0.00014038 | 0.0001657 | 0.00019179 | 0.00013646 | 0.00014396 | 0.00015472 | 0.00017752 | 0.00016905 | 0.00017023 | 0.00018557 | 0.00016765 | 0.00015291 | 9.6895e-05 | 0.00017165 | 5.7507e-05 | 0.00011394
8176 | 341 | 12 | 0.00011415 | 0.00010823 | 0.0001348 | 0.00016651 | 0.00019474 | 0.00013819 | 0.00014571 | 0.00016531 | 0.00018348 | 0.00016831 | 0.00016649 | 0.00020069 | 0.00015369 | 0.00011065 | 7.9746e-05 | 0.00017037 | 0 | 0.00011394
8177 | 341 | 12 | 0.00011416 | 0.00011462 | 0.00012989 | 0.0001652 | 0.00019728 | 0.00014237 | 0.00015129 | 0.0001759 | 0.00019668 | 0.00016296 | 0.00015298 | 0.00021656 | 0.0001598 | 0.00010748 | 8.5718e-05 | 0.00016947 | 0 | 0.00011394
8178 | 341 | 12 | 0.00011415 | 0.00011688 | 0.00013489 | 0.00015956 | 0.00019541 | 0.00015121 | 0.00015835 | 0.00020134 | 0.00021191 | 0.00016034 | 0.00013963 | 0.00020649 | 0.00015984 | 0.00011727 | 0.00011363 | 0.00016985 | 0 | 0.00011394
8179 | 341 | 12 | 0.00011416 | 0.00011269 | 0.00011894 | 0.00010806 | 0.00013504 | 0.00015083 | 0.00015218 | 0.00021405 | 0.00020729 | 0.00015962 | 0.00013038 | 0.00016718 | 0.0001361 | 0.00010802 | 0.00015364 | 0.00017298 | 0 | 0.00011394
8180 | 341 | 12 | 0.00011415 | 0.00011096 | 0.00012024 | 0.00010485 | 0.00012633 | 0.00014498 | 0.00014698 | 0.00019498 | 0.00017621 | 0.00015113 | 0.00012136 | 0.00013083 | 0.00011578 | 0.0001027 | 0.00018043 | 0.00017495 | 0 | 0.00011394
8181 | 341 | 12 | 0.00011416 | 0.00011559 | 0.00013328 | 5.38e-05 | 6.663e-05 | 0.000138 | 0.00014026 | 0.0001971 | 0.00014178 | 0.00013603 | 0.00011374 | 8.504e-05 | 8.627e-05 | 8.826e-05 | 0.00019423 | 0.00017666 | 0 | 0.00011394
8182 | 341 | 12 | 0.00011415 | 0.00011401 | 0.00013629 | 6.327e-05 | 7.439e-05 | 0.00013015 | 0.00013236 | 0.00020346 | 9.845e-05 | 0.00011424 | 0.00010602 | 8.736e-05 | 8.716e-05 | 8.78e-05 | 0.00020102 | 0.00017923 | 0 | 0.00011394
8183 | 341 | 12 | 0.00011416 | 0.00011697 | 0.00012474 | 5.309e-05 | 7.332e-05 | 0.00013176 | 0.00012242 | 0.00023948 | 9.079e-05 | 9.912e-05 | 0.00010002 | 7.842e-05 | 7.241e-05 | 6.714e-05 | 0.00020266 | 0.00018307 | 0 | 0.00011394
8184 | 341 | 12 | 0.00011415 | 0.0001157 | 0.00013858 | 5.91e-05 | 7.422e-05 | 0.00013047 | 0.0001138 | 0.00023737 | 8.114e-05 | 8.616e-05 | 9.074e-05 | 6.328e-05 | 6.109e-05 | 5.926e-05 | 0.0002065 | 0.00018959 | 0 | 0.00011394
8185 | 342 | 12 | 0.00011416 | 0.00011811 | 9.654e-05 | 6.328e-05 | 3.982e-05 | 0.00012286 | 0.00010659 | 0.0002416 | 6.719e-05 | 7.418e-05 | 8.134e-05 | 6.806e-05 | 6.059e-05 | 5.344e-05 | 0.00020458 | 0.00019014 | 0 | 0.00011533
8186 | 342 | 12 | 0.00011415 | 0.0001178 | 9.299e-05 | 6.027e-05 | 4.478e-05 | 0.00011737 | 0.00010204 | 0.0002522 | 6.824e-05 | 6.645e-05 | 7.217e-05 | 3.455e-05 | 4.549e-05 | 5.575e-05 | 0.00020396 | 0.00019022 | 0 | 0.00011533
8187 | 342 | 12 | 0.00011416 | 0.00011017 | 8.619e-05 | 5.8e-05 | 4.046e-05 | 0.00011353 | 9.931e-05 | 0.00025856 | 4.189e-05 | 5.725e-05 | 6.548e-05 | 2.162e-05 | 4.234e-05 | 6.194e-05 | 0.00020613 | 0.00019027 | 0 | 0.00011533
8188 | 342 | 12 | 0.00011415 | 0.00011268 | 9.337e-05 | 6.111e-05 | 4.482e-05 | 0.0001114 | 9.828e-05 | 0.00025856 | 2.672e-05 | 4.97e-05 | 6.197e-05 | 2.081e-05 | 5.096e-05 | 7.983e-05 | 0.00020781 | 0.00019027 | 0 | 0.00011533
8189 | 342 | 12 | 0.00011416 | 0.00011764 | 0.00010587 | 5.921e-05 | 4.485e-05 | 0.00011153 | 9.91e-05 | 0.0002522 | 2.257e-05 | 4.837e-05 | 6.437e-05 | 2.305e-05 | 5.939e-05 | 9.439e-05 | 0.00021051 | 0.00019028 | 0 | 0.00011533
8190 | 342 | 12 | 0.00011415 | 0.00011161 | 0.00010095 | 0.00010558 | 7.695e-05 | 0.00011799 | 0.00010325 | 0.00024796 | 2.288e-05 | 5.231e-05 | 7.108e-05 | 2.945e-05 | 6.921e-05 | 0.00010771 | 0.0002111 | 0.00019028 | 0 | 0.00011533
8191 | 342 | 12 | 0.00011416 | 0.00011643 | 8.724e-05 | 0.00011088 | 7.712e-05 | 0.00013071 | 0.00011569 | 0.00024584 | 2.79e-05 | 5.955e-05 | 8.094e-05 | 4.633e-05 | 8.025e-05 | 0.00011335 | 0.00021121 | 0.00019029 | 0 | 0.00011533
8192 | 342 | 12 | 0.00011415 | 0.00011084 | 0.00010424 | 0.00016633 | 0.00011947 | 0.00014285 | 0.00013552 | 0.00025219 | 4.212e-05 | 6.881e-05 | 9.124e-05 | 6.879e-05 | 0.00010344 | 0.00013774 | 0.00021099 | 0.00019029 | 0 | 0.00011533
8193 | 342 | 12 | 0.00011416 | 0.00011122 | 0.00010018 | 0.00016663 | 0.00011606 | 0.00014681 | 0.00014719 | 0.0002416 | 6.254e-05 | 8.357e-05 | 0.00010518 | 0.00010015 | 0.00013828 | 0.00017668 | 0.00021171 | 0.00019029 | 6.3683e-05 | 0.00011533
8194 | 342 | 12 | 0.00011415 | 0.00011836 | 9.28e-05 | 0.00016258 | 0.00012243 | 0.00014633 | 0.00015088 | 0.00025008 | 9.134e-05 | 0.00010699 | 0.0001251 | 0.00012805 | 0.00015361 | 0.00018024 | 0.00021228 | 0.00019029 | 0.00019507 | 0.00011533
8195 | 342 | 12 | 0.00011416 | 0.00011115 | 8.442e-05 | 0.00016735 | 0.00011792 | 0.0001459 | 0.00015137 | 0.0001971 | 0.00011927 | 0.00012968 | 0.00014266 | 0.00013666 | 0.00015669 | 0.00017805 | 0.00021236 | 0.00019029 | 0.00043084 | 0.00011533
8196 | 342 | 12 | 0.00011415 | 0.00011356 | 8.448e-05 | 0.00016449 | 0.00011962 | 0.00014577 | 0.00015027 | 0.0001759 | 0.00013218 | 0.00014475 | 0.00015632 | 0.00014041 | 0.00015734 | 0.0001757 | 0.00021115 | 0.00019029 | 0.00044139 | 0.00011533
8197 | 342 | 12 | 0.00011416 | 0.00011875 | 0.00010355 | 0.00016622 | 0.00012336 | 0.00014194 | 0.00014777 | 0.00017167 | 0.00013842 | 0.0001525 | 0.00016606 | 0.00013141 | 0.00014919 | 0.0001682 | 0.00021132 | 0.00019029 | 0.00020685 | 0.00011533
8198 | 342 | 12 | 0.00011415 | 0.00011541 | 9.993e-05 | 0.00015846 | 0.00012165 | 0.00014111 | 0.00014822 | 0.00017803 | 0.00013295 | 0.00015287 | 0.00017051 | 0.00011378 | 0.00013742 | 0.00016182 | 0.00021132 | 0.00019029 | 0.00013637 | 0.00011533
8199 | 342 | 12 | 0.00011416 | 0.00011653 | 0.00010076 | 0.00015695 | 0.00011947 | 0.00013998 | 0.00014753 | 0.00019286 | 0.00011821 | 0.00014712 | 0.00017029 | 0.00012675 | 0.00013834 | 0.00015117 | 0.00020969 | 0.00019029 | 1.4593e-05 | 0.00011533
8200 | 342 | 12 | 0.00011415 | 0.00011924 | 0.00010119 | 0.00016606 | 0.00011978 | 0.00014189 | 0.00014707 | 0.00021829 | 0.00012531 | 0.00014232 | 0.00016617 | 0.00013461 | 0.00012117 | 0.00010953 | 0.00020935 | 0.00019029 | 0 | 0.00011533
8201 | 342 | 12 | 0.00011416 | 0.00010985 | 8.505e-05 | 0.00016199 | 0.00012276 | 0.00014359 | 0.00015173 | 0.00020134 | 0.00013233 | 0.0001336 | 0.00015244 | 0.000142 | 0.00012391 | 0.00010784 | 0.00020935 | 0.00019029 | 0 | 0.00011533
8202 | 342 | 12 | 0.00011415 | 0.00011653 | 8.754e-05 | 0.0001568 | 0.00011551 | 0.00015035 | 0.00015809 | 0.00020557 | 0.00013956 | 0.00012792 | 0.00013921 | 0.00014196 | 0.00012895 | 0.00011789 | 0.00020982 | 0.00019029 | 0 | 0.00011533
8203 | 342 | 12 | 0.00011416 | 0.00011926 | 8.456e-05 | 0.00011471 | 8.421e-05 | 0.0001488 | 0.00015129 | 0.0002077 | 0.00014129 | 0.00012702 | 0.00013014 | 0.00014309 | 0.00012432 | 0.00010761 | 0.00021038 | 0.00019029 | 0 | 0.00011533
8204 | 342 | 12 | 0.00011415 | 0.00011548 | 8.419e-05 | 0.00011522 | 7.847e-05 | 0.00014207 | 0.00014613 | 0.00021405 | 0.00014269 | 0.00012607 | 0.0001211 | 0.00014441 | 0.00012192 | 0.00010158 | 0.00021073 | 0.00019029 | 0 | 0.00011533
8205 | 342 | 12 | 0.00011416 | 0.00011199 | 8.787e-05 | 5.556e-05 | 3.87e-05 | 0.00013614 | 0.00013882 | 0.00021617 | 0.00014404 | 0.00012435 | 0.00011335 | 8.435e-05 | 8.582e-05 | 8.781e-05 | 0.00021032 | 0.00019029 | 0 | 0.00011533
8206 | 342 | 12 | 0.00011415 | 0.0001183 | 9.678e-05 | 5.511e-05 | 4.159e-05 | 0.00012932 | 0.00013113 | 0.0002522 | 9.744e-05 | 0.00010999 | 0.00010562 | 8.821e-05 | 8.826e-05 | 8.892e-05 | 0.00020849 | 0.00019029 | 0 | 0.00011533
8207 | 342 | 12 | 0.00011416 | 0.00011491 | 0.00010429 | 5.964e-05 | 4.596e-05 | 0.00012953 | 0.00012136 | 0.00028187 | 9.154e-05 | 9.831e-05 | 9.993e-05 | 8.405e-05 | 7.483e-05 | 6.629e-05 | 0.00020781 | 0.00019029 | 0 | 0.00011533
8208 | 342 | 12 | 0.00011415 | 0.00011574 | 8.978e-05 | 5.267e-05 | 4.503e-05 | 0.00012754 | 0.00011243 | 0.00031366 | 8.59e-05 | 8.714e-05 | 9.051e-05 | 7.941e-05 | 6.89e-05 | 5.898e-05 | 0.00021023 | 0.00019029 | 0 | 0.00011533
8209 | 343 | 12 | 0.00011416 | 0.00012377 | 0.00011903 | 5.586e-05 | 1.621e-05 | 0.00011974 | 0.00010548 | 0.0003179 | 8.065e-05 | 7.803e-05 | 8.11e-05 | 6.856e-05 | 6.104e-05 | 5.383e-05 | 0.00021079 | 0.00019029 | 0 | 0.00011525
8210 | 343 | 12 | 0.00011415 | 0.0001197 | 0.00010329 | 5.438e-05 | 1.54e-05 | 0.00011398 | 0.000101 | 0.00031154 | 7.135e-05 | 6.978e-05 | 7.209e-05 | 3.48e-05 | 4.582e-05 | 5.616e-05 | 0.00020989 | 0.00019029 | 0 | 0.00011525
8211 | 343 | 12 | 0.00011416 | 0.00011407 | 0.00011314 | 5.9e-05 | 1.404e-05 | 0.00010998 | 9.841e-05 | 0.00031578 | 4.308e-05 | 5.922e-05 | 6.553e-05 | 2.146e-05 | 4.202e-05 | 6.146e-05 | 0.00021006 | 0.00019019 | 0 | 0.00011525
8212 | 343 | 12 | 0.00011415 | 0.00012162 | 0.0001225 | 5.548e-05 | 1.575e-05 | 0.00010783 | 9.762e-05 | 0.00032426 | 2.697e-05 | 5.048e-05 | 6.192e-05 | 2.101e-05 | 5.144e-05 | 8.058e-05 | 0.00021009 | 0.00018953 | 0 | 0.00011525
8213 | 343 | 12 | 0.00011416 | 0.00011704 | 0.0001118 | 5.432e-05 | 1.541e-05 | 0.00010871 | 9.813e-05 | 0.00032637 | 2.272e-05 | 4.879e-05 | 6.452e-05 | 2.28e-05 | 5.874e-05 | 9.335e-05 | 0.00020884 | 0.00018886 | 0 | 0.00011525
8214 | 343 | 12 | 0.00011415 | 0.00012092 | 0.00011516 | 0.00010584 | 2.789e-05 | 0.00011508 | 0.00010234 | 0.00034121 | 2.27e-05 | 5.229e-05 | 7.1e-05 | 2.917e-05 | 6.855e-05 | 0.00010669 | 0.00020552 | 0.00018837 | 0 | 0.00011525
8215 | 343 | 12 | 0.00011416 | 0.00012044 | 0.00011465 | 0.0001048 | 2.981e-05 | 0.00012859 | 0.0001149 | 0.0002861 | 2.765e-05 | 5.918e-05 | 8.062e-05 | 4.598e-05 | 7.965e-05 | 0.00011251 | 0.00020051 | 0.00018528 | 0 | 0.00011525
8216 | 343 | 12 | 0.00011415 | 0.00011305 | 0.0001219 | 0.00016703 | 4.353e-05 | 0.00014011 | 0.00013447 | 0.00028611 | 4.18e-05 | 6.829e-05 | 9.074e-05 | 6.82e-05 | 0.00010256 | 0.00013656 | 0.00019086 | 0.00017809 | 0 | 0.00011525
8217 | 343 | 12 | 0.00011416 | 0.00011315 | 0.00010977 | 0.00016681 | 4.292e-05 | 0.00014377 | 0.00014544 | 0.00028611 | 6.201e-05 | 8.289e-05 | 0.00010446 | 0.00010066 | 0.00013899 | 0.00017759 | 0.00018615 | 0.00017317 | 5.9119e-05 | 0.00011525
8218 | 343 | 12 | 0.00011415 | 0.00012297 | 0.0001098 | 0.00016262 | 4.324e-05 | 0.00014378 | 0.00014851 | 0.00026915 | 9.163e-05 | 0.00010678 | 0.00012464 | 0.00012865 | 0.00015433 | 0.00018108 | 0.00018938 | 0.00016811 | 0.00019224 | 0.00011525
8219 | 343 | 12 | 0.00011416 | 0.00012003 | 0.00010429 | 0.00016648 | 4.104e-05 | 0.00014247 | 0.00014798 | 0.00026279 | 0.00011977 | 0.00012993 | 0.00014251 | 0.00013689 | 0.00015695 | 0.00017834 | 0.0001789 | 0.00016375 | 0.00040816 | 0.00011525
8220 | 343 | 12 | 0.00011415 | 0.00011493 | 0.00011839 | 0.00016468 | 4.343e-05 | 0.00014326 | 0.00014702 | 0.00023948 | 0.00013246 | 0.00014512 | 0.00015636 | 0.00014014 | 0.00015703 | 0.00017536 | 0.00014146 | 0.00016814 | 0.0004511 | 0.00011525
8221 | 343 | 12 | 0.00011416 | 0.00011428 | 0.00012353 | 0.00015934 | 4.294e-05 | 0.00013858 | 0.00014487 | 0.0002628 | 0.00013828 | 0.00015264 | 0.00016612 | 0.00012985 | 0.00014742 | 0.0001662 | 0.00016545 | 0.00017975 | 0.00044627 | 0.00011525
8222 | 343 | 12 | 0.00011415 | 0.00011916 | 0.00012433 | 0.00016074 | 4.126e-05 | 0.00013851 | 0.00014549 | 0.00029034 | 0.00013172 | 0.00015225 | 0.00017019 | 0.00011257 | 0.00013596 | 0.00016011 | 0.00016637 | 0.0001862 | 0.00038058 | 0.00011525
8223 | 343 | 12 | 0.00011416 | 0.00011497 | 0.00011771 | 0.00016315 | 4.258e-05 | 0.00013711 | 0.00014554 | 0.00028822 | 0.00011703 | 0.00014601 | 0.00016959 | 0.0001278 | 0.00013948 | 0.00015242 | 0.0001452 | 0.00018844 | 0.00024867 | 0.00011525
8224 | 343 | 12 | 0.00011415 | 0.00012068 | 0.0001164 | 0.000165 | 4.141e-05 | 0.00013665 | 0.00014606 | 0.00029035 | 0.00012586 | 0.0001419 | 0.00016575 | 0.00013452 | 0.00012109 | 0.00010946 | 0.00016082 | 0.00018848 | 0 | 0.00011525
8225 | 343 | 12 | 0.00011416 | 0.00011759 | 0.00012071 | 0.0001618 | 4.169e-05 | 0.00013989 | 0.00015076 | 0.00028823 | 0.00013232 | 0.00013353 | 0.00015205 | 0.00013967 | 0.00012188 | 0.00010607 | 0.00018949 | 0.0001896 | 0 | 0.00011525
8226 | 343 | 12 | 0.00011415 | 0.00011473 | 0.00010891 | 0.00016204 | 4.171e-05 | 0.00014866 | 0.00015758 | 0.00029246 | 0.00013776 | 0.00012721 | 0.00013853 | 0.00014075 | 0.00012786 | 0.00011689 | 0.00020723 | 0.00019028 | 0 | 0.00011525
8227 | 343 | 12 | 0.00011416 | 0.00011315 | 0.00011385 | 0.00010755 | 2.853e-05 | 0.00014783 | 0.00015182 | 0.00029035 | 0.00014002 | 0.00012597 | 0.00012941 | 0.0001417 | 0.00012311 | 0.00010656 | 0.00021113 | 0.00019029 | 0 | 0.00011525
8228 | 343 | 12 | 0.00011415 | 0.00012135 | 0.00011279 | 0.00010808 | 2.835e-05 | 0.0001417 | 0.00014716 | 0.00028187 | 0.00014131 | 0.0001249 | 0.00012029 | 0.00014492 | 0.00012236 | 0.00010194 | 0.00021191 | 0.00019029 | 0 | 0.00011525
8229 | 343 | 12 | 0.00011416 | 0.00012151 | 0.00012272 | 5.354e-05 | 1.395e-05 | 0.00013526 | 0.00014039 | 0.00030306 | 0.00014413 | 0.00012375 | 0.00011273 | 8.418e-05 | 8.565e-05 | 8.763e-05 | 0.00021223 | 0.00019029 | 0 | 0.00011525
8230 | 343 | 12 | 0.00011415 | 0.00012074 | 0.00010231 | 5.676e-05 | 1.5e-05 | 0.00012976 | 0.00013142 | 0.00032849 | 9.73e-05 | 0.0001097 | 0.00010511 | 8.738e-05 | 8.743e-05 | 8.808e-05 | 0.00021238 | 0.00019023 | 0 | 0.00011525
8231 | 343 | 12 | 0.00011416 | 0.00012327 | 0.00011334 | 5.358e-05 | 1.418e-05 | 0.00012905 | 0.00012117 | 0.00030942 | 9.086e-05 | 9.789e-05 | 9.94e-05 | 8.495e-05 | 7.563e-05 | 6.699e-05 | 0.00021242 | 0.00019023 | 0 | 0.00011525
8232 | 343 | 12 | 0.00011415 | 0.00011475 | 0.00010447 | 5.689e-05 | 1.586e-05 | 0.0001274 | 0.00011272 | 0.00031578 | 8.647e-05 | 8.711e-05 | 9.027e-05 | 7.932e-05 | 6.882e-05 | 5.891e-05 | 0.00021243 | 0.00018984 | 0 | 0.00011525
8233 | 344 | 12 | 0.00011416 | 0.00010923 | 0.00011319 | 5.744e-05 | 6.402e-05 | 0.00011972 | 0.0001058 | 0.00032849 | 8.067e-05 | 7.81e-05 | 8.098e-05 | 5.483e-05 | 5.424e-05 | 5.382e-05 | 0.00021244 | 0.00018992 | 0 | 0.00011368
8234 | 344 | 12 | 0.00011415 | 0.00010853 | 0.00010026 | 5.64e-05 | 6.325e-05 | 0.00011274 | 0.0001009 | 0.00033274 | 6.066e-05 | 6.74e-05 | 7.203e-05 | 1.826e-05 | 3.744e-05 | 5.572e-05 | 0.00021243 | 0.00018958 | 0 | 0.00011368
8235 | 344 | 12 | 0.00011416 | 0.00010547 | 0.00010969 | 5.387e-05 | 6.838e-05 | 0.00010838 | 9.834e-05 | 0.00034757 | 2.813e-05 | 5.399e-05 | 6.542e-05 | 1.281e-05 | 3.764e-05 | 6.135e-05 | 0.00021243 | 0.00019016 | 0 | 0.00011368
8236 | 344 | 12 | 0.00011415 | 0.00011053 | 0.00011186 | 5.353e-05 | 6.999e-05 | 0.00010778 | 9.738e-05 | 0.00037088 | 1.706e-05 | 4.486e-05 | 6.182e-05 | 1.283e-05 | 4.709e-05 | 8.01e-05 | 0.00021243 | 0.00019022 | 0 | 0.00011368
8237 | 344 | 12 | 0.00011416 | 0.00011295 | 0.00010861 | 5.794e-05 | 7.305e-05 | 0.00010792 | 9.772e-05 | 0.00037088 | 1.394e-05 | 4.365e-05 | 6.431e-05 | 1.83e-05 | 5.631e-05 | 9.311e-05 | 0.00021244 | 0.00019012 | 0 | 0.00011368
8238 | 344 | 12 | 0.00011415 | 0.00010946 | 0.00012147 | 0.00011521 | 0.00013092 | 0.00011249 | 0.0001018 | 0.00036664 | 1.721e-05 | 4.828e-05 | 7.076e-05 | 4.614e-05 | 7.678e-05 | 0.00010692 | 0.00021244 | 0.00019021 | 0 | 0.00011368
8239 | 344 | 12 | 0.00011416 | 0.00010368 | 0.00012122 | 0.0001155 | 0.00013717 | 0.00012609 | 0.00011365 | 0.00037512 | 3.963e-05 | 5.985e-05 | 8.046e-05 | 0.00012284 | 0.00011625 | 0.00011136 | 0.00021244 | 0.00019025 | 0 | 0.00011368
8240 | 344 | 12 | 0.00011415 | 0.00010664 | 0.00011439 | 0.0001668 | 0.00019164 | 0.00013815 | 0.00013233 | 0.00037512 | 0.00010391 | 8.316e-05 | 9.037e-05 | 0.00022147 | 0.00017687 | 0.00013663 | 0.00021244 | 0.00019025 | 0 | 0.00011368
8241 | 344 | 12 | 0.00011416 | 0.00010956 | 0.00010509 | 0.00015934 | 0.00019916 | 0.00014383 | 0.00014549 | 0.00036664 | 0.00019385 | 0.00012292 | 0.00010416 | 0.00021097 | 0.00019112 | 0.00017503 | 0.00021243 | 0.00019023 | 4.103e-05 | 0.00011368
8242 | 344 | 12 | 0.00011415 | 0.00010579 | 0.00010325 | 0.00015877 | 0.00019946 | 0.00014476 | 0.00014937 | 0.00035392 | 0.00020484 | 0.00015756 | 0.00012384 | 0.00016823 | 0.00017376 | 0.00018175 | 0.0002124 | 0.00019025 | 1.6519e-05 | 0.00011368
8243 | 344 | 12 | 0.00011416 | 0.00010933 | 0.00010993 | 0.00015858 | 0.00019038 | 0.00014344 | 0.00015011 | 0.00034968 | 0.00017639 | 0.00017139 | 0.00014195 | 0.00016811 | 0.00017229 | 0.00017895 | 0.00021234 | 0.00019027 | 0.00021398 | 0.00011368
8244 | 344 | 12 | 0.00011415 | 0.0001086 | 0.00011747 | 0.00015723 | 0.00019601 | 0.00014336 | 0.00014992 | 0.00033909 | 0.00017134 | 0.00017408 | 0.00015603 | 0.00017131 | 0.00017137 | 0.00017404 | 0.00021209 | 0.00019029 | 0.00023155 | 0.00011368
8245 | 344 | 12 | 0.00011416 | 0.00010493 | 0.00010573 | 0.00016621 | 0.00019738 | 0.00013937 | 0.00014771 | 0.00032849 | 0.00017147 | 0.00017332 | 0.00016562 | 0.00016288 | 0.00016386 | 0.00016725 | 0.00021077 | 0.00019027 | 0.00029112 | 0.00011368
8246 | 344 | 12 | 0.00011415 | 0.00011204 | 0.00011148 | 0.00016236 | 0.0001925 | 0.00013675 | 0.00014694 | 0.00032426 | 0.00016451 | 0.00016968 | 0.00017004 | 0.00018015 | 0.00016915 | 0.0001611 | 0.00021021 | 0.0001901 | 0.00010283 | 0.00011368
8247 | 344 | 12 | 0.00011416 | 0.00011044 | 0.0001149 | 0.00016082 | 0.00019418 | 0.00013578 | 0.00014578 | 0.0003285 | 0.00017688 | 0.00016843 | 0.00016979 | 0.0001844 | 0.00016659 | 0.00015196 | 0.00021016 | 0.00019025 | 9.6229e-05 | 0.00011368
8248 | 344 | 12 | 0.00011415 | 0.00010615 | 0.0001112 | 0.00015621 | 0.0001895 | 0.00013419 | 0.00014483 | 0.00033061 | 0.00018243 | 0.00016754 | 0.00016588 | 0.00020104 | 0.00015396 | 0.00011085 | 0.00021163 | 0.00019028 | 0 | 0.00011368
8249 | 344 | 12 | 0.00011416 | 0.00010701 | 0.00011268 | 0.00016103 | 0.0001929 | 0.00013709 | 0.00014779 | 0.00033909 | 0.00019674 | 0.00016251 | 0.00015249 | 0.00021481 | 0.00015851 | 0.00010662 | 0.00021177 | 0.00018896 | 0 | 0.00011368
8250 | 344 | 12 | 0.00011415 | 0.00010748 | 0.00010979 | 0.0001644 | 0.0001972 | 0.00014416 | 0.00015383 | 0.00033909 | 0.00021053 | 0.00015968 | 0.00013908 | 0.00020775 | 0.00016081 | 0.00011798 | 0.00021225 | 0.00018789 | 0 | 0.00011368
8251 | 344 | 12 | 0.00011416 | 0.00010402 | 0.00011127 | 0.0001136 | 0.00013751 | 0.00014308 | 0.00014739 | 0.00034333 | 0.00020801 | 0.00015949 | 0.0001301 | 0.00016431 | 0.00013376 | 0.00010617 | 0.00021242 | 0.00018785 | 0 | 0.00011368
8252 | 344 | 12 | 0.00011415 | 0.00010353 | 9.998e-05 | 0.00011273 | 0.00013107 | 0.00013687 | 0.00014165 | 0.00033697 | 0.00017408 | 0.00015035 | 0.00012079 | 0.00012904 | 0.00011419 | 0.0001013 | 0.00021244 | 0.00018693 | 0 | 0.00011368
8253 | 344 | 12 | 0.00011416 | 0.00010757 | 0.00010702 | 5.705e-05 | 6.469e-05 | 0.00013039 | 0.00013501 | 0.00033697 | 0.00013998 | 0.00013477 | 0.00011298 | 8.449e-05 | 8.57e-05 | 8.769e-05 | 0.00021242 | 0.00018072 | 0 | 0.00011368
8254 | 344 | 12 | 0.00011415 | 0.0001075 | 0.00010222 | 6.2e-05 | 6.359e-05 | 0.00012475 | 0.00012641 | 0.00032849 | 9.763e-05 | 0.00011311 | 0.00010523 | 8.738e-05 | 8.717e-05 | 8.782e-05 | 0.00021243 | 0.00016674 | 0 | 0.00011368
8255 | 344 | 12 | 0.00011416 | 0.00010477 | 0.00010007 | 5.655e-05 | 6.245e-05 | 0.00012617 | 0.00011856 | 0.00032213 | 9.057e-05 | 9.847e-05 | 9.937e-05 | 7.804e-05 | 7.206e-05 | 6.682e-05 | 0.00021245 | 0.00015514 | 0 | 0.00011368
8256 | 344 | 12 | 0.00011415 | 0.0001116 | 0.00010543 | 6.11e-05 | 6.449e-05 | 0.00012596 | 0.00011183 | 0.00031577 | 8.079e-05 | 8.575e-05 | 9.014e-05 | 6.303e-05 | 6.085e-05 | 5.903e-05 | 0.00021235 | 0.00015145 | 0 | 0.00011368
8257 | 345 | 12 | 0.00011416 | 0.0001154 | 0.00012297 | 5.939e-05 | 7.331e-05 | 0.00011828 | 0.00010489 | 0.00031366 | 6.693e-05 | 7.387e-05 | 8.086e-05 | 5.472e-05 | 5.414e-05 | 5.371e-05 | 0.00021243 | 0.00015639 | 0 | 0.0001175
8258 | 345 | 12 | 0.00011415 | 0.00011118 | 0.00010991 | 5.359e-05 | 6.59e-05 | 0.00011092 | 9.971e-05 | 0.00030306 | 5.779e-05 | 6.395e-05 | 7.192e-05 | 1.824e-05 | 3.74e-05 | 5.566e-05 | 0.00021244 | 0.00015487 | 0 | 0.0001175
8259 | 345 | 12 | 0.00011416 | 0.00012054 | 0.00013007 | 5.683e-05 | 7.064e-05 | 0.00010641 | 9.642e-05 | 0.00029458 | 2.714e-05 | 5.213e-05 | 6.533e-05 | 1.284e-05 | 3.771e-05 | 6.147e-05 | 0.00021244 | 0.00017345 | 0 | 0.0001175
8260 | 345 | 12 | 0.00011415 | 0.0001144 | 0.00012837 | 5.623e-05 | 7.148e-05 | 0.00010358 | 9.486e-05 | 0.0002861 | 1.675e-05 | 4.411e-05 | 6.179e-05 | 1.288e-05 | 4.729e-05 | 8.043e-05 | 0.00021239 | 0.00018715 | 0 | 0.0001175
8261 | 345 | 12 | 0.00011416 | 0.00012101 | 0.00012413 | 5.582e-05 | 7.035e-05 | 0.00010224 | 9.402e-05 | 0.00027763 | 1.398e-05 | 4.345e-05 | 6.438e-05 | 1.831e-05 | 5.632e-05 | 9.312e-05 | 0.00021238 | 0.0001897 | 0 | 0.0001175
8262 | 345 | 12 | 0.00011415 | 0.00011336 | 0.00012202 | 0.00010819 | 0.00012778 | 0.00010339 | 9.537e-05 | 0.00027551 | 1.722e-05 | 4.827e-05 | 7.083e-05 | 4.653e-05 | 7.743e-05 | 0.00010781 | 0.00021237 | 0.00019025 | 0 | 0.0001175
8263 | 345 | 12 | 0.00011416 | 0.00012102 | 0.00012371 | 0.00011444 | 0.00012592 | 0.00010843 | 0.0001004 | 0.0002734 | 3.994e-05 | 6.012e-05 | 8.073e-05 | 0.00012477 | 0.00011807 | 0.0001131 | 0.00021238 | 0.00019029 | 0 | 0.0001175
8264 | 345 | 12 | 0.00011415 | 0.00011158 | 0.00011147 | 0.000162 | 0.0001865 | 0.00011253 | 0.00010897 | 0.00027551 | 0.00010547 | 8.404e-05 | 9.1e-05 | 0.00022114 | 0.0001766 | 0.00013643 | 0.0002124 | 0.00019029 | 0 | 0.0001175
8265 | 345 | 12 | 0.00011416 | 0.0001216 | 0.00011125 | 0.00016621 | 0.0001998 | 0.00011856 | 0.00011845 | 0.00026491 | 0.00019389 | 0.00012355 | 0.0001047 | 0.0002117 | 0.00019178 | 0.00017564 | 0.00021243 | 0.00019029 | 9.1546e-06 | 0.0001175
8266 | 345 | 12 | 0.00011415 | 0.00011389 | 0.00012701 | 0.00016124 | 0.00018871 | 0.0001238 | 0.00012651 | 0.00025432 | 0.00020547 | 0.00015811 | 0.00012443 | 0.0001688 | 0.00017435 | 0.00018237 | 0.00021222 | 0.00019009 | 1.489e-05 | 0.0001175
8267 | 345 | 12 | 0.00011416 | 0.00011769 | 0.00012777 | 0.00016711 | 0.00019491 | 0.00012581 | 0.00013097 | 0.00023949 | 0.00017697 | 0.00017194 | 0.00014257 | 0.00016898 | 0.00017318 | 0.00017987 | 0.00021182 | 0.00019006 | 2.407e-05 | 0.0001175
8268 | 345 | 12 | 0.00011415 | 0.00011621 | 0.00011018 | 0.00016609 | 0.00019153 | 0.00012782 | 0.00013199 | 0.00022677 | 0.00017213 | 0.00017476 | 0.00015671 | 0.00016959 | 0.00016965 | 0.00017229 | 0.0002116 | 0.00019029 | 4.5153e-05 | 0.0001175
8269 | 345 | 12 | 0.00011416 | 0.00011055 | 0.00011807 | 0.00016568 | 0.00019267 | 0.00012854 | 0.00013148 | 0.00022253 | 0.0001703 | 0.00017317 | 0.00016575 | 0.00016452 | 0.00016551 | 0.00016894 | 0.000211 | 0.00019029 | 2.4723e-05 | 0.0001175
8270 | 345 | 12 | 0.00011415 | 0.00011193 | 0.00011477 | 0.00016538 | 0.00018922 | 0.00012572 | 0.00013028 | 0.00022889 | 0.00016559 | 0.00016994 | 0.00017044 | 0.00018019 | 0.00016918 | 0.00016113 | 0.00021094 | 0.00019029 | 3.2851e-05 | 0.0001175
8271 | 345 | 12 | 0.00011416 | 0.00011922 | 0.00011423 | 0.00016251 | 0.0001969 | 0.00012309 | 0.00012887 | 0.00022889 | 0.00017708 | 0.00016876 | 0.00017009 | 0.00018425 | 0.00016645 | 0.00015183 | 0.00021144 | 0.00019029 | 2.8321e-05 | 0.0001175
8272 | 345 | 12 | 0.00011415 | 0.00011045 | 0.00011332 | 0.00016592 | 0.00019694 | 0.0001238 | 0.00012878 | 0.00022677 | 0.00018236 | 0.00016771 | 0.00016607 | 0.00019874 | 0.0001522 | 0.00010958 | 0.00021204 | 0.00019029 | 0 | 0.0001175
8273 | 345 | 12 | 0.00011416 | 0.00012022 | 0.00013043 | 0.00016483 | 0.00019312 | 0.00012681 | 0.00013291 | 0.00022253 | 0.00019495 | 0.00016193 | 0.00015233 | 0.00021715 | 0.00016023 | 0.00010778 | 0.00021188 | 0.00019029 | 0 | 0.0001175
8274 | 345 | 12 | 0.00011415 | 0.00011934 | 0.00010824 | 0.00016638 | 0.00018781 | 0.00013236 | 0.00013666 | 0.00021617 | 0.000212 | 0.00015973 | 0.00013918 | 0.00020733 | 0.00016049 | 0.00011775 | 0.00021171 | 0.00019029 | 0 | 0.0001175
8275 | 345 | 12 | 0.00011416 | 0.00011634 | 0.00011071 | 0.00010992 | 0.00013623 | 0.00013173 | 0.00013346 | 0.00021193 | 0.00020791 | 0.00015962 | 0.00013009 | 0.00016533 | 0.0001346 | 0.00010683 | 0.00021131 | 0.00019029 | 0 | 0.0001175
8276 | 345 | 12 | 0.00011415 | 0.00011494 | 0.00011155 | 0.00011469 | 0.00012872 | 0.00012675 | 0.00012871 | 0.00020982 | 0.00017489 | 0.00015072 | 0.00012092 | 0.00013054 | 0.00011552 | 0.00010248 | 0.00021016 | 0.00019029 | 0 | 0.0001175
8277 | 345 | 12 | 0.00011416 | 0.0001178 | 0.00011838 | 5.847e-05 | 7.513e-05 | 0.00012038 | 0.00012343 | 0.00020557 | 0.00014133 | 0.00013555 | 0.00011338 | 8.596e-05 | 8.72e-05 | 8.922e-05 | 0.00020935 | 0.00019029 | 0 | 0.0001175
8278 | 345 | 12 | 0.00011415 | 0.00011991 | 0.0001092 | 5.521e-05 | 6.727e-05 | 0.00011548 | 0.00011794 | 0.00020557 | 9.904e-05 | 0.00011425 | 0.00010596 | 8.834e-05 | 8.813e-05 | 8.878e-05 | 0.00021029 | 0.00019023 | 0 | 0.0001175
8279 | 345 | 12 | 0.00011416 | 0.00011317 | 0.00011917 | 5.382e-05 | 7.048e-05 | 0.00011598 | 0.00011256 | 0.00020346 | 9.163e-05 | 9.964e-05 | 0.00010023 | 7.756e-05 | 7.162e-05 | 6.641e-05 | 0.00020974 | 0.00019022 | 0 | 0.0001175
8280 | 345 | 12 | 0.00011415 | 0.00011644 | 0.00012766 | 5.249e-05 | 6.277e-05 | 0.00011649 | 0.00010698 | 0.00021193 | 8.066e-05 | 8.632e-05 | 9.081e-05 | 6.303e-05 | 6.085e-05 | 5.903e-05 | 0.00020441 | 0.00019015 | 0 | 0.0001175
8281 | 346 | 12 | 0.00011416 | 0.00010832 | 0.00010487 | 5.382e-05 | 6.901e-05 | 0.00010922 | 0.00010244 | 0.00021193 | 6.694e-05 | 7.407e-05 | 8.139e-05 | 5.453e-05 | 5.394e-05 | 5.352e-05 | 0.00019885 | 0.00019025 | 0 | 0.0001293
8282 | 346 | 12 | 0.00011415 | 0.00010469 | 9.07e-05 | 5.774e-05 | 6.922e-05 | 0.0001043 | 9.703e-05 | 0.00021405 | 5.763e-05 | 6.393e-05 | 7.223e-05 | 1.833e-05 | 3.759e-05 | 5.595e-05 | 0.00019988 | 0.00019022 | 0 | 0.0001293
8283 | 346 | 12 | 0.00011416 | 0.00011248 | 8.661e-05 | 5.508e-05 | 7.027e-05 | 0.00010112 | 9.392e-05 | 0.00021193 | 2.718e-05 | 5.214e-05 | 6.554e-05 | 1.297e-05 | 3.811e-05 | 6.212e-05 | 0.00019856 | 0.00019011 | 0 | 0.0001293
8284 | 346 | 12 | 0.00011415 | 0.00010938 | 0.00010565 | 5.98e-05 | 6.901e-05 | 9.868e-05 | 9.25e-05 | 0.00020981 | 1.686e-05 | 4.427e-05 | 6.203e-05 | 1.279e-05 | 4.698e-05 | 7.99e-05 | 0.00019887 | 0.00018933 | 0 | 0.0001293
8285 | 346 | 12 | 0.00011416 | 0.00010905 | 0.0001035 | 5.489e-05 | 6.776e-05 | 9.738e-05 | 9.168e-05 | 0.0002077 | 1.393e-05 | 4.349e-05 | 6.444e-05 | 1.829e-05 | 5.628e-05 | 9.305e-05 | 0.0001988 | 0.00018816 | 0 | 0.0001293
8286 | 346 | 12 | 0.00011415 | 0.00011027 | 9.022e-05 | 0.00011189 | 0.00013872 | 9.862e-05 | 9.242e-05 | 0.00020346 | 1.72e-05 | 4.824e-05 | 7.085e-05 | 4.596e-05 | 7.648e-05 | 0.0001065 | 0.00019931 | 0.00018729 | 0 | 0.0001293
8287 | 346 | 12 | 0.00011416 | 0.00010739 | 0.00010086 | 0.0001117 | 0.00013031 | 0.0001008 | 9.47e-05 | 0.0001971 | 3.949e-05 | 5.975e-05 | 8.045e-05 | 0.00012347 | 0.00011684 | 0.00011192 | 0.00019541 | 0.00018368 | 0 | 0.0001293
8288 | 346 | 12 | 0.00011415 | 0.0001082 | 9.572e-05 | 0.00015875 | 0.00019859 | 0.00010264 | 9.913e-05 | 0.00018438 | 0.00010437 | 8.327e-05 | 9.046e-05 | 0.00022301 | 0.0001781 | 0.00013758 | 0.00017917 | 0.00017534 | 0 | 0.0001293
8289 | 346 | 12 | 0.00011416 | 0.0001038 | 9.814e-05 | 0.00016577 | 0.00019347 | 0.00010847 | 0.00010575 | 0.00014412 | 0.00019513 | 0.0001235 | 0.00010443 | 0.00021452 | 0.00019433 | 0.00017797 | 0.000165 | 0.00015017 | 8.2069e-05 | 0.0001293
8290 | 346 | 12 | 0.00011415 | 0.00010403 | 8.862e-05 | 0.00016593 | 0.00019666 | 0.00011431 | 0.00011189 | 0.00014412 | 0.00020787 | 0.00015921 | 0.00012474 | 0.00016905 | 0.00017461 | 0.00018264 | 0.00014772 | 0.00012749 | 9.538e-05 | 0.0001293
8291 | 346 | 12 | 0.00011416 | 0.00010465 | 9.28e-05 | 0.00016121 | 0.00019284 | 0.00011845 | 0.00011578 | 0.00013776 | 0.00017766 | 0.00017303 | 0.00014299 | 0.00016858 | 0.00017277 | 0.00017945 | 0.00013747 | 0.0001049 | 0.00023715 | 0.0001293
8292 | 346 | 12 | 0.00011415 | 0.00011089 | 9.152e-05 | 0.00016291 | 0.00019149 | 0.00012191 | 0.00011799 | 0.00012928 | 0.00017204 | 0.00017526 | 0.00015707 | 0.00017222 | 0.00017228 | 0.00017497 | 9.9069e-05 | 7.4134e-05 | 2.8694e-05 | 0.0001293
8293 | 346 | 12 | 0.00011416 | 0.0001091 | 9.525e-05 | 0.00015973 | 0.0001971 | 0.00012253 | 0.00012055 | 0.00013352 | 0.00017236 | 0.00017427 | 0.0001667 | 0.00016179 | 0.00016276 | 0.00016613 | 0.00011539 | 7.2853e-05 | 0.00013898 | 0.0001293
8294 | 346 | 12 | 0.00011415 | 0.00010925 | 0.00010834 | 0.00016102 | 0.00019772 | 0.00011871 | 0.00011984 | 0.00013564 | 0.00016384 | 0.00016985 | 0.00017064 | 0.00018124 | 0.00017017 | 0.00016208 | 0.00011307 | 9.113e-05 | 7.7046e-05 | 0.0001293
8295 | 346 | 12 | 0.00011416 | 0.00011309 | 9.744e-05 | 0.00016621 | 0.00019256 | 0.0001148 | 0.00011945 | 0.00015471 | 0.00017762 | 0.00016871 | 0.00017034 | 0.00018562 | 0.00016769 | 0.00015296 | 0.00012154 | 0.00010935 | 3.1477e-06 | 0.0001293
8296 | 346 | 12 | 0.00011415 | 0.00010681 | 9.32e-05 | 0.00016294 | 0.00019665 | 0.00011442 | 0.00012044 | 0.00018226 | 0.0001835 | 0.00016816 | 0.00016645 | 0.0002002 | 0.00015332 | 0.00011038 | 0.00013605 | 0.00012553 | 0 | 0.0001293
8297 | 346 | 12 | 0.00011416 | 0.0001126 | 9.844e-05 | 0.00016057 | 0.000201 | 0.00011766 | 0.00012602 | 0.00022253 | 0.0001963 | 0.00016278 | 0.0001528 | 0.00021695 | 0.00016008 | 0.00010768 | 0.00017229 | 0.00013298 | 0 | 0.0001293
8298 | 346 | 12 | 0.00011415 | 0.00010528 | 9.594e-05 | 0.00015826 | 0.00019888 | 0.00012663 | 0.0001339 | 0.00026067 | 0.00021216 | 0.00016031 | 0.00013951 | 0.00020832 | 0.00016125 | 0.00011831 | 0.00019617 | 0.00012847 | 0 | 0.0001293
8299 | 346 | 12 | 0.00011416 | 0.00010479 | 8.628e-05 | 0.00010793 | 0.00013848 | 0.00012788 | 0.00013228 | 0.00022465 | 0.00020875 | 0.00016016 | 0.00013055 | 0.00016539 | 0.00013464 | 0.00010687 | 0.00020806 | 0.00012995 | 0 | 0.0001293
8300 | 346 | 12 | 0.00011415 | 0.00011045 | 9.489e-05 | 0.00010796 | 0.00012669 | 0.00012623 | 0.00012914 | 0.00022253 | 0.0001751 | 0.0001511 | 0.00012129 | 0.00012918 | 0.00011431 | 0.0001014 | 0.00021224 | 0.0001375 | 0 | 0.0001293
8301 | 346 | 12 | 0.00011416 | 0.00010303 | 0.00010477 | 5.819e-05 | 6.864e-05 | 0.00012316 | 0.000125 | 0.00021193 | 0.00014032 | 0.0001353 | 0.00011341 | 8.497e-05 | 8.619e-05 | 8.818e-05 | 0.00021245 | 0.0001628 | 0 | 0.0001293
8302 | 346 | 12 | 0.00011415 | 0.0001043 | 9.62e-05 | 5.708e-05 | 6.462e-05 | 0.00011796 | 0.00011905 | 0.00020982 | 9.809e-05 | 0.00011357 | 0.00010568 | 8.765e-05 | 8.744e-05 | 8.809e-05 | 0.00021245 | 0.00018102 | 0 | 0.0001293
8303 | 346 | 12 | 0.00011416 | 0.00010683 | 9.476e-05 | 5.66e-05 | 6.383e-05 | 0.00011736 | 0.00011251 | 0.00020133 | 9.088e-05 | 9.885e-05 | 9.976e-05 | 7.801e-05 | 7.203e-05 | 6.679e-05 | 0.00021245 | 0.00018542 | 0 | 0.0001293
8304 | 346 | 12 | 0.00011415 | 0.00010669 | 9.716e-05 | 5.357e-05 | 6.533e-05 | 0.00011656 | 0.00010456 | 0.00020345 | 8.083e-05 | 8.596e-05 | 9.043e-05 | 6.307e-05 | 6.089e-05 | 5.907e-05 | 0.00021245 | 0.00018946 | 0 | 0.0001293
8305 | 347 | 12 | 0.00011416 | 0.00010743 | 0.00012253 | 5.964e-05 | 6.812e-05 | 0.00010999 | 9.933e-05 | 0.00020346 | 6.698e-05 | 7.397e-05 | 8.107e-05 | 5.419e-05 | 5.361e-05 | 5.318e-05 | 0.00021245 | 0.00018785 | 0 | 0.00014059
8306 | 347 | 12 | 0.00011415 | 0.00011073 | 0.00010247 | 5.714e-05 | 6.653e-05 | 0.00010493 | 9.635e-05 | 0.00019922 | 5.738e-05 | 6.38e-05 | 7.194e-05 | 1.832e-05 | 3.757e-05 | 5.591e-05 | 0.00021245 | 0.00018537 | 0 | 0.00014059
8307 | 347 | 12 | 0.00011416 | 0.00011395 | 0.00010443 | 5.333e-05 | 7.505e-05 | 0.00010158 | 9.479e-05 | 0.00019286 | 2.713e-05 | 5.203e-05 | 6.535e-05 | 1.278e-05 | 3.754e-05 | 6.119e-05 | 0.00021245 | 0.00018203 | 0 | 0.00014059
8308 | 347 | 12 | 0.00011415 | 0.00011498 | 0.00010798 | 5.395e-05 | 7.19e-05 | 0.00010034 | 9.459e-05 | 0.0001971 | 1.669e-05 | 4.4e-05 | 6.172e-05 | 1.289e-05 | 4.734e-05 | 8.052e-05 | 0.00021243 | 0.00017223 | 0 | 0.00014059
8309 | 347 | 12 | 0.00011416 | 0.00011109 | 0.00011868 | 5.451e-05 | 6.553e-05 | 0.00010295 | 9.599e-05 | 0.00019498 | 1.397e-05 | 4.34e-05 | 6.432e-05 | 1.848e-05 | 5.685e-05 | 9.401e-05 | 0.00020809 | 0.00015446 | 0 | 0.00014059
8310 | 347 | 12 | 0.00011415 | 0.00011764 | 0.00010661 | 0.00010659 | 0.00012828 | 0.00010889 | 0.00010097 | 0.00019921 | 1.735e-05 | 4.844e-05 | 7.097e-05 | 4.639e-05 | 7.72e-05 | 0.0001075 | 0.00017838 | 0.00013065 | 0 | 0.00014059
8311 | 347 | 12 | 0.00011416 | 0.00011491 | 0.00010508 | 0.00010924 | 0.00013814 | 0.00012425 | 0.00011421 | 0.00019498 | 3.986e-05 | 6.021e-05 | 8.082e-05 | 0.00012297 | 0.00011637 | 0.00011147 | 0.000126 | 0.00010192 | 0 | 0.00014059
8312 | 347 | 12 | 0.00011415 | 0.00011541 | 0.00011858 | 0.00016162 | 0.00019185 | 0.0001367 | 0.00013297 | 0.00019286 | 0.00010406 | 8.346e-05 | 9.073e-05 | 0.00022166 | 0.00017702 | 0.00013675 | 7.9317e-05 | 7.3323e-05 | 0 | 0.00014059
8313 | 347 | 12 | 0.00011416 | 0.0001156 | 0.00010512 | 0.00016189 | 0.00019281 | 0.00014034 | 0.00014474 | 0.00018438 | 0.00019403 | 0.00012314 | 0.0001045 | 0.00021296 | 0.00019292 | 0.00017668 | 5.5217e-05 | 4.8366e-05 | 7.6528e-06 | 0.00014059
8314 | 347 | 12 | 0.00011415 | 0.00011087 | 0.00012227 | 0.00015883 | 0.00019859 | 0.00014164 | 0.00014798 | 0.00016531 | 0.00020643 | 0.00015833 | 0.00012447 | 0.00017006 | 0.00017565 | 0.00018373 | 3.6945e-05 | 2.9623e-05 | 5.0779e-05 | 0.00014059
8315 | 347 | 12 | 0.00011416 | 0.00010827 | 0.00011195 | 0.00015634 | 0.00018997 | 0.00014134 | 0.00014813 | 0.00015471 | 0.00017814 | 0.00017273 | 0.00014291 | 0.00017003 | 0.00017425 | 0.00018099 | 2.0302e-05 | 1.7693e-05 | 0.00016647 | 0.00014059
8316 | 347 | 12 | 0.00011415 | 0.00010711 | 0.00012006 | 0.00016163 | 0.00019991 | 0.00014319 | 0.00014798 | 0.00015047 | 0.00017321 | 0.00017578 | 0.0001573 | 0.00017261 | 0.00017267 | 0.00017536 | 1.0755e-05 | 1.3461e-05 | 0.00026295 | 0.00014059
8317 | 347 | 12 | 0.00011416 | 0.00010702 | 0.00011022 | 0.00015647 | 0.0001904 | 0.00014037 | 0.00014714 | 0.00014199 | 0.0001729 | 0.00017495 | 0.00016703 | 0.00016179 | 0.00016277 | 0.00016614 | 9.0149e-06 | 7.9683e-06 | 0.00032471 | 0.00014059
8318 | 347 | 12 | 0.00011416 | 0.00011711 | 0.00010705 | 0.00016415 | 0.00018849 | 0.00014132 | 0.00014766 | 0.00014624 | 0.00016399 | 0.0001703 | 0.00017099 | 0.00017986 | 0.00016887 | 0.00016084 | 5.1756e-06 | 4.9673e-06 | 8.8754e-05 | 0.00014059
8319 | 347 | 12 | 0.00011416 | 0.0001124 | 0.00010826 | 0.00016264 | 0.00019701 | 0.00014127 | 0.0001469 | 0.0001526 | 0.00017659 | 0.00016845 | 0.00017042 | 0.00018529 | 0.00016739 | 0.00015268 | 5.7925e-06 | 4.6155e-06 | 7.3118e-05 | 0.00014059
8320 | 347 | 12 | 0.00011416 | 0.00011128 | 0.0001174 | 0.00015736 | 0.0001949 | 0.00014135 | 0.00014747 | 0.00015683 | 0.00018304 | 0.00016771 | 0.0001664 | 0.0001978 | 0.00015148 | 0.00010906 | 7.2636e-06 | 4.5731e-06 | 0 | 0.00014059
8321 | 347 | 12 | 0.00011416 | 0.00011503 | 0.00010825 | 0.00015846 | 0.00018894 | 0.0001444 | 0.00015191 | 0.00016319 | 0.00019431 | 0.0001618 | 0.00015238 | 0.00021648 | 0.00015974 | 0.00010745 | 1.0703e-05 | 4.1142e-06 | 0 | 0.00014059
8322 | 347 | 12 | 0.00011416 | 0.00010806 | 0.00012325 | 0.00015628 | 0.0001918 | 0.00015108 | 0.00015697 | 0.00016742 | 0.00021139 | 0.00015942 | 0.00013901 | 0.00020887 | 0.00016167 | 0.00011862 | 1.6396e-05 | 5.58e-06 | 0 | 0.00014059
8323 | 347 | 12 | 0.00011416 | 0.00011426 | 0.00011521 | 0.00011202 | 0.00013069 | 0.00014926 | 0.00015075 | 0.00017167 | 0.00020898 | 0.00015978 | 0.00013015 | 0.00016532 | 0.00013459 | 0.00010683 | 2.5622e-05 | 9.2419e-06 | 0 | 0.00014059
8324 | 347 | 12 | 0.00011416 | 0.00011128 | 0.00012436 | 0.00011079 | 0.00013234 | 0.00014344 | 0.00014602 | 0.0001865 | 0.00017506 | 0.00015098 | 0.00012099 | 0.00013056 | 0.00011554 | 0.00010249 | 3.6187e-05 | 1.4741e-05 | 0 | 0.00014059
8325 | 347 | 12 | 0.00011416 | 0.00011556 | 0.00011345 | 5.449e-05 | 7.42e-05 | 0.00013575 | 0.00013958 | 0.00019286 | 0.00014141 | 0.00013572 | 0.00011345 | 8.544e-05 | 8.667e-05 | 8.867e-05 | 4.6479e-05 | 2.3215e-05 | 0 | 0.00014059
8326 | 347 | 12 | 0.00011416 | 0.00010954 | 0.00011815 | 5.302e-05 | 6.468e-05 | 0.00012804 | 0.00013183 | 0.00019286 | 9.867e-05 | 0.00011414 | 0.00010593 | 8.715e-05 | 8.694e-05 | 8.759e-05 | 5.7037e-05 | 3.1496e-05 | 0 | 0.00014059
8327 | 347 | 12 | 0.00011416 | 0.00010966 | 0.00011102 | 5.432e-05 | 6.58e-05 | 0.00012927 | 0.000122 | 0.0001865 | 9.062e-05 | 9.907e-05 | 9.994e-05 | 7.843e-05 | 7.242e-05 | 6.715e-05 | 6.5929e-05 | 3.8241e-05 | 0 | 0.00014059
8328 | 347 | 12 | 0.00011416 | 0.00010766 | 0.0001065 | 5.562e-05 | 6.44e-05 | 0.0001277 | 0.00011264 | 0.0001971 | 8.113e-05 | 8.613e-05 | 9.066e-05 | 6.263e-05 | 6.046e-05 | 5.865e-05 | 6.4423e-05 | 4.6373e-05 | 0 | 0.00014059
8329 | 348 | 12 | 0.00011416 | 0.00012164 | 0.000103 | 6.112e-05 | 6.819e-05 | 0.00012085 | 0.00010541 | 0.00018862 | 6.668e-05 | 7.393e-05 | 8.118e-05 | 5.505e-05 | 5.446e-05 | 5.404e-05 | 6.0564e-05 | 5.9012e-05 | 0 | 0.0001451
8330 | 348 | 12 | 0.00011416 | 0.00011371 | 0.00010022 | 5.703e-05 | 7.46e-05 | 0.00011443 | 0.00010128 | 0.00018227 | 5.8e-05 | 6.403e-05 | 7.216e-05 | 1.828e-05 | 3.749e-05 | 5.579e-05 | 5.9964e-05 | 7.7916e-05 | 0 | 0.0001451
8331 | 348 | 12 | 0.00011416 | 0.00011529 | 0.00011064 | 5.363e-05 | 7.521e-05 | 0.00011121 | 9.912e-05 | 0.00017802 | 2.721e-05 | 5.222e-05 | 6.548e-05 | 1.274e-05 | 3.742e-05 | 6.1e-05 | 6.2526e-05 | 9.6253e-05 | 0 | 0.0001451
8332 | 348 | 12 | 0.00011416 | 0.00011406 | 0.00010313 | 5.451e-05 | 7.196e-05 | 0.0001091 | 9.815e-05 | 0.00017378 | 1.668e-05 | 4.407e-05 | 6.178e-05 | 1.287e-05 | 4.726e-05 | 8.038e-05 | 6.971e-05 | 0.00010275 | 0 | 0.0001451
8333 | 348 | 12 | 0.00011416 | 0.0001228 | 9.129e-05 | 6.176e-05 | 7.502e-05 | 0.00010973 | 9.871e-05 | 0.0001759 | 1.397e-05 | 4.338e-05 | 6.432e-05 | 1.85e-05 | 5.69e-05 | 9.409e-05 | 6.278e-05 | 0.00010494 | 0 | 0.0001451
8334 | 348 | 12 | 0.00011416 | 0.00012375 | 9.252e-05 | 0.00010841 | 0.00012758 | 0.00011504 | 0.00010287 | 0.00020346 | 1.736e-05 | 4.843e-05 | 7.099e-05 | 4.582e-05 | 7.625e-05 | 0.00010618 | 5.3192e-05 | 0.00011357 | 0 | 0.0001451
8335 | 348 | 12 | 0.00011416 | 0.00011873 | 0.000106 | 0.00011074 | 0.00012698 | 0.00012847 | 0.00011528 | 0.0002204 | 3.941e-05 | 5.987e-05 | 8.052e-05 | 0.00012305 | 0.00011645 | 0.00011155 | 4.7803e-05 | 0.00011837 | 0 | 0.0001451
8336 | 348 | 12 | 0.00011416 | 0.00012243 | 0.00010642 | 0.00015618 | 0.00019799 | 0.00014063 | 0.0001341 | 0.00020345 | 0.00010403 | 8.317e-05 | 9.045e-05 | 0.00021923 | 0.00017508 | 0.00013525 | 4.5719e-05 | 0.00012497 | 0 | 0.0001451
8337 | 348 | 12 | 0.00011416 | 0.00012334 | 9.504e-05 | 0.00016551 | 0.00019424 | 0.0001459 | 0.00014556 | 0.00019073 | 0.00019211 | 0.00012229 | 0.00010393 | 0.0002109 | 0.00019105 | 0.00017497 | 4.8285e-05 | 0.00013621 | 8.374e-06 | 0.0001451
8338 | 348 | 12 | 0.00011416 | 0.00012118 | 0.00010402 | 0.00016657 | 0.0001975 | 0.00014673 | 0.00014932 | 0.00015259 | 0.00020446 | 0.00015696 | 0.00012358 | 0.00016827 | 0.0001738 | 0.00018179 | 5.6592e-05 | 0.00013981 | 3.8247e-05 | 0.0001451
8339 | 348 | 12 | 0.00011416 | 0.00011869 | 9.981e-05 | 0.00016167 | 0.00019051 | 0.00014635 | 0.0001494 | 0.00014835 | 0.00017631 | 0.00017105 | 0.00014169 | 0.00016933 | 0.00017354 | 0.00018024 | 6.5273e-05 | 0.00013647 | 4.4899e-05 | 0.0001451
8340 | 348 | 12 | 0.00011416 | 0.00011574 | 9.874e-05 | 0.00015908 | 0.00019242 | 0.00014733 | 0.00014946 | 0.00013564 | 0.00017225 | 0.00017439 | 0.0001561 | 0.00017085 | 0.00017091 | 0.00017358 | 5.1989e-05 | 0.00012896 | 0.00045189 | 0.0001451
8341 | 348 | 12 | 0.00011416 | 0.00012127 | 0.00010947 | 0.0001572 | 0.00019362 | 0.00014471 | 0.00014817 | 0.00012505 | 0.00017129 | 0.00017352 | 0.00016562 | 0.00016378 | 0.00016476 | 0.00016818 | 4.214e-05 | 0.00011769 | 0.00027288 | 0.0001451
8342 | 348 | 12 | 0.00011416 | 0.00011518 | 0.00011241 | 0.00015716 | 0.00019282 | 0.00014528 | 0.00014842 | 0.00014412 | 0.00016521 | 0.00017008 | 0.0001703 | 0.00017796 | 0.00016708 | 0.00015914 | 4.0724e-05 | 0.00010705 | 0.00026879 | 0.0001451
8343 | 348 | 12 | 0.00011416 | 0.00012454 | 9.548e-05 | 0.00016703 | 0.00019673 | 0.0001434 | 0.00014819 | 0.00015259 | 0.0001753 | 0.000168 | 0.00016963 | 0.00018432 | 0.00016652 | 0.00015189 | 4.4861e-05 | 9.9519e-05 | 0.00016258 | 0.0001451
8344 | 348 | 12 | 0.00011416 | 0.00012321 | 0.00010818 | 0.00015804 | 0.000193 | 0.00014264 | 0.00014834 | 0.00017379 | 0.00018207 | 0.00016701 | 0.0001657 | 0.00019965 | 0.00015289 | 0.00011008 | 4.9043e-05 | 9.0867e-05 | 0 | 0.0001451
8345 | 348 | 12 | 0.00011416 | 0.00011895 | 9.115e-05 | 0.00016651 | 0.00019105 | 0.00014401 | 0.00015221 | 0.00018862 | 0.00019555 | 0.00016178 | 0.00015211 | 0.00021561 | 0.0001591 | 0.00010702 | 5.4858e-05 | 7.6783e-05 | 0 | 0.0001451
8346 | 348 | 12 | 0.00011416 | 0.00012306 | 9.154e-05 | 0.0001589 | 0.00019719 | 0.00014969 | 0.00015657 | 0.00019709 | 0.0002109 | 0.00015939 | 0.0001388 | 0.00020805 | 0.00016105 | 0.00011816 | 5.9348e-05 | 5.8064e-05 | 0 | 0.0001451
8347 | 348 | 12 | 0.00011416 | 0.00011604 | 0.00010363 | 0.00011494 | 0.00012834 | 0.00014862 | 0.00015038 | 0.00019073 | 0.00020829 | 0.00015951 | 0.00012988 | 0.0001643 | 0.00013376 | 0.00010616 | 6.1468e-05 | 4.0304e-05 | 0 | 0.0001451
8348 | 348 | 12 | 0.00011416 | 0.00011506 | 9.751e-05 | 0.00010859 | 0.00013376 | 0.00014179 | 0.00014561 | 0.00017803 | 0.00017413 | 0.00015042 | 0.00012067 | 0.00012983 | 0.00011489 | 0.00010192 | 6.8361e-05 | 3.3125e-05 | 0 | 0.0001451
8349 | 348 | 12 | 0.00011416 | 0.00012201 | 9.492e-05 | 6.246e-05 | 6.437e-05 | 0.00013584 | 0.0001392 | 0.00017802 | 0.00014063 | 0.00013508 | 0.00011307 | 8.492e-05 | 8.614e-05 | 8.813e-05 | 7.1443e-05 | 3.1694e-05 | 0 | 0.0001451
8350 | 348 | 12 | 0.00011416 | 0.00011501 | 0.00011135 | 6.345e-05 | 6.556e-05 | 0.00012932 | 0.00013158 | 0.00019074 | 9.809e-05 | 0.00011352 | 0.00010546 | 8.786e-05 | 8.766e-05 | 8.831e-05 | 6.9325e-05 | 3.1156e-05 | 0 | 0.0001451
8351 | 348 | 12 | 0.00011416 | 0.00012328 | 0.00011064 | 5.599e-05 | 7.586e-05 | 0.00013083 | 0.00012165 | 0.00018226 | 9.105e-05 | 9.893e-05 | 9.971e-05 | 7.869e-05 | 7.266e-05 | 6.737e-05 | 6.5874e-05 | 2.7228e-05 | 0 | 0.0001451
8352 | 348 | 12 | 0.00011416 | 0.00011932 | 0.00011261 | 5.817e-05 | 7.411e-05 | 0.00012887 | 0.0001131 | 0.00016954 | 8.14e-05 | 8.627e-05 | 9.056e-05 | 6.331e-05 | 6.112e-05 | 5.929e-05 | 5.4137e-05 | 1.6621e-05 | 0 | 0.0001451
8353 | 349 | 12 | 0.00011416 | 0.00011445 | 0.00010629 | 5.323e-05 | 4.212e-05 | 0.00012 | 0.00010599 | 0.00016954 | 6.728e-05 | 7.431e-05 | 8.129e-05 | 6.832e-05 | 6.083e-05 | 5.364e-05 | 4.4691e-05 | 1.2224e-05 | 0 | 0.00014362
8354 | 349 | 12 | 0.00011416 | 0.00010844 | 0.0001018 | 6.045e-05 | 4.271e-05 | 0.00011434 | 0.00010124 | 0.00018438 | 6.848e-05 | 6.662e-05 | 7.224e-05 | 3.491e-05 | 4.597e-05 | 5.634e-05 | 3.9042e-05 | 7e-06 | 0 | 0.00014362
8355 | 349 | 12 | 0.00011416 | 0.0001152 | 9.924e-05 | 6.23e-05 | 4.023e-05 | 0.00011057 | 9.896e-05 | 0.00017379 | 4.222e-05 | 5.754e-05 | 6.571e-05 | 2.13e-05 | 4.171e-05 | 6.101e-05 | 2.9528e-05 | 2.095e-06 | 0 | 0.00014362
8356 | 349 | 12 | 0.00011416 | 0.00011366 | 0.00011053 | 5.55e-05 | 4.378e-05 | 0.00010888 | 9.796e-05 | 0.00016954 | 2.653e-05 | 4.969e-05 | 6.198e-05 | 2.102e-05 | 5.146e-05 | 8.061e-05 | 2.3507e-05 | 1.3635e-07 | 0 | 0.00014362
8357 | 349 | 12 | 0.00011416 | 0.00011177 | 0.00010829 | 5.203e-05 | 3.892e-05 | 0.00010986 | 9.851e-05 | 0.00015895 | 2.27e-05 | 4.845e-05 | 6.452e-05 | 2.266e-05 | 5.839e-05 | 9.28e-05 | 1.8698e-05 | 0 | 0 | 0.00014362
8358 | 349 | 12 | 0.00011416 | 0.00011454 | 0.00010555 | 0.00011266 | 7.994e-05 | 0.0001149 | 0.00010263 | 0.00015895 | 2.259e-05 | 5.204e-05 | 7.085e-05 | 2.917e-05 | 6.856e-05 | 0.00010669 | 1.3545e-05 | 3.0375e-07 | 0 | 0.00014362
8359 | 349 | 12 | 0.00011416 | 0.0001129 | 0.00010152 | 0.0001137 | 8.04e-05 | 0.00012919 | 0.00011431 | 0.00015895 | 2.763e-05 | 5.905e-05 | 8.047e-05 | 4.593e-05 | 7.956e-05 | 0.00011238 | 1.0421e-05 | 4.0366e-07 | 0 | 0.00014362
8360 | 349 | 12 | 0.00011416 | 0.00011137 | 9.782e-05 | 0.00016048 | 0.00011469 | 0.00014031 | 0.00013311 | 0.00015895 | 4.175e-05 | 6.819e-05 | 9.056e-05 | 6.803e-05 | 0.0001023 | 0.00013622 | 8.6501e-06 | 7.0729e-07 | 0 | 0.00014362
8361 | 349 | 12 | 0.00011416 | 0.00011572 | 0.00010394 | 0.00016371 | 0.00011874 | 0.00014408 | 0.00014527 | 0.00015683 | 6.187e-05 | 8.274e-05 | 0.00010425 | 0.00010085 | 0.00013926 | 0.00017793 | 5.0023e-06 | 1.7897e-06 | 7.4322e-06 | 0.00014362
8362 | 349 | 12 | 0.00011416 | 0.00010722 | 0.00011414 | 0.00016391 | 0.00011397 | 0.00014302 | 0.00014855 | 0.00014411 | 9.175e-05 | 0.00010676 | 0.00012454 | 0.00012932 | 0.00015514 | 0.00018203 | 4.9615e-06 | 4.6016e-06 | 0.00020956 | 0.00014362
8363 | 349 | 12 | 0.00011416 | 0.00010723 | 0.00010353 | 0.00016432 | 0.00012162 | 0.00014021 | 0.0001489 | 0.00012717 | 0.00012032 | 0.00013025 | 0.00014267 | 0.00013631 | 0.00015629 | 0.00017759 | 9.0084e-06 | 1.0961e-05 | 0.00040703 | 0.00014362
8364 | 349 | 12 | 0.00011416 | 0.00011586 | 0.00011811 | 0.00016288 | 0.00011826 | 0.00013971 | 0.00014769 | 0.00011869 | 0.00013212 | 0.00014518 | 0.00015638 | 0.00013781 | 0.00015442 | 0.00017244 | 1.2548e-05 | 1.5487e-05 | 0.00046174 | 0.00014362
8365 | 349 | 12 | 0.00011416 | 0.00011345 | 0.00011977 | 0.00016573 | 0.00011696 | 0.00013656 | 0.00014554 | 0.00010385 | 0.00013642 | 0.00015165 | 0.0001655 | 0.00013086 | 0.00014857 | 0.0001675 | 1.3613e-05 | 1.9283e-05 | 0.0002438 | 0.00014362
8366 | 349 | 12 | 0.00011416 | 0.00010969 | 0.0001111 | 0.0001602 | 0.00011491 | 0.00013578 | 0.00014599 | 0.00011233 | 0.00013215 | 0.00015175 | 0.00016989 | 0.00011255 | 0.00013593 | 0.00016008 | 1.0248e-05 | 2.7384e-05 | 0.00015684 | 0.00014362
8367 | 349 | 12 | 0.00011416 | 0.00011697 | 0.00010957 | 0.00016628 | 0.0001208 | 0.00013402 | 0.00014568 | 0.00012928 | 0.00011703 | 0.00014585 | 0.0001693 | 0.00012907 | 0.00014087 | 0.00015394 | 1.4057e-05 | 4.271e-05 | 0.00017747 | 0.00014362
8368 | 349 | 12 | 0.00011416 | 0.00011608 | 0.00011327 | 0.00015634 | 0.00011491 | 0.0001359 | 0.00014594 | 0.00012928 | 0.00012686 | 0.00014239 | 0.00016583 | 0.00013502 | 0.00012154 | 0.00010987 | 2.9388e-05 | 6.1928e-05 | 0 | 0.00014362
8369 | 349 | 12 | 0.00011416 | 0.00011084 | 0.00011696 | 0.00016185 | 0.00012107 | 0.00014016 | 0.00015063 | 0.00014836 | 0.00013292 | 0.00013415 | 0.0001523 | 0.00014098 | 0.00012302 | 0.00010706 | 5.6441e-05 | 8.4651e-05 | 0 | 0.00014362
8370 | 349 | 12 | 0.00011416 | 0.00010791 | 0.00011943 | 0.00015727 | 0.00012082 | 0.0001492 | 0.00015699 | 0.000142 | 0.00013892 | 0.00012804 | 0.00013908 | 0.00014131 | 0.00012837 | 0.00011736 | 9.6281e-05 | 0.00011428 | 0 | 0.00014362
8371 | 349 | 12 | 0.00011416 | 0.00011219 | 0.00011978 | 0.00010979 | 7.746e-05 | 0.00014848 | 0.00015061 | 0.00013987 | 0.0001407 | 0.00012673 | 0.00013002 | 0.0001415 | 0.00012294 | 0.00010641 | 0.00013136 | 0.00014289 | 0 | 0.00014362
8372 | 349 | 12 | 0.00011416 | 0.00011227 | 0.0001119 | 0.00011005 | 8.116e-05 | 0.0001422 | 0.00014577 | 0.00014412 | 0.00014131 | 0.0001253 | 0.0001208 | 0.00014378 | 0.00012139 | 0.00010114 | 0.00015064 | 0.00016243 | 0 | 0.00014362
8373 | 349 | 12 | 0.00011416 | 0.00011247 | 0.0001187 | 6.272e-05 | 4.121e-05 | 0.00013613 | 0.00013912 | 0.000142 | 0.00014326 | 0.00012356 | 0.00011292 | 8.457e-05 | 8.605e-05 | 8.804e-05 | 0.00016346 | 0.00017623 | 0 | 0.00014362
8374 | 349 | 12 | 0.00011416 | 0.00011196 | 0.00010409 | 5.431e-05 | 4.553e-05 | 0.0001303 | 0.00013125 | 0.00014623 | 9.743e-05 | 0.00010957 | 0.00010526 | 8.794e-05 | 8.799e-05 | 8.864e-05 | 0.00017369 | 0.00018636 | 0 | 0.00014362
8375 | 349 | 12 | 0.00011416 | 0.00011713 | 0.00011217 | 5.654e-05 | 4.056e-05 | 0.00013055 | 0.00012191 | 0.00014623 | 9.13e-05 | 9.805e-05 | 9.957e-05 | 8.527e-05 | 7.591e-05 | 6.725e-05 | 0.00018158 | 0.00018875 | 0 | 0.00014362
8376 | 349 | 12 | 0.00011416 | 0.00011567 | 0.00010807 | 5.943e-05 | 3.79e-05 | 0.00012848 | 0.0001131 | 0.00014623 | 8.68e-05 | 8.74e-05 | 9.044e-05 | 7.956e-05 | 6.903e-05 | 5.908e-05 | 0.00018354 | 0.00018647 | 0 | 0.00014362
8377 | 350 | 12 | 0.00011416 | 0.00011618 | 0.00013345 | 5.564e-05 | 1.444e-05 | 0.00012162 | 0.00010545 | 0.00015472 | 8.093e-05 | 7.837e-05 | 8.116e-05 | 6.863e-05 | 6.11e-05 | 5.389e-05 | 0.00018571 | 0.00018743 | 0 | 0.00014605
8378 | 350 | 12 | 0.00011416 | 0.00011279 | 0.00013699 | 6.342e-05 | 1.364e-05 | 0.00011443 | 0.00010107 | 0.00013564 | 7.148e-05 | 7.003e-05 | 7.222e-05 | 3.483e-05 | 4.586e-05 | 5.621e-05 | 0.00018831 | 0.00018857 | 0 | 0.00014605
8379 | 350 | 12 | 0.00011416 | 0.00011473 | 0.00012054 | 5.807e-05 | 1.529e-05 | 0.00011126 | 9.887e-05 | 0.00012928 | 4.314e-05 | 5.936e-05 | 6.568e-05 | 2.161e-05 | 4.232e-05 | 6.191e-05 | 0.00019308 | 0.00018919 | 0 | 0.00014605
8380 | 350 | 12 | 0.00011416 | 0.00012057 | 0.00011872 | 5.378e-05 | 1.407e-05 | 0.00010931 | 9.765e-05 | 0.00012504 | 2.71e-05 | 5.066e-05 | 6.216e-05 | 2.113e-05 | 5.173e-05 | 8.104e-05 | 0.0001984 | 0.00018894 | 0 | 0.00014605
8381 | 350 | 12 | 0.00011416 | 0.00011151 | 0.00013344 | 6.088e-05 | 1.375e-05 | 0.00011103 | 9.847e-05 | 0.00012504 | 2.284e-05 | 4.902e-05 | 6.48e-05 | 2.29e-05 | 5.9e-05 | 9.377e-05 | 0.00019845 | 0.00018864 | 0 | 0.00014605
8382 | 350 | 12 | 0.00011416 | 0.0001199 | 0.0001201 | 0.00011056 | 2.671e-05 | 0.00011641 | 0.00010258 | 0.00012292 | 2.281e-05 | 5.255e-05 | 7.132e-05 | 2.929e-05 | 6.884e-05 | 0.00010714 | 0.00019203 | 0.00018899 | 0 | 0.00014605
8383 | 350 | 12 | 0.00011416 | 0.00011133 | 0.00013472 | 0.00010771 | 2.84e-05 | 0.00013071 | 0.00011491 | 0.0001208 | 2.777e-05 | 5.946e-05 | 8.099e-05 | 4.607e-05 | 7.98e-05 | 0.00011273 | 0.00018499 | 0.00018925 | 0 | 0.00014605
8384 | 350 | 12 | 0.00011416 | 0.00011985 | 0.00013233 | 0.00016742 | 4.027e-05 | 0.00014289 | 0.00013457 | 0.00011868 | 4.19e-05 | 6.853e-05 | 9.109e-05 | 6.836e-05 | 0.0001028 | 0.00013688 | 0.00017853 | 0.00018873 | 0 | 0.00014605
8385 | 350 | 12 | 0.00011416 | 0.0001168 | 0.00013443 | 0.00016684 | 4.051e-05 | 0.00014585 | 0.00014608 | 0.0001526 | 6.215e-05 | 8.312e-05 | 0.00010481 | 9.916e-05 | 0.00013692 | 0.00017494 | 0.00017362 | 0.00018801 | 7.551e-07 | 0.00014605
8386 | 350 | 12 | 0.00011416 | 0.00011826 | 0.00012129 | 0.00016316 | 3.982e-05 | 0.00014517 | 0.0001491 | 0.00015047 | 9.049e-05 | 0.00010617 | 0.00012433 | 0.00013022 | 0.00015622 | 0.00018329 | 0.00017534 | 0.00018851 | 1.5323e-05 | 0.00014605
8387 | 350 | 12 | 0.00011416 | 0.00012156 | 0.00013027 | 0.00016498 | 4.096e-05 | 0.00014254 | 0.00014942 | 0.00016319 | 0.00012079 | 0.00012999 | 0.00014264 | 0.00013804 | 0.00015828 | 0.00017985 | 0.00018306 | 0.00018915 | 0.0001108 | 0.00014605
8388 | 350 | 12 | 0.00011416 | 0.0001209 | 0.00013882 | 0.00016668 | 4.064e-05 | 0.00014187 | 0.00014967 | 0.00014836 | 0.00013353 | 0.00014585 | 0.00015678 | 0.00013788 | 0.0001545 | 0.00017253 | 0.00018319 | 0.0001884 | 4.1463e-05 | 0.00014605
8389 | 350 | 12 | 0.00011416 | 0.00011531 | 0.00013202 | 0.00016005 | 3.961e-05 | 0.00013913 | 0.00014867 | 0.00018438 | 0.00013674 | 0.00015237 | 0.00016588 | 0.00013103 | 0.00014876 | 0.00016771 | 0.00018514 | 0.0001882 | 4.4449e-05 | 0.00014605
8390 | 350 | 12 | 0.00011416 | 0.00012188 | 0.0001221 | 0.00016066 | 4.183e-05 | 0.00013832 | 0.00014918 | 0.00020346 | 0.00013239 | 0.00015224 | 0.00017029 | 0.0001119 | 0.00013515 | 0.00015915 | 0.00018641 | 0.00018799 | 5.8185e-05 | 0.00014605
8391 | 350 | 12 | 0.00011416 | 0.0001215 | 0.00013803 | 0.00015811 | 4.064e-05 | 0.00013775 | 0.00014859 | 0.00020769 | 0.00011659 | 0.00014582 | 0.00016952 | 0.00012791 | 0.00013961 | 0.00015256 | 0.00019192 | 0.0001876 | 2.8736e-05 | 0.00014605
8392 | 350 | 12 | 0.00011416 | 0.00011099 | 0.00012986 | 0.00016753 | 4.05e-05 | 0.00013909 | 0.00014935 | 0.00021617 | 0.00012587 | 0.00014179 | 0.00016565 | 0.00013488 | 0.00012141 | 0.00010975 | 0.00019072 | 0.00018674 | 0 | 0.00014605
8393 | 350 | 12 | 0.00011416 | 0.0001141 | 0.0001362 | 0.0001656 | 4.112e-05 | 0.00014206 | 0.00015323 | 0.00021193 | 0.00013261 | 0.00013358 | 0.000152 | 0.00014026 | 0.00012239 | 0.00010652 | 0.00019054 | 0.00018639 | 0 | 0.00014605
8394 | 350 | 12 | 0.00011416 | 0.00012022 | 0.00011851 | 0.00015682 | 3.932e-05 | 0.0001507 | 0.00015751 | 0.00020769 | 0.00013827 | 0.00012747 | 0.00013864 | 0.00014273 | 0.00012966 | 0.00011854 | 0.00019479 | 0.00018665 | 0 | 0.00014605
8395 | 350 | 12 | 0.00011416 | 0.00011796 | 0.00012924 | 0.00011246 | 2.758e-05 | 0.00014975 | 0.00015227 | 0.0002416 | 0.00014167 | 0.00012685 | 0.00012984 | 0.00014327 | 0.00012448 | 0.00010775 | 0.00019873 | 0.0001883 | 0 | 0.00014605
8396 | 350 | 12 | 0.00011416 | 0.00011893 | 0.00013908 | 0.00011415 | 2.723e-05 | 0.00014428 | 0.00014787 | 0.00025008 | 0.00014287 | 0.00012611 | 0.00012101 | 0.00014368 | 0.00012131 | 0.00010107 | 0.00020495 | 0.00018934 | 0 | 0.00014605
8397 | 350 | 12 | 0.00011416 | 0.00011633 | 0.00013016 | 5.259e-05 | 1.531e-05 | 0.00013819 | 0.0001418 | 0.00027975 | 0.00014351 | 0.00012421 | 0.0001132 | 8.536e-05 | 8.685e-05 | 8.886e-05 | 0.00020883 | 0.00019026 | 0 | 0.00014605
8398 | 350 | 12 | 0.00011416 | 0.00011434 | 0.00012376 | 5.914e-05 | 1.541e-05 | 0.00013059 | 0.00013321 | 0.00025644 | 9.815e-05 | 0.00011021 | 0.00010575 | 8.715e-05 | 8.72e-05 | 8.785e-05 | 0.0002102 | 0.00019 | 0 | 0.00014605
8399 | 350 | 12 | 0.00011416 | 0.00012091 | 0.00012538 | 5.564e-05 | 1.431e-05 | 0.00013144 | 0.00012321 | 0.00028187 | 9.083e-05 | 9.817e-05 | 9.986e-05 | 8.439e-05 | 7.513e-05 | 6.655e-05 | 0.0002084 | 0.000188 | 0 | 0.00014605
8400 | 350 | 12 | 0.00011416 | 0.0001121 | 0.00011804 | 5.392e-05 | 1.323e-05 | 0.0001298 | 0.00011472 | 0.00026703 | 8.603e-05 | 8.706e-05 | 9.048e-05 | 7.998e-05 | 6.939e-05 | 5.94e-05 | 0.00020621 | 0.00018712 | 0 | 0.00014605
8401 | 351 | 12 | 0.00011416 | 0.00011396 | 0.00010041 | 5.518e-05 | 7.48e-05 | 0.00012159 | 0.00010703 | 0.00027339 | 8.111e-05 | 7.817e-05 | 8.117e-05 | 5.485e-05 | 5.426e-05 | 5.384e-05 | 0.00020834 | 0.00018829 | 0 | 0.0001477
8402 | 351 | 12 | 0.00011416 | 0.00011364 | 8.758e-05 | 6.088e-05 | 6.777e-05 | 0.00011588 | 0.00010226 | 0.00027551 | 6.074e-05 | 6.75e-05 | 7.216e-05 | 1.857e-05 | 3.808e-05 | 5.667e-05 | 0.00020722 | 0.00018788 | 0 | 0.0001477
8403 | 351 | 12 | 0.00011416 | 0.00011317 | 9.604e-05 | 6.082e-05 | 6.575e-05 | 0.00011173 | 9.952e-05 | 0.0002967 | 2.839e-05 | 5.429e-05 | 6.569e-05 | 1.295e-05 | 3.805e-05 | 6.202e-05 | 0.00020296 | 0.00018728 | 0 | 0.0001477
8404 | 351 | 12 | 0.00011416 | 0.00011939 | 0.000102 | 6.211e-05 | 6.688e-05 | 0.00010922 | 9.832e-05 | 0.00031365 | 1.723e-05 | 4.525e-05 | 6.221e-05 | 1.298e-05 | 4.767e-05 | 8.107e-05 | 0.00020235 | 0.00018924 | 0 | 0.0001477
8405 | 351 | 12 | 0.00011416 | 0.0001085 | 8.838e-05 | 6.297e-05 | 7.489e-05 | 0.0001102 | 9.905e-05 | 0.00027551 | 1.409e-05 | 4.412e-05 | 6.488e-05 | 1.836e-05 | 5.649e-05 | 9.341e-05 | 0.0002023 | 0.00018889 | 0 | 0.0001477
8406 | 351 | 12 | 0.00011416 | 0.00011469 | 8.551e-05 | 0.00010734 | 0.00013549 | 0.00011552 | 0.00010325 | 0.0002861 | 1.729e-05 | 4.866e-05 | 7.132e-05 | 4.589e-05 | 7.637e-05 | 0.00010634 | 0.00019949 | 0.00018591 | 0 | 0.0001477
8407 | 351 | 12 | 0.00011416 | 0.0001087 | 0.00010003 | 0.00010932 | 0.00012857 | 0.00012827 | 0.000115 | 0.00026704 | 3.946e-05 | 5.992e-05 | 8.081e-05 | 0.0001244 | 0.00011772 | 0.00011277 | 0.0001959 | 0.00018287 | 0 | 0.0001477
8408 | 351 | 12 | 0.00011416 | 0.00011861 | 8.424e-05 | 0.00016513 | 0.00020256 | 0.00014059 | 0.00013368 | 0.00030942 | 0.00010509 | 8.365e-05 | 9.091e-05 | 0.00021949 | 0.00017529 | 0.00013541 | 0.00019932 | 0.000187 | 0 | 0.0001477
8409 | 351 | 12 | 0.00011416 | 0.00010897 | 9.13e-05 | 0.00016677 | 0.00019255 | 0.00014493 | 0.00014599 | 0.00029035 | 0.00019252 | 0.00012279 | 0.00010431 | 0.00021388 | 0.00019376 | 0.00017745 | 0.00020524 | 0.00019017 | 2.1253e-05 | 0.0001477
8410 | 351 | 12 | 0.00011416 | 0.00011073 | 9.144e-05 | 0.00015906 | 0.00020057 | 0.00014405 | 0.00014906 | 0.00024796 | 0.00020689 | 0.00015824 | 0.00012442 | 0.0001697 | 0.00017528 | 0.00018333 | 0.00020877 | 0.00019029 | 7.0929e-05 | 0.0001477
8411 | 351 | 12 | 0.00011416 | 0.00011772 | 8.322e-05 | 0.00016059 | 0.0002003 | 0.00014216 | 0.00014901 | 0.00024584 | 0.00017791 | 0.00017262 | 0.00014279 | 0.00016835 | 0.00017253 | 0.0001792 | 0.00021056 | 0.00019029 | 0.00036499 | 0.0001477
8412 | 351 | 12 | 0.00011416 | 0.00010998 | 0.00010519 | 0.00016148 | 0.00020016 | 0.00014226 | 0.00014776 | 0.00025432 | 0.00017185 | 0.00017509 | 0.00015683 | 0.00017165 | 0.00017171 | 0.00017439 | 0.00020872 | 0.00019029 | 0.00031046 | 0.0001477
8413 | 351 | 12 | 0.00011416 | 0.00010985 | 8.713e-05 | 0.00015747 | 0.00020265 | 0.00013959 | 0.00014559 | 0.0002861 | 0.0001719 | 0.00017399 | 0.00016636 | 0.00016355 | 0.00016454 | 0.00016794 | 0.00021053 | 0.00019029 | 0.00015392 | 0.0001477
8414 | 351 | 12 | 0.00011416 | 0.00011085 | 0.00010039 | 0.00015747 | 0.00019681 | 0.0001383 | 0.00014444 | 0.00026916 | 0.00016513 | 0.00017027 | 0.00017082 | 0.00017819 | 0.0001673 | 0.00015935 | 0.00020943 | 0.00019029 | 0.00011969 | 0.0001477
8415 | 351 | 12 | 0.00011416 | 0.00011767 | 0.00010038 | 0.00015756 | 0.00019261 | 0.00013625 | 0.00014297 | 0.00027975 | 0.00017547 | 0.00016815 | 0.00016997 | 0.0001834 | 0.00016569 | 0.00015113 | 0.00020771 | 0.00019029 | 0.00016784 | 0.0001477
8416 | 351 | 12 | 0.00011416 | 0.00011114 | 0.0001022 | 0.0001576 | 0.00018975 | 0.00013637 | 0.00014297 | 0.00027552 | 0.00018139 | 0.00016678 | 0.0001657 | 0.00019817 | 0.00015176 | 0.00010926 | 0.0002084 | 0.00019029 | 0 | 0.0001477
8417 | 351 | 12 | 0.00011416 | 0.00011106 | 8.688e-05 | 0.00015698 | 0.00019511 | 0.00013872 | 0.00014662 | 0.00029458 | 0.00019426 | 0.00016114 | 0.00015187 | 0.00021766 | 0.00016061 | 0.00010803 | 0.00021008 | 0.00019029 | 0 | 0.0001477
8418 | 351 | 12 | 0.00011416 | 0.00011285 | 9.726e-05 | 0.00015796 | 0.00020317 | 0.00014501 | 0.00015362 | 0.00030094 | 0.00021223 | 0.00015942 | 0.00013875 | 0.0002091 | 0.00016186 | 0.00011875 | 0.00021138 | 0.00019029 | 0 | 0.0001477
8419 | 351 | 12 | 0.00011416 | 0.00010973 | 8.585e-05 | 0.00011163 | 0.00012969 | 0.00014345 | 0.0001475 | 0.0003073 | 0.00020932 | 0.00016002 | 0.00012997 | 0.00016424 | 0.00013371 | 0.00010613 | 0.0002118 | 0.00019029 | 0 | 0.0001477
8420 | 351 | 12 | 0.00011416 | 0.0001179 | 0.00010499 | 0.00011159 | 0.0001373 | 0.00013729 | 0.00014218 | 0.00030306 | 0.00017432 | 0.00015085 | 0.00012077 | 0.00013053 | 0.00011551 | 0.00010246 | 0.00021203 | 0.00019029 | 0 | 0.0001477
8421 | 351 | 12 | 0.00011416 | 0.00011628 | 9.123e-05 | 6.091e-05 | 6.838e-05 | 0.0001318 | 0.00013594 | 0.00033273 | 0.00014125 | 0.00013552 | 0.00011332 | 8.439e-05 | 8.56e-05 | 8.758e-05 | 0.00021225 | 0.00019029 | 0 | 0.0001477
8422 | 351 | 12 | 0.00011416 | 0.0001091 | 8.69e-05 | 5.249e-05 | 6.683e-05 | 0.0001261 | 0.000128 | 0.00031366 | 9.779e-05 | 0.00011362 | 0.0001056 | 8.844e-05 | 8.823e-05 | 8.888e-05 | 0.00021231 | 0.00019029 | 0 | 0.0001477
8423 | 351 | 12 | 0.00011416 | 0.00011486 | 9.713e-05 | 5.495e-05 | 6.859e-05 | 0.000128 | 0.00012013 | 0.0002967 | 9.145e-05 | 9.911e-05 | 9.992e-05 | 7.75e-05 | 7.156e-05 | 6.635e-05 | 0.00021202 | 0.00019029 | 0 | 0.0001477
8424 | 351 | 12 | 0.00011416 | 0.00011563 | 0.00010472 | 5.71e-05 | 7.271e-05 | 0.0001264 | 0.00011371 | 0.00028823 | 8.054e-05 | 8.601e-05 | 9.049e-05 | 6.259e-05 | 6.043e-05 | 5.862e-05 | 0.00021098 | 0.00019029 | 0 | 0.0001477
8425 | 352 | 12 | 0.00011416 | 0.00010648 | 0.00013124 | 5.378e-05 | 7.58e-05 | 0.00011891 | 0.00010657 | 0.00032214 | 6.656e-05 | 7.378e-05 | 8.104e-05 | 5.478e-05 | 5.419e-05 | 5.376e-05 | 0.00020882 | 0.00019028 | 0 | 0.00014683
8426 | 352 | 12 | 0.00011416 | 0.00010913 | 0.00012897 | 5.928e-05 | 7.372e-05 | 0.0001134 | 0.00010153 | 0.00028611 | 5.776e-05 | 6.383e-05 | 7.199e-05 | 1.827e-05 | 3.748e-05 | 5.577e-05 | 0.0002084 | 0.00019005 | 0 | 0.00014683
8427 | 352 | 12 | 0.00011416 | 0.00011232 | 0.00012642 | 6.056e-05 | 6.709e-05 | 0.00010829 | 9.827e-05 | 0.0003179 | 2.715e-05 | 5.208e-05 | 6.537e-05 | 1.298e-05 | 3.813e-05 | 6.215e-05 | 0.00020516 | 0.00018993 | 0 | 0.00014683
8428 | 352 | 12 | 0.00011416 | 0.00011432 | 0.00012542 | 6.264e-05 | 6.646e-05 | 0.00010589 | 9.614e-05 | 0.00032002 | 1.686e-05 | 4.425e-05 | 6.193e-05 | 1.292e-05 | 4.746e-05 | 8.072e-05 | 0.00020339 | 0.00019008 | 0 | 0.00014683
8429 | 352 | 12 | 0.00011416 | 0.00011214 | 0.00011333 | 5.763e-05 | 6.766e-05 | 0.0001046 | 9.563e-05 | 0.00033062 | 1.404e-05 | 4.365e-05 | 6.457e-05 | 1.827e-05 | 5.621e-05 | 9.294e-05 | 0.00020393 | 0.00019004 | 0 | 0.00014683
8430 | 352 | 12 | 0.00011416 | 0.00010455 | 0.00012031 | 0.00010586 | 0.00013605 | 0.00010626 | 9.705e-05 | 0.00033485 | 1.72e-05 | 4.837e-05 | 7.098e-05 | 4.609e-05 | 7.67e-05 | 0.0001068 | 0.00020259 | 0.00018983 | 0 | 0.00014683
8431 | 352 | 12 | 0.00011416 | 0.00010931 | 0.00012265 | 0.0001107 | 0.00013251 | 0.00011016 | 0.00010127 | 0.00029882 | 3.96e-05 | 5.989e-05 | 8.063e-05 | 0.00012321 | 0.0001166 | 0.0001117 | 0.00019974 | 0.0001895 | 0 | 0.00014683
8432 | 352 | 12 | 0.00011416 | 0.00011266 | 0.00013113 | 0.00016555 | 0.00018948 | 0.00011442 | 0.00010939 | 0.00033909 | 0.00010419 | 8.328e-05 | 9.058e-05 | 0.00022211 | 0.00017738 | 0.00013702 | 0.00018939 | 0.00018973 | 0 | 0.00014683
8433 | 352 | 12 | 0.00011416 | 0.00010859 | 0.00012796 | 0.00015868 | 0.00019285 | 0.0001217 | 0.00012012 | 0.00030729 | 0.0001944 | 0.00012321 | 0.00010439 | 0.00021324 | 0.00019317 | 0.00017691 | 0.00018524 | 0.00018957 | 7.6613e-06 | 0.00014683
8434 | 352 | 12 | 0.00011416 | 0.00011011 | 0.00012926 | 0.00015978 | 0.00019108 | 0.0001271 | 0.00012794 | 0.00028398 | 0.00020672 | 0.00015853 | 0.00012442 | 0.00016737 | 0.00017287 | 0.00018082 | 0.00018309 | 0.00018939 | 3.2868e-05 | 0.00014683
8435 | 352 | 12 | 0.00011416 | 0.00011252 | 0.00011388 | 0.0001589 | 0.00019053 | 0.00013052 | 0.00013215 | 0.00025008 | 0.0001761 | 0.00017187 | 0.00014227 | 0.00016788 | 0.00017205 | 0.0001787 | 0.00017679 | 0.00018921 | 6.5898e-05 | 0.00014683
8436 | 352 | 12 | 0.00011416 | 0.00010923 | 0.00012487 | 0.0001618 | 0.00019695 | 0.00013284 | 0.00013299 | 0.00023101 | 0.00017115 | 0.00017414 | 0.00015623 | 0.00016988 | 0.00016994 | 0.00017258 | 0.00016154 | 0.00018706 | 0.00010766 | 0.00014683
8437 | 352 | 12 | 0.00011416 | 0.0001057 | 0.00013259 | 0.00016127 | 0.00019695 | 0.00013232 | 0.00013182 | 0.00023101 | 0.00017032 | 0.00017274 | 0.00016544 | 0.00016202 | 0.00016299 | 0.00016637 | 0.00016766 | 0.00018803 | 0.00022847 | 0.00014683
8438 | 352 | 12 | 0.00011416 | 0.00011032 | 0.00012901 | 0.00016278 | 0.0001959 | 0.00012993 | 0.00013038 | 0.00023948 | 0.0001636 | 0.00016884 | 0.0001696 | 0.00017935 | 0.00016839 | 0.00016039 | 0.00017122 | 0.00018881 | 2.144e-05 | 0.00014683
8439 | 352 | 12 | 0.00011416 | 0.00010668 | 0.00012025 | 0.0001614 | 0.0001955 | 0.00012773 | 0.00012944 | 0.00023736 | 0.00017605 | 0.00016758 | 0.00016915 | 0.00018484 | 0.00016699 | 0.00015232 | 0.00016311 | 0.00018954 | 7.6639e-05 | 0.00014683
8440 | 352 | 12 | 0.00011416 | 0.00010856 | 0.00012041 | 0.00016133 | 0.00019868 | 0.0001266 | 0.0001291 | 0.00025644 | 0.00018258 | 0.00016714 | 0.00016539 | 0.0001989 | 0.00015232 | 0.00010966 | 0.00015857 | 0.00018984 | 0 | 0.00014683
8441 | 352 | 12 | 0.00011416 | 0.00010676 | 0.00011826 | 0.00015977 | 0.00019722 | 0.00012902 | 0.00013334 | 0.00027127 | 0.00019508 | 0.0001618 | 0.00015183 | 0.00021655 | 0.00015979 | 0.00010748 | 0.00015561 | 0.00018997 | 0 | 0.00014683
8442 | 352 | 12 | 0.00011416 | 0.00010835 | 0.00012425 | 0.00015773 | 0.00019804 | 0.0001351 | 0.00013828 | 0.00026279 | 0.00021157 | 0.00015958 | 0.00013877 | 0.00020674 | 0.00016003 | 0.00011741 | 0.00015692 | 0.00019007 | 0 | 0.00014683
8443 | 352 | 12 | 0.00011416 | 0.00011069 | 0.00012342 | 0.00011175 | 0.00012869 | 0.00013394 | 0.00013463 | 0.00027551 | 0.00020738 | 0.00015932 | 0.0001298 | 0.00016528 | 0.00013455 | 0.0001068 | 0.00016337 | 0.0001901 | 0 | 0.00014683
8444 | 352 | 12 | 0.00011416 | 0.00011229 | 0.00011331 | 0.00011253 | 0.00013336 | 0.00012891 | 0.00013036 | 0.0002734 | 0.00017473 | 0.00015049 | 0.00012074 | 0.00012985 | 0.00011491 | 0.00010193 | 0.00017583 | 0.00019019 | 0 | 0.00014683
8445 | 352 | 12 | 0.00011416 | 0.00010526 | 0.00012898 | 6.295e-05 | 6.527e-05 | 0.0001229 | 0.00012488 | 0.00028187 | 0.00014074 | 0.0001352 | 0.00011313 | 8.573e-05 | 8.696e-05 | 8.897e-05 | 0.00018424 | 0.00019013 | 0 | 0.00014683
8446 | 352 | 12 | 0.00011416 | 0.00010913 | 0.00012714 | 5.984e-05 | 6.464e-05 | 0.00011894 | 0.00011911 | 0.00028399 | 9.874e-05 | 0.00011391 | 0.00010571 | 8.753e-05 | 8.732e-05 | 8.797e-05 | 0.00019121 | 0.00019028 | 0 | 0.00014683
8447 | 352 | 12 | 0.00011416 | 0.00011312 | 0.0001293 | 6.065e-05 | 7.094e-05 | 0.00011956 | 0.00011383 | 0.00028611 | 9.093e-05 | 9.913e-05 | 9.984e-05 | 7.855e-05 | 7.253e-05 | 6.725e-05 | 0.00019428 | 0.00019029 | 0 | 0.00014683
8448 | 352 | 12 | 0.00011416 | 0.00011231 | 0.00011612 | 5.792e-05 | 6.865e-05 | 0.00011973 | 0.00010815 | 0.00027975 | 8.128e-05 | 8.628e-05 | 9.066e-05 | 6.317e-05 | 6.099e-05 | 5.916e-05 | 0.00020156 | 0.0001902 | 0 | 0.00014683
8449 | 353 | 12 | 0.00011416 | 0.00011604 | 0.00010188 | 5.213e-05 | 6.708e-05 | 0.00011266 | 0.00010255 | 0.00029458 | 6.715e-05 | 7.423e-05 | 8.132e-05 | 5.484e-05 | 5.425e-05 | 5.383e-05 | 0.00019773 | 0.00019028 | 0 | 0.00014979
8450 | 353 | 12 | 0.00011416 | 0.00011442 | 9.326e-05 | 5.76e-05 | 6.521e-05 | 0.00010709 | 9.808e-05 | 0.00028399 | 5.793e-05 | 6.418e-05 | 7.229e-05 | 1.852e-05 | 3.798e-05 | 5.652e-05 | 0.00020285 | 0.00019029 | 0 | 0.00014979
8451 | 353 | 12 | 0.00011416 | 0.0001138 | 0.00010477 | 5.306e-05 | 7.479e-05 | 0.00010267 | 9.468e-05 | 0.00027551 | 2.74e-05 | 5.245e-05 | 6.576e-05 | 1.298e-05 | 3.814e-05 | 6.217e-05 | 0.00020249 | 0.00019029 | 0 | 0.00014979
8452 | 353 | 12 | 0.00011416 | 0.00012193 | 0.00010316 | 6.267e-05 | 6.623e-05 | 9.94e-05 | 9.301e-05 | 0.00026491 | 1.691e-05 | 4.45e-05 | 6.227e-05 | 1.293e-05 | 4.749e-05 | 8.077e-05 | 0.00020566 | 0.00019029 | 0 | 0.00014979
8453 | 353 | 12 | 0.00011416 | 0.00012146 | 0.00010277 | 5.575e-05 | 7.083e-05 | 9.834e-05 | 9.227e-05 | 0.0002522 | 1.406e-05 | 4.379e-05 | 6.484e-05 | 1.836e-05 | 5.65e-05 | 9.342e-05 | 0.00020644 | 0.00019029 | 0 | 0.00014979
8454 | 353 | 12 | 0.00011416 | 0.00012202 | 0.00010279 | 0.00010936 | 0.00012808 | 9.843e-05 | 9.296e-05 | 0.00024372 | 1.728e-05 | 4.853e-05 | 7.127e-05 | 4.601e-05 | 7.657e-05 | 0.00010663 | 0.00020495 | 0.00019029 | 0 | 0.00014979
8455 | 353 | 12 | 0.00011416 | 0.00012087 | 8.876e-05 | 0.00010515 | 0.00013686 | 0.0001022 | 9.464e-05 | 0.00024372 | 3.955e-05 | 5.997e-05 | 8.083e-05 | 0.00012278 | 0.00011619 | 0.00011131 | 0.00020616 | 0.00019029 | 0 | 0.00014979
8456 | 353 | 12 | 0.00011416 | 0.00011641 | 8.571e-05 | 0.00015943 | 0.00019362 | 0.00010432 | 9.927e-05 | 0.00023736 | 0.00010385 | 8.316e-05 | 9.061e-05 | 0.00022287 | 0.00017799 | 0.0001375 | 0.00020475 | 0.00019029 | 0 | 0.00014979
8457 | 353 | 12 | 0.00011416 | 0.00011244 | 9.257e-05 | 0.00016003 | 0.00018897 | 0.00011005 | 0.0001065 | 0.00022465 | 0.00019493 | 0.0001233 | 0.00010449 | 0.00021467 | 0.00019447 | 0.0001781 | 0.00020214 | 0.00019029 | 1.1623e-06 | 0.00014979
8458 | 353 | 12 | 0.00011416 | 0.00011698 | 0.00010067 | 0.00016243 | 0.00019363 | 0.00011565 | 0.00011223 | 0.00021193 | 0.00020793 | 0.00015912 | 0.00012475 | 0.00016813 | 0.00017365 | 0.00018164 | 0.0002044 | 0.00019029 | 5.2628e-05 | 0.00014979
8459 | 353 | 12 | 0.00011416 | 0.00012035 | 8.717e-05 | 0.00015832 | 0.00018922 | 0.00012214 | 0.00011679 | 0.00016531 | 0.00017694 | 0.00017267 | 0.00014274 | 0.00016683 | 0.00017098 | 0.00017759 | 0.00020691 | 0.00019029 | 1.7266e-05 | 0.00014979
8460 | 353 | 12 | 0.00011416 | 0.00012094 | 0.00010749 | 0.00016657 | 0.00019535 | 0.00012598 | 0.00011922 | 0.000142 | 0.00017054 | 0.0001743 | 0.00015642 | 0.00017121 | 0.00017128 | 0.00017394 | 0.0001984 | 0.00019029 | 1.3838e-05 | 0.00014979
8461 | 353 | 12 | 0.00011416 | 0.00011999 | 0.00010508 | 0.00016092 | 0.00018732 | 0.00012756 | 0.00012093 | 0.00014624 | 0.00017127 | 0.00017314 | 0.00016588 | 0.00016278 | 0.00016375 | 0.00016715 | 0.00020165 | 0.00019029 | 2.1313e-05 | 0.00014979
8462 | 353 | 12 | 0.00011416 | 0.00011715 | 0.00010145 | 0.00015759 | 0.00019101 | 0.00012456 | 0.00012065 | 0.00015047 | 0.00016435 | 0.00016946 | 0.00017013 | 0.00017857 | 0.00016766 | 0.00015969 | 0.00020223 | 0.00019029 | 3.4285e-05 | 0.00014979
8463 | 353 | 12 | 0.00011416 | 0.00012084 | 8.795e-05 | 0.00016582 | 0.0001994 | 0.00012084 | 0.00012041 | 0.00016531 | 0.0001756 | 0.00016777 | 0.00016942 | 0.00018339 | 0.00016568 | 0.00015113 | 0.00019987 | 0.00019029 | 1.6443e-05 | 0.00014979
8464 | 353 | 12 | 0.00011416 | 0.00011071 | 8.568e-05 | 0.0001567 | 0.00019656 | 0.00012012 | 0.00012084 | 0.00021193 | 0.0001814 | 0.00016666 | 0.0001653 | 0.00019952 | 0.0001528 | 0.00011001 | 0.00020022 | 0.00019029 | 0 | 0.00014979
8465 | 353 | 12 | 0.00011416 | 0.00011189 | 0.0001056 | 0.00016208 | 0.00019766 | 0.00012286 | 0.00012636 | 0.00025432 | 0.00019532 | 0.00016149 | 0.00015178 | 0.00021446 | 0.00015825 | 0.00010644 | 0.00020361 | 0.00019029 | 0 | 0.00014979
8466 | 353 | 12 | 0.00011416 | 0.000116 | 0.00010761 | 0.00015662 | 0.00018786 | 0.00012862 | 0.00013431 | 0.00024372 | 0.00020995 | 0.00015891 | 0.00013842 | 0.00020907 | 0.00016183 | 0.00011873 | 0.00020684 | 0.00019029 | 0 | 0.00014979
8467 | 353 | 12 | 0.00011416 | 0.00011883 | 8.795e-05 | 0.00011005 | 0.00012738 | 0.00013006 | 0.00013287 | 0.00027127 | 0.00020888 | 0.00015943 | 0.00012974 | 0.00016608 | 0.00013521 | 0.00010732 | 0.00020897 | 0.00019029 | 0 | 0.00014979
8468 | 353 | 12 | 0.00011416 | 0.00011968 | 0.00010372 | 0.00011372 | 0.00012937 | 0.00012866 | 0.00012953 | 0.00025219 | 0.00017562 | 0.00015102 | 0.00012084 | 0.00013008 | 0.00011511 | 0.00010212 | 0.00021064 | 0.00019029 | 0 | 0.00014979
8469 | 353 | 12 | 0.00011416 | 0.00012199 | 8.874e-05 | 5.51e-05 | 6.809e-05 | 0.00012469 | 0.00012603 | 0.00024373 | 0.00014112 | 0.00013571 | 0.00011332 | 8.472e-05 | 8.594e-05 | 8.793e-05 | 0.00021168 | 0.00019029 | 0 | 0.00014979
8470 | 353 | 12 | 0.00011416 | 0.00011712 | 0.00010073 | 5.945e-05 | 6.514e-05 | 0.00011977 | 0.00012012 | 0.00022465 | 9.808e-05 | 0.00011384 | 0.00010568 | 8.852e-05 | 8.831e-05 | 8.897e-05 | 0.00021176 | 0.00019029 | 0 | 0.00014979
8471 | 353 | 12 | 0.00011416 | 0.00011445 | 9.851e-05 | 5.848e-05 | 6.272e-05 | 0.00011999 | 0.00011346 | 0.00022465 | 9.158e-05 | 9.928e-05 | 0.00010006 | 7.808e-05 | 7.209e-05 | 6.685e-05 | 0.00021152 | 0.00019029 | 0 | 0.00014979
8472 | 353 | 12 | 0.00011416 | 0.00012008 | 8.686e-05 | 5.93e-05 | 6.657e-05 | 0.00011872 | 0.00010562 | 0.00021405 | 8.102e-05 | 8.631e-05 | 9.073e-05 | 6.305e-05 | 6.087e-05 | 5.905e-05 | 0.00020993 | 0.00019026 | 0 | 0.00014979
8473 | 354 | 12 | 0.00011416 | 0.00012144 | 0.00012978 | 5.536e-05 | 6.202e-05 | 0.00011218 | 0.00010009 | 0.00023736 | 6.701e-05 | 7.416e-05 | 8.132e-05 | 5.483e-05 | 5.425e-05 | 5.382e-05 | 0.00020933 | 0.00019027 | 0 | 0.00015291
8474 | 354 | 12 | 0.00011416 | 0.00011046 | 0.00011458 | 5.64e-05 | 6.564e-05 | 0.0001069 | 9.661e-05 | 0.00022889 | 5.79e-05 | 6.411e-05 | 7.226e-05 | 1.848e-05 | 3.791e-05 | 5.641e-05 | 0.00020848 | 0.00019029 | 0 | 0.00015291
8475 | 354 | 12 | 0.00011416 | 0.00011597 | 0.0001308 | 5.439e-05 | 7.046e-05 | 0.0001027 | 9.507e-05 | 0.00023948 | 2.736e-05 | 5.239e-05 | 6.572e-05 | 1.274e-05 | 3.743e-05 | 6.1e-05 | 0.00020973 | 0.00019029 | 0 | 0.00015291
8476 | 354 | 12 | 0.00011416 | 0.00011404 | 0.00012397 | 5.31e-05 | 6.424e-05 | 0.0001006 | 9.464e-05 | 0.00023525 | 1.671e-05 | 4.421e-05 | 6.196e-05 | 1.296e-05 | 4.757e-05 | 8.091e-05 | 0.00021101 | 0.00019029 | 0 | 0.00015291
8477 | 354 | 12 | 0.00011416 | 0.00012101 | 0.00011257 | 5.581e-05 | 7.438e-05 | 0.00010271 | 9.584e-05 | 0.00023948 | 1.404e-05 | 4.357e-05 | 6.459e-05 | 1.837e-05 | 5.653e-05 | 9.348e-05 | 0.00021144 | 0.00019029 | 0 | 0.00015291
8478 | 354 | 12 | 0.00011416 | 0.00011858 | 0.00011521 | 0.00011189 | 0.00012972 | 0.00010848 | 0.00010051 | 0.0002416 | 1.728e-05 | 4.843e-05 | 7.107e-05 | 4.592e-05 | 7.642e-05 | 0.00010641 | 0.0002119 | 0.00019029 | 0 | 0.00015291
8479 | 354 | 12 | 0.00011416 | 0.00011923 | 0.0001261 | 0.00011433 | 0.0001318 | 0.00012429 | 0.00011304 | 0.00025008 | 3.948e-05 | 5.988e-05 | 8.061e-05 | 0.00012288 | 0.00011629 | 0.00011139 | 0.00021227 | 0.00019029 | 0 | 0.00015291
8480 | 354 | 12 | 0.00011416 | 0.00011611 | 0.00012883 | 0.000167 | 0.00019469 | 0.00013636 | 0.00013203 | 0.00023948 | 0.00010391 | 8.313e-05 | 9.047e-05 | 0.00022028 | 0.00017592 | 0.0001359 | 0.00021226 | 0.00019029 | 0 | 0.00015291
8481 | 354 | 12 | 0.00011416 | 0.00011133 | 0.00012206 | 0.00016344 | 0.00019286 | 0.00014148 | 0.00014442 | 0.00022676 | 0.00019291 | 0.00012255 | 0.00010406 | 0.00021224 | 0.00019227 | 0.00017608 | 0.00021224 | 0.00019029 | 0 | 0.00015291
8482 | 354 | 12 | 0.00011416 | 0.00011196 | 0.00012481 | 0.00015746 | 0.00018744 | 0.00014191 | 0.00014688 | 0.00021618 | 0.00020565 | 0.00015765 | 0.00012393 | 0.00016733 | 0.00017283 | 0.00018077 | 0.00021204 | 0.00019029 | 6.6059e-05 | 0.00015291
8483 | 354 | 12 | 0.00011416 | 0.00011749 | 0.00012393 | 0.00015628 | 0.00019203 | 0.00014109 | 0.0001468 | 0.00020981 | 0.00017582 | 0.00017125 | 0.00014181 | 0.00016928 | 0.00017349 | 0.00018019 | 0.00021174 | 0.00019029 | 5.4843e-05 | 0.00015291
8484 | 354 | 12 | 0.00011416 | 0.00011362 | 0.00011879 | 0.00015847 | 0.00018607 | 0.00014164 | 0.00014582 | 0.00020346 | 0.00017216 | 0.00017435 | 0.00015617 | 0.00017213 | 0.00017219 | 0.00017488 | 0.00019986 | 0.00019029 | 0.00032755 | 0.00015291
8485 | 354 | 12 | 0.00011416 | 0.00011113 | 0.00013375 | 0.00015852 | 0.00019912 | 0.00013799 | 0.00014402 | 0.0001971 | 0.00017227 | 0.0001739 | 0.00016595 | 0.00016169 | 0.00016266 | 0.00016603 | 0.00020692 | 0.00019029 | 0.00040347 | 0.00015291
8486 | 354 | 12 | 0.00011416 | 0.00011819 | 0.00013383 | 0.00016174 | 0.00019907 | 0.00013745 | 0.00014399 | 0.00019921 | 0.00016375 | 0.0001697 | 0.0001701 | 0.0001796 | 0.00016862 | 0.00016061 | 0.00020944 | 0.00019029 | 0.00035564 | 0.00015291
8487 | 354 | 12 | 0.00011416 | 0.00011446 | 0.00012808 | 0.00016188 | 0.00019536 | 0.00013758 | 0.00014408 | 0.00019922 | 0.00017633 | 0.00016809 | 0.00016971 | 0.00018481 | 0.00016696 | 0.00015229 | 0.00020664 | 0.00019029 | 3.4675e-05 | 0.00015291
8488 | 354 | 12 | 0.00011416 | 0.00011918 | 0.00013323 | 0.00016105 | 0.000198 | 0.00013809 | 0.00014547 | 0.00021193 | 0.00018262 | 0.00016737 | 0.00016587 | 0.00019839 | 0.00015193 | 0.00010939 | 0.00020073 | 0.00019029 | 0 | 0.00015291
8489 | 354 | 12 | 0.00011416 | 0.00011709 | 0.00011756 | 0.00016256 | 0.00019952 | 0.00014187 | 0.00015033 | 0.00021193 | 0.00019468 | 0.00016174 | 0.00015211 | 0.00021606 | 0.00015943 | 0.00010724 | 0.00020167 | 0.00019029 | 0 | 0.00015291
8490 | 354 | 12 | 0.00011416 | 0.00011919 | 0.00011836 | 0.00016359 | 0.00019026 | 0.00014949 | 0.00015782 | 0.00021617 | 0.00021112 | 0.00015935 | 0.00013883 | 0.00020662 | 0.00015994 | 0.00011734 | 0.00020436 | 0.00019029 | 0 | 0.00015291
8491 | 354 | 12 | 0.00011416 | 0.00012029 | 0.00012289 | 0.00010669 | 0.00013733 | 0.00014854 | 0.00015161 | 0.00021617 | 0.00020719 | 0.0001591 | 0.00012977 | 0.00016568 | 0.00013488 | 0.00010706 | 0.00020773 | 0.00019029 | 0 | 0.00015291
8492 | 354 | 12 | 0.00011416 | 0.00012039 | 0.0001278 | 0.00010485 | 0.00012507 | 0.00014249 | 0.0001466 | 0.00021829 | 0.000175 | 0.00015048 | 0.00012071 | 0.00012967 | 0.00011475 | 0.0001018 | 0.00021034 | 0.00019029 | 0 | 0.00015291
8493 | 354 | 12 | 0.00011416 | 0.00011086 | 0.00012754 | 6.047e-05 | 6.961e-05 | 0.00013467 | 0.00014028 | 0.00022252 | 0.00014065 | 0.00013519 | 0.00011307 | 8.475e-05 | 8.597e-05 | 8.796e-05 | 0.00021174 | 0.00019029 | 0 | 0.00015291
8494 | 354 | 12 | 0.00011416 | 0.00011731 | 0.0001191 | 5.374e-05 | 6.668e-05 | 0.00012747 | 0.00013248 | 0.00022041 | 9.797e-05 | 0.00011354 | 0.00010545 | 8.869e-05 | 8.849e-05 | 8.914e-05 | 0.00021203 | 0.00019029 | 0 | 0.00015291
8495 | 354 | 12 | 0.00011416 | 0.00012139 | 0.00012854 | 6.31e-05 | 6.366e-05 | 0.00012858 | 0.00012318 | 0.00022889 | 9.169e-05 | 9.921e-05 | 9.987e-05 | 7.803e-05 | 7.204e-05 | 6.68e-05 | 0.00021174 | 0.00019029 | 0 | 0.00015291
8496 | 354 | 12 | 0.00011416 | 0.00011726 | 0.0001282 | 5.667e-05 | 6.303e-05 | 0.00012813 | 0.00011428 | 0.00023101 | 8.1e-05 | 8.63e-05 | 9.061e-05 | 6.269e-05 | 6.052e-05 | 5.871e-05 | 0.00021151 | 0.00019029 | 0 | 0.00015291
8497 | 355 | 12 | 0.00011416 | 0.00011027 | 0.00012214 | 5.847e-05 | 7.033e-05 | 0.00012055 | 0.00010746 | 0.00023524 | 6.673e-05 | 7.404e-05 | 8.119e-05 | 5.431e-05 | 5.373e-05 | 5.331e-05 | 0.00021161 | 0.00019029 | 0 | 0.00015135
8498 | 355 | 12 | 0.00011416 | 0.00011767 | 0.00012571 | 5.391e-05 | 7.345e-05 | 0.00011522 | 0.00010257 | 0.00023525 | 5.744e-05 | 6.381e-05 | 7.206e-05 | 1.836e-05 | 3.765e-05 | 5.603e-05 | 0.00021125 | 0.00019029 | 0 | 0.00015135
8499 | 355 | 12 | 0.00011416 | 0.00011246 | 0.00013964 | 6.172e-05 | 6.802e-05 | 0.00011108 | 0.00010015 | 0.00023948 | 2.716e-05 | 5.206e-05 | 6.546e-05 | 1.293e-05 | 3.799e-05 | 6.191e-05 | 0.00021083 | 0.00019029 | 0 | 0.00015135
8500 | 355 | 12 | 0.00011416 | 0.00011796 | 0.00012614 | 5.504e-05 | 7.164e-05 | 0.00010862 | 9.941e-05 | 0.00023524 | 1.681e-05 | 4.42e-05 | 6.193e-05 | 1.296e-05 | 4.759e-05 | 8.094e-05 | 0.00021162 | 0.00019029 | 0 | 0.00015135
8501 | 355 | 12 | 0.00011416 | 0.00011648 | 0.00013978 | 5.593e-05 | 6.502e-05 | 0.0001101 | 9.999e-05 | 0.00023524 | 1.405e-05 | 4.366e-05 | 6.459e-05 | 1.849e-05 | 5.689e-05 | 9.408e-05 | 0.00021205 | 0.00019029 | 0 | 0.00015135
8502 | 355 | 12 | 0.00011416 | 0.00011601 | 0.00012613 | 0.00010665 | 0.00012921 | 0.00011533 | 0.00010446 | 0.00023737 | 1.738e-05 | 4.863e-05 | 7.124e-05 | 4.649e-05 | 7.736e-05 | 0.00010772 | 0.0002119 | 0.00019029 | 0 | 0.00015135
8503 | 355 | 12 | 0.00011416 | 0.00011319 | 0.00013103 | 0.00010944 | 0.00013 | 0.00012838 | 0.00011667 | 0.00023313 | 3.994e-05 | 6.037e-05 | 8.109e-05 | 0.0001229 | 0.00011631 | 0.00011142 | 0.00021229 | 0.00019029 | 0 | 0.00015135
8504 | 355 | 12 | 0.00011416 | 0.0001103 | 0.00013259 | 0.00016647 | 0.00019906 | 0.00014039 | 0.00013643 | 0.00022889 | 0.00010402 | 8.353e-05 | 9.094e-05 | 0.00021985 | 0.00017558 | 0.00013563 | 0.00021233 | 0.00019029 | 0 | 0.00015135
8505 | 355 | 12 | 0.00011416 | 0.00011239 | 0.00013552 | 0.00015788 | 0.00019915 | 0.00014572 | 0.00014792 | 0.00021829 | 0.00019261 | 0.00012265 | 0.0001044 | 0.00021362 | 0.00019352 | 0.00017723 | 0.0002124 | 0.00019029 | 0 | 0.00015135
8506 | 355 | 12 | 0.00011416 | 0.00011327 | 0.00012801 | 0.000163 | 0.00019526 | 0.00014458 | 0.00015063 | 0.00021193 | 0.00020668 | 0.00015808 | 0.00012444 | 0.00016725 | 0.00017275 | 0.00018069 | 0.00021243 | 0.00019029 | 1.1878e-06 | 0.00015135
8507 | 355 | 12 | 0.00011416 | 0.00011195 | 0.00012225 | 0.00015714 | 0.00020113 | 0.00014283 | 0.00015015 | 0.00019074 | 0.00017595 | 0.00017161 | 0.00014219 | 0.00016837 | 0.00017256 | 0.00017923 | 0.00021245 | 0.00019029 | 2.4655e-05 | 0.00015135
8508 | 355 | 12 | 0.00011416 | 0.00011352 | 0.00013871 | 0.00015691 | 0.00019574 | 0.00014161 | 0.00014922 | 0.00019074 | 0.0001715 | 0.00017421 | 0.00015622 | 0.00017171 | 0.00017177 | 0.00017445 | 0.00021242 | 0.00019029 | 0.00036994 | 0.00015135
8509 | 355 | 12 | 0.00011416 | 0.00011586 | 0.00014158 | 0.00016158 | 0.00019344 | 0.0001382 | 0.00014704 | 0.00019074 | 0.00017183 | 0.00017352 | 0.00016584 | 0.0001644 | 0.00016539 | 0.00016882 | 0.00021245 | 0.00019029 | 0.00012323 | 0.00015135
8510 | 355 | 12 | 0.00011416 | 0.00011391 | 0.00012225 | 0.00016232 | 0.00019703 | 0.00013841 | 0.00014743 | 0.00019074 | 0.00016575 | 0.00017039 | 0.00017056 | 0.00017817 | 0.00016729 | 0.00015933 | 0.00021245 | 0.00019029 | 2.6717e-05 | 0.00015135
8511 | 355 | 12 | 0.00011416 | 0.00011627 | 0.00014018 | 0.00016729 | 0.00020084 | 0.00013712 | 0.00014748 | 0.00019074 | 0.00017559 | 0.00016836 | 0.00016983 | 0.00018481 | 0.00016696 | 0.00015229 | 0.00021245 | 0.00019029 | 6.8672e-05 | 0.00015135
8512 | 355 | 12 | 0.00011416 | 0.00011741 | 0.0001351 | 0.00015697 | 0.00019811 | 0.00013912 | 0.00014866 | 0.00019074 | 0.00018253 | 0.00016738 | 0.00016597 | 0.00019996 | 0.00015313 | 0.00011025 | 0.00021245 | 0.00019021 | 0 | 0.00015135
8513 | 355 | 12 | 0.00011416 | 0.00011129 | 0.00012752 | 0.00016095 | 0.00019703 | 0.00014218 | 0.00015292 | 0.00019074 | 0.00019588 | 0.00016212 | 0.0001524 | 0.00021539 | 0.00015894 | 0.00010691 | 0.00021245 | 0.00018941 | 0 | 0.00015135
8514 | 355 | 12 | 0.00011416 | 0.00011235 | 0.00012719 | 0.00015913 | 0.00020043 | 0.0001505 | 0.00015972 | 0.00018862 | 0.0002108 | 0.00015953 | 0.00013901 | 0.00020816 | 0.00016113 | 0.00011822 | 0.00021245 | 0.00018204 | 0 | 0.00015135
8515 | 355 | 12 | 0.00011416 | 0.000115 | 0.00013774 | 0.0001138 | 0.00013416 | 0.00014925 | 0.00015393 | 0.00018862 | 0.00020837 | 0.00015958 | 0.00013005 | 0.00016425 | 0.00013372 | 0.00010613 | 0.00021245 | 0.00016902 | 0 | 0.00015135
8516 | 355 | 12 | 0.00011416 | 0.00011406 | 0.00014225 | 0.00011088 | 0.00013886 | 0.00014347 | 0.00014888 | 0.00018438 | 0.00017411 | 0.00015044 | 0.00012077 | 0.00013003 | 0.00011506 | 0.00010207 | 0.00021245 | 0.00017543 | 0 | 0.00015135
8517 | 355 | 12 | 0.00011416 | 0.00010739 | 0.00012243 | 5.707e-05 | 6.467e-05 | 0.00013581 | 0.00014217 | 0.00018438 | 0.00014077 | 0.00013514 | 0.00011315 | 8.486e-05 | 8.608e-05 | 8.807e-05 | 0.00021245 | 0.00018677 | 0 | 0.00015135
8518 | 355 | 12 | 0.00011416 | 0.00011122 | 0.00013226 | 5.899e-05 | 7.51e-05 | 0.00012899 | 0.00013407 | 0.0001865 | 9.807e-05 | 0.00011355 | 0.0001055 | 8.734e-05 | 8.713e-05 | 8.778e-05 | 0.00021245 | 0.00018934 | 0 | 0.00015135
8519 | 355 | 12 | 0.00011416 | 0.00010932 | 0.00012002 | 5.463e-05 | 6.826e-05 | 0.00013006 | 0.00012419 | 0.00018438 | 9.064e-05 | 9.876e-05 | 9.961e-05 | 7.829e-05 | 7.228e-05 | 6.702e-05 | 0.00021245 | 0.00019021 | 0 | 0.00015135
8520 | 355 | 12 | 0.00011416 | 0.0001114 | 0.00012029 | 5.893e-05 | 7.325e-05 | 0.00012964 | 0.00011519 | 0.00018438 | 8.101e-05 | 8.596e-05 | 9.038e-05 | 6.293e-05 | 6.075e-05 | 5.894e-05 | 0.0002123 | 0.00018983 | 0 | 0.00015135
8521 | 356 | 12 | 0.00011416 | 0.00010784 | 0.00010105 | 5.442e-05 | 4.189e-05 | 0.00012192 | 0.00010769 | 0.00017379 | 6.689e-05 | 7.395e-05 | 8.104e-05 | 6.753e-05 | 6.013e-05 | 5.303e-05 | 0.00021017 | 0.00019001 | 0 | 0.00015065
8522 | 356 | 12 | 0.00011416 | 0.00010973 | 0.00011901 | 5.286e-05 | 3.972e-05 | 0.00011641 | 0.00010228 | 0.00016531 | 6.778e-05 | 6.613e-05 | 7.188e-05 | 3.483e-05 | 4.587e-05 | 5.621e-05 | 0.00020783 | 0.00019023 | 0 | 0.00015065
8523 | 356 | 12 | 0.00011416 | 0.00011407 | 0.00011622 | 6.126e-05 | 4.318e-05 | 0.00011255 | 9.978e-05 | 0.00015471 | 4.201e-05 | 5.716e-05 | 6.537e-05 | 2.14e-05 | 4.192e-05 | 6.131e-05 | 0.00020748 | 0.00019029 | 0 | 0.00015065
8524 | 356 | 12 | 0.00011416 | 0.00011243 | 0.0001116 | 5.902e-05 | 3.849e-05 | 0.00010975 | 9.929e-05 | 0.00015048 | 2.656e-05 | 4.955e-05 | 6.177e-05 | 2.076e-05 | 5.083e-05 | 7.963e-05 | 0.00020995 | 0.00019029 | 0 | 0.00015065
8525 | 356 | 12 | 0.00011416 | 0.00011141 | 0.00010641 | 5.724e-05 | 4.098e-05 | 0.00010958 | 0.00010021 | 0.00015259 | 2.25e-05 | 4.82e-05 | 6.417e-05 | 2.288e-05 | 5.894e-05 | 9.368e-05 | 0.00021212 | 0.00019029 | 0 | 0.00015065
8526 | 356 | 12 | 0.00011416 | 0.00011356 | 0.00011151 | 0.00011551 | 8.114e-05 | 0.00011285 | 0.0001044 | 0.00016319 | 2.273e-05 | 5.204e-05 | 7.076e-05 | 2.953e-05 | 6.939e-05 | 0.000108 | 0.0002121 | 0.00019029 | 0 | 0.00015065
8527 | 356 | 12 | 0.00011416 | 0.00010752 | 0.00011914 | 0.00010824 | 7.919e-05 | 0.00012574 | 0.00011653 | 0.00019497 | 2.793e-05 | 5.942e-05 | 8.074e-05 | 4.632e-05 | 8.024e-05 | 0.00011334 | 0.0002123 | 0.00019029 | 0 | 0.00015065
8528 | 356 | 12 | 0.00011416 | 0.00010998 | 0.00010177 | 0.00015966 | 0.00011604 | 0.00013713 | 0.00013644 | 0.00020769 | 4.212e-05 | 6.877e-05 | 9.106e-05 | 6.776e-05 | 0.00010189 | 0.00013567 | 0.00021237 | 0.00019029 | 0 | 0.00015065
8529 | 356 | 12 | 0.00011416 | 0.0001134 | 0.00010687 | 0.00016723 | 0.00011532 | 0.00014385 | 0.00014924 | 0.00018438 | 6.173e-05 | 8.3e-05 | 0.00010461 | 0.00010101 | 0.00013948 | 0.00017822 | 0.00021243 | 0.00019019 | 0 | 0.00015065
8530 | 356 | 12 | 0.00011416 | 0.00010684 | 0.00011518 | 0.00016401 | 0.00011687 | 0.00014429 | 0.00015184 | 0.00016531 | 9.186e-05 | 0.00010691 | 0.00012493 | 0.00012886 | 0.00015459 | 0.00018138 | 0.00021245 | 0.00018971 | 3.5464e-06 | 0.00015065
8531 | 356 | 12 | 0.00011416 | 0.00011621 | 0.00010957 | 0.00016147 | 0.00011702 | 0.0001425 | 0.00015197 | 0.00014835 | 0.00011998 | 0.00013013 | 0.00014282 | 0.00013768 | 0.00015786 | 0.00017938 | 0.00021245 | 0.00018924 | 2.7073e-05 | 0.00015065
8532 | 356 | 12 | 0.00011416 | 0.00011477 | 9.729e-05 | 0.00016704 | 0.00011496 | 0.00014192 | 0.00015069 | 0.00013775 | 0.00013312 | 0.0001456 | 0.00015681 | 0.0001385 | 0.0001552 | 0.00017331 | 0.00021245 | 0.00018942 | 1.6477e-05 | 0.00015065
8533 | 356 | 12 | 0.00011416 | 0.00010964 | 0.00011571 | 0.0001659 | 0.00011768 | 0.00013894 | 0.0001484 | 0.00013988 | 0.00013714 | 0.00015236 | 0.00016603 | 0.0001312 | 0.00014895 | 0.00016793 | 0.00021245 | 0.00018851 | 4.9854e-05 | 0.00015065
8534 | 356 | 12 | 0.00011416 | 0.0001154 | 0.00010803 | 0.00016123 | 0.00011694 | 0.00013739 | 0.00014949 | 0.00013988 | 0.00013257 | 0.0001524 | 0.00017045 | 0.00011274 | 0.00013616 | 0.00016035 | 0.00021245 | 0.00018762 | 2.2653e-05 | 0.00015065
8535 | 356 | 12 | 0.00011416 | 0.00010532 | 0.00011508 | 0.00015898 | 0.00011513 | 0.00013746 | 0.00014944 | 0.00014412 | 0.0001173 | 0.00014632 | 0.00016983 | 0.00012746 | 0.00013911 | 0.00015202 | 0.00021245 | 0.00018925 | 1.7087e-05 | 0.00015065
8536 | 356 | 12 | 0.00011416 | 0.00010608 | 0.0001113 | 0.00016536 | 0.00011757 | 0.00013953 | 0.00014968 | 0.00014624 | 0.00012566 | 0.00014201 | 0.00016586 | 0.00013382 | 0.00012046 | 0.00010889 | 0.00021245 | 0.00019002 | 0 | 0.00015065
8537 | 356 | 12 | 0.00011416 | 0.0001064 | 0.00010031 | 0.00016089 | 0.00012293 | 0.00014209 | 0.00015447 | 0.00014623 | 0.00013176 | 0.00013329 | 0.000152 | 0.00014127 | 0.00012328 | 0.00010729 | 0.00021245 | 0.00019021 | 0 | 0.00015065
8538 | 356 | 12 | 0.00011416 | 0.00011067 | 0.00010262 | 0.00015785 | 0.0001203 | 0.00014884 | 0.00015879 | 0.00014836 | 0.0001389 | 0.00012748 | 0.00013876 | 0.00014155 | 0.00012859 | 0.00011756 | 0.00021245 | 0.00019026 | 0 | 0.00015065
8539 | 356 | 12 | 0.00011416 | 0.00010546 | 0.0001075 | 0.00010658 | 8.107e-05 | 0.0001478 | 0.00015179 | 0.00014624 | 0.00014084 | 0.00012656 | 0.00012972 | 0.00014158 | 0.00012301 | 0.00010647 | 0.00021245 | 0.00019026 | 0 | 0.00015065
8540 | 356 | 12 | 0.00011416 | 0.00011589 | 0.00011134 | 0.00010715 | 7.871e-05 | 0.00014231 | 0.0001468 | 0.00014835 | 0.00014141 | 0.00012531 | 0.00012055 | 0.00014586 | 0.00012314 | 0.0001026 | 0.00021245 | 0.00019026 | 0 | 0.00015065
8541 | 356 | 12 | 0.00011416 | 0.00011375 | 0.00011897 | 5.732e-05 | 4.456e-05 | 0.00013472 | 0.00014081 | 0.00015471 | 0.00014491 | 0.00012422 | 0.00011311 | 8.458e-05 | 8.606e-05 | 8.805e-05 | 0.00021245 | 0.00019025 | 0 | 0.00015065
8542 | 356 | 12 | 0.00011416 | 0.00011138 | 0.00010543 | 5.815e-05 | 4.541e-05 | 0.00012775 | 0.00013259 | 0.00015683 | 9.776e-05 | 0.00011018 | 0.00010553 | 8.792e-05 | 8.797e-05 | 8.862e-05 | 0.00021245 | 0.00019024 | 0 | 0.00015065
8543 | 356 | 12 | 0.00011416 | 0.00010916 | 0.00011843 | 5.587e-05 | 3.834e-05 | 0.00012768 | 0.00012259 | 0.00015472 | 9.139e-05 | 9.84e-05 | 9.985e-05 | 8.56e-05 | 7.621e-05 | 6.751e-05 | 0.00021245 | 0.00019012 | 0 | 0.00015065
8544 | 356 | 12 | 0.00011416 | 0.00011421 | 0.00011047 | 5.797e-05 | 4.001e-05 | 0.00012641 | 0.00011425 | 0.00015471 | 8.71e-05 | 8.765e-05 | 9.075e-05 | 8.005e-05 | 6.945e-05 | 5.945e-05 | 0.00021245 | 0.00018918 | 0 | 0.00015065
8545 | 357 | 12 | 0.00011416 | 0.00011367 | 0.00013654 | 5.265e-05 | 1.602e-05 | 0.00012009 | 0.000106 | 0.00016955 | 8.136e-05 | 7.868e-05 | 8.148e-05 | 6.813e-05 | 6.066e-05 | 5.349e-05 | 0.00021245 | 0.0001858 | 0 | 0.00015265
8546 | 357 | 12 | 0.00011416 | 0.00010711 | 0.00012999 | 5.776e-05 | 1.341e-05 | 0.00011349 | 0.00010088 | 0.00016954 | 7.118e-05 | 7.009e-05 | 7.235e-05 | 3.51e-05 | 4.622e-05 | 5.664e-05 | 0.00021245 | 0.0001846 | 0 | 0.00015265
8547 | 357 | 12 | 0.00011416 | 0.00010818 | 0.00013252 | 5.288e-05 | 1.43e-05 | 0.0001088 | 9.839e-05 | 0.00016531 | 4.331e-05 | 5.945e-05 | 6.585e-05 | 2.143e-05 | 4.197e-05 | 6.139e-05 | 0.00021245 | 0.00018498 | 0 | 0.00015265
8548 | 357 | 12 | 0.00011416 | 0.00010946 | 0.00013362 | 6.084e-05 | 1.515e-05 | 0.0001059 | 9.785e-05 | 0.00016531 | 2.699e-05 | 5.061e-05 | 6.216e-05 | 2.085e-05 | 5.106e-05 | 7.998e-05 | 0.00021245 | 0.00018896 | 0 | 0.00015265
8549 | 357 | 12 | 0.00011416 | 0.00010637 | 0.00012985 | 6.314e-05 | 1.567e-05 | 0.00010668 | 9.836e-05 | 0.00016107 | 2.26e-05 | 4.871e-05 | 6.453e-05 | 2.299e-05 | 5.923e-05 | 9.413e-05 | 0.00021245 | 0.00019028 | 0 | 0.00015265
8550 | 357 | 12 | 0.00011416 | 0.00011172 | 0.00013014 | 0.00010635 | 2.813e-05 | 0.0001113 | 0.00010223 | 0.00016319 | 2.283e-05 | 5.236e-05 | 7.113e-05 | 2.917e-05 | 6.855e-05 | 0.00010668 | 0.00021245 | 0.00019029 | 0 | 0.00015265
8551 | 357 | 12 | 0.00011416 | 0.00010621 | 0.00013885 | 0.00011236 | 2.687e-05 | 0.0001237 | 0.00011413 | 0.00015895 | 2.767e-05 | 5.927e-05 | 8.072e-05 | 4.602e-05 | 7.971e-05 | 0.0001126 | 0.00021245 | 0.00019029 | 0 | 0.00015265
8552 | 357 | 12 | 0.00011416 | 0.00010832 | 0.00013166 | 0.00015974 | 4.162e-05 | 0.00013507 | 0.00013281 | 0.00015683 | 4.184e-05 | 6.838e-05 | 9.082e-05 | 6.859e-05 | 0.00010315 | 0.00013734 | 0.00021245 | 0.00019029 | 0 | 0.00015265
8553 | 357 | 12 | 0.00011416 | 0.00010602 | 0.00014616 | 0.00016451 | 4.242e-05 | 0.00014149 | 0.00014517 | 0.00015047 | 6.232e-05 | 8.315e-05 | 0.00010471 | 9.985e-05 | 0.00013788 | 0.00017617 | 0.00021245 | 0.00019026 | 0 | 0.00015265
8554 | 357 | 12 | 0.00011416 | 0.00011433 | 0.00012664 | 0.00015921 | 4.172e-05 | 0.00014137 | 0.00014887 | 0.00014412 | 9.106e-05 | 0.00010659 | 0.00012456 | 0.00012887 | 0.00015459 | 0.00018139 | 0.00021245 | 0.0001898 | 0.00023876 | 0.00015265
8555 | 357 | 12 | 0.00011416 | 0.00010598 | 0.00012717 | 0.00016332 | 4.236e-05 | 0.00014131 | 0.00014926 | 0.00014411 | 0.00011984 | 0.00012978 | 0.00014247 | 0.00013688 | 0.00015695 | 0.00017834 | 0.00021245 | 0.00019015 | 0.00038264 | 0.00015265
8556 | 357 | 12 | 0.00011416 | 0.00010474 | 0.00014095 | 0.00016133 | 4.025e-05 | 0.00014256 | 0.0001489 | 0.00013988 | 0.00013246 | 0.00014504 | 0.00015631 | 0.0001396 | 0.00015643 | 0.00017469 | 0.00021237 | 0.00019028 | 0.00040898 | 0.00015265
8557 | 357 | 12 | 0.00011416 | 0.00010533 | 0.00014664 | 0.00016255 | 4.211e-05 | 0.00014073 | 0.00014707 | 0.00013352 | 0.00013786 | 0.0001524 | 0.00016591 | 0.00013038 | 0.00014802 | 0.00016688 | 0.00021232 | 0.00019029 | 0.0003188 | 0.00015265
8558 | 357 | 12 | 0.00011416 | 0.00010526 | 0.00014363 | 0.0001674 | 4.237e-05 | 0.00013919 | 0.00014676 | 0.0001314 | 0.00013206 | 0.00015226 | 0.00017013 | 0.00011356 | 0.00013716 | 0.00016152 | 0.0002123 | 0.00019029 | 0.00035033 | 0.00015265
8559 | 357 | 12 | 0.00011416 | 0.00010554 | 0.0001344 | 0.00016127 | 4.089e-05 | 0.00013718 | 0.00014641 | 0.00013776 | 0.00011785 | 0.00014652 | 0.00016989 | 0.00012842 | 0.00014016 | 0.00015317 | 0.00021141 | 0.00019026 | 0.00024751 | 0.00015265
8560 | 357 | 12 | 0.00011416 | 0.00010768 | 0.00013707 | 0.00015819 | 4.119e-05 | 0.00013662 | 0.00014664 | 0.000142 | 0.00012652 | 0.00014261 | 0.00016622 | 0.00013477 | 0.00012132 | 0.00010967 | 0.00020473 | 0.0001897 | 0 | 0.00015265
8561 | 357 | 12 | 0.00011416 | 0.0001052 | 0.00013229 | 0.00016711 | 3.974e-05 | 0.00013909 | 0.00014934 | 0.00014836 | 0.00013267 | 0.00013409 | 0.00015255 | 0.000142 | 0.00012391 | 0.00010784 | 0.00019143 | 0.00018924 | 0 | 0.00015265
8562 | 357 | 12 | 0.00011416 | 0.00010571 | 0.00014698 | 0.00016632 | 4.013e-05 | 0.00014457 | 0.00015445 | 0.00014623 | 0.00013967 | 0.00012825 | 0.00013937 | 0.00014055 | 0.00012768 | 0.00011672 | 0.00019123 | 0.00018969 | 0 | 0.00015265
8563 | 357 | 12 | 0.00011416 | 0.00011301 | 0.00013279 | 0.00010707 | 2.823e-05 | 0.00014301 | 0.00014875 | 0.00015048 | 0.00014024 | 0.00012671 | 0.00013009 | 0.0001418 | 0.0001232 | 0.00010664 | 0.00019004 | 0.00018974 | 0 | 0.00015265
8564 | 357 | 12 | 0.00011416 | 0.00010695 | 0.00013564 | 0.00011277 | 2.756e-05 | 0.00013693 | 0.00014469 | 0.00015471 | 0.00014149 | 0.00012531 | 0.00012083 | 0.00014369 | 0.00012131 | 0.00010108 | 0.00019068 | 0.00018923 | 0 | 0.00015265
8565 | 357 | 12 | 0.00011416 | 0.00010635 | 0.00013771 | 6.154e-05 | 1.606e-05 | 0.00013012 | 0.00013963 | 0.00015683 | 0.00014322 | 0.00012354 | 0.00011293 | 8.41e-05 | 8.557e-05 | 8.755e-05 | 0.00019722 | 0.0001892 | 0 | 0.00015265
8566 | 357 | 12 | 0.00011416 | 0.00011268 | 0.00013893 | 5.659e-05 | 1.505e-05 | 0.0001238 | 0.00013144 | 0.00015683 | 9.706e-05 | 0.00010939 | 0.00010516 | 8.723e-05 | 8.728e-05 | 8.793e-05 | 0.00020171 | 0.00018996 | 0 | 0.00015265
8567 | 357 | 12 | 0.00011416 | 0.00010787 | 0.00013567 | 5.303e-05 | 1.602e-05 | 0.00012426 | 0.00012177 | 0.00015895 | 9.067e-05 | 9.764e-05 | 9.93e-05 | 8.561e-05 | 7.622e-05 | 6.752e-05 | 0.00020447 | 0.00019026 | 0 | 0.00015265
8568 | 357 | 12 | 0.00011416 | 0.00010988 | 0.00013329 | 6.134e-05 | 1.401e-05 | 0.00012308 | 0.00011365 | 0.00015048 | 8.694e-05 | 8.718e-05 | 9.026e-05 | 7.962e-05 | 6.908e-05 | 5.913e-05 | 0.00020606 | 0.00019029 | 0 | 0.00015265
8569 | 358 | 12 | 0.00011416 | 0.00011086 | 9.008e-05 | 6.203e-05 | 7.14e-05 | 0.00011669 | 0.00010651 | 0.00014623 | 8.099e-05 | 7.832e-05 | 8.101e-05 | 5.48e-05 | 5.421e-05 | 5.379e-05 | 0.00020673 | 0.00019029 | 0 | 0.00015421
8570 | 358 | 12 | 0.00011416 | 0.00011397 | 0.00010462 | 6.066e-05 | 7.502e-05 | 0.00011026 | 0.00010139 | 0.00014411 | 6.071e-05 | 6.756e-05 | 7.209e-05 | 1.843e-05 | 3.779e-05 | 5.624e-05 | 0.00020779 | 0.00019029 | 0 | 0.00015421
8571 | 358 | 12 | 0.00011416 | 0.00010839 | 0.00010397 | 5.862e-05 | 7.353e-05 | 0.00010583 | 9.841e-05 | 0.00014412 | 2.829e-05 | 5.419e-05 | 6.561e-05 | 1.286e-05 | 3.778e-05 | 6.158e-05 | 0.0002079 | 0.00019029 | 0 | 0.00015421
8572 | 358 | 12 | 0.00011416 | 0.00011318 | 9.811e-05 | 5.246e-05 | 6.955e-05 | 0.00010318 | 9.725e-05 | 0.00013564 | 1.713e-05 | 4.506e-05 | 6.205e-05 | 1.298e-05 | 4.766e-05 | 8.105e-05 | 0.00020697 | 0.00019029 | 0 | 0.00015421
8573 | 358 | 12 | 0.00011416 | 0.00010599 | 9.731e-05 | 5.484e-05 | 7.096e-05 | 0.0001033 | 9.754e-05 | 0.00013776 | 1.407e-05 | 4.398e-05 | 6.472e-05 | 1.834e-05 | 5.642e-05 | 9.33e-05 | 0.00020733 | 0.00019029 | 0 | 0.00015421
8574 | 358 | 12 | 0.00011416 | 0.00010592 | 8.566e-05 | 0.00011331 | 0.00013282 | 0.00010782 | 0.00010131 | 0.000142 | 1.726e-05 | 4.856e-05 | 7.115e-05 | 4.601e-05 | 7.656e-05 | 0.00010661 | 0.00020836 | 0.00019029 | 0 | 0.00015421
8575 | 358 | 12 | 0.00011416 | 0.00010569 | 8.413e-05 | 0.00010525 | 0.00013142 | 0.00011851 | 0.00011133 | 0.000142 | 3.954e-05 | 5.993e-05 | 8.073e-05 | 0.00012413 | 0.00011747 | 0.00011253 | 0.00020938 | 0.00019029 | 0 | 0.00015421
8576 | 358 | 12 | 0.00011416 | 0.00010787 | 8.721e-05 | 0.00016393 | 0.00019788 | 0.00012846 | 0.00012798 | 0.00014835 | 0.0001049 | 8.36e-05 | 9.081e-05 | 0.00022058 | 0.00017616 | 0.00013609 | 0.00020939 | 0.00019029 | 0 | 0.00015421
8577 | 358 | 12 | 0.00011416 | 0.00010429 | 9.723e-05 | 0.00016269 | 0.00020199 | 0.00013451 | 0.00014148 | 0.00015895 | 0.00019334 | 0.00012305 | 0.0001044 | 0.00021374 | 0.00019362 | 0.00017732 | 0.00021049 | 0.00019029 | 0 | 0.00015421
8578 | 358 | 12 | 0.00011416 | 0.00011083 | 8.711e-05 | 0.00016451 | 0.00019341 | 0.00013422 | 0.00014553 | 0.00013988 | 0.00020693 | 0.00015845 | 0.0001245 | 0.00016727 | 0.00017277 | 0.00018071 | 0.00021181 | 0.00019029 | 2.6581e-05 | 0.00015421
8579 | 358 | 12 | 0.00011416 | 0.00010518 | 0.00010113 | 0.00016195 | 0.00020125 | 0.00013288 | 0.00014627 | 0.00013352 | 0.00017604 | 0.00017182 | 0.00014229 | 0.00016786 | 0.00017203 | 0.00017868 | 0.0002123 | 0.00019029 | 0.0001708 | 0.00015421
8580 | 358 | 12 | 0.00011416 | 0.00010475 | 9.659e-05 | 0.00016416 | 0.00020118 | 0.00013231 | 0.00014555 | 0.00013352 | 0.00017112 | 0.00017412 | 0.00015623 | 0.0001721 | 0.00017216 | 0.00017484 | 0.00021222 | 0.00019029 | 0.00040326 | 0.00015421
8581 | 358 | 12 | 0.00011416 | 0.00011452 | 9.131e-05 | 0.00016342 | 0.00019165 | 0.00012962 | 0.00014337 | 0.0001314 | 0.00017205 | 0.00017352 | 0.00016591 | 0.00016164 | 0.00016261 | 0.00016598 | 0.0002124 | 0.00019029 | 0.00034002 | 0.00015421
8582 | 358 | 12 | 0.00011416 | 0.00011226 | 9.963e-05 | 0.000157 | 0.00019482 | 0.00012828 | 0.00014202 | 0.00013352 | 0.00016363 | 0.00016943 | 0.00016998 | 0.00018094 | 0.00016988 | 0.0001618 | 0.00021243 | 0.00019029 | 0.00028099 | 0.00015421
8583 | 358 | 12 | 0.00011416 | 0.0001056 | 9.42e-05 | 0.0001574 | 0.00020112 | 0.00012586 | 0.00013975 | 0.00014836 | 0.00017734 | 0.00016841 | 0.0001698 | 0.00018352 | 0.00016579 | 0.00015123 | 0.00021245 | 0.00019028 | 8.5717e-05 | 0.00015421
8584 | 358 | 12 | 0.00011416 | 0.00011414 | 0.00010386 | 0.00016297 | 0.00019977 | 0.00012623 | 0.00013842 | 0.00017167 | 0.00018181 | 0.0001673 | 0.00016573 | 0.00019921 | 0.00015256 | 0.00010983 | 0.00021245 | 0.00019013 | 0 | 0.00015421
8585 | 358 | 12 | 0.00011416 | 0.0001108 | 8.482e-05 | 0.00015656 | 0.00019632 | 0.00012912 | 0.00014189 | 0.00020346 | 0.00019519 | 0.0001618 | 0.00015212 | 0.00021758 | 0.00016055 | 0.00010799 | 0.00021245 | 0.00019006 | 0 | 0.00015421
8586 | 358 | 12 | 0.00011416 | 0.00011329 | 8.681e-05 | 0.00016059 | 0.00019406 | 0.00013666 | 0.00015003 | 0.00022677 | 0.00021239 | 0.00015983 | 0.00013902 | 0.00020691 | 0.00016016 | 0.00011751 | 0.00021245 | 0.00019009 | 0 | 0.00015421
8587 | 358 | 12 | 0.00011416 | 0.00011444 | 9.26e-05 | 0.00010479 | 0.0001321 | 0.0001356 | 0.00014528 | 0.00023525 | 0.00020766 | 0.00015961 | 0.00013 | 0.00016497 | 0.0001343 | 0.0001066 | 0.00021245 | 0.00019024 | 0 | 0.00015421
8588 | 358 | 12 | 0.00011416 | 0.00011083 | 8.459e-05 | 0.00010998 | 0.00013047 | 0.00013032 | 0.00014005 | 0.00026067 | 0.00017458 | 0.00015058 | 0.0001208 | 0.00013005 | 0.00011508 | 0.00010209 | 0.00021245 | 0.00019029 | 0 | 0.00015421
8589 | 358 | 12 | 0.00011416 | 0.0001119 | 9.034e-05 | 6.267e-05 | 6.894e-05 | 0.00012368 | 0.00013351 | 0.00024373 | 0.00014088 | 0.00013526 | 0.00011322 | 8.583e-05 | 8.706e-05 | 8.907e-05 | 0.00021244 | 0.00019029 | 0 | 0.00015421
8590 | 358 | 12 | 0.00011416 | 0.00010899 | 9.718e-05 | 5.656e-05 | 6.751e-05 | 0.00011761 | 0.00012496 | 0.00019286 | 9.884e-05 | 0.00011399 | 0.00010579 | 8.852e-05 | 8.832e-05 | 8.897e-05 | 0.00021241 | 0.00019029 | 0 | 0.00015421
8591 | 358 | 12 | 0.00011416 | 0.000107 | 8.676e-05 | 6.26e-05 | 7.076e-05 | 0.00011899 | 0.00011744 | 0.00018438 | 9.172e-05 | 9.954e-05 | 0.00010012 | 7.819e-05 | 7.219e-05 | 6.694e-05 | 0.00021222 | 0.00019029 | 0 | 0.00015421
8592 | 358 | 12 | 0.00011416 | 0.00010916 | 0.00010423 | 5.766e-05 | 7.282e-05 | 0.00011771 | 0.00011069 | 0.00018014 | 8.116e-05 | 8.651e-05 | 9.085e-05 | 6.229e-05 | 6.013e-05 | 5.833e-05 | 0.00021029 | 0.00019029 | 0 | 0.00015421
8593 | 359 | 12 | 0.00011416 | 0.00011448 | 0.00010268 | 6.018e-05 | 7.285e-05 | 0.00011057 | 0.0001037 | 0.00017803 | 6.645e-05 | 7.401e-05 | 8.13e-05 | 5.407e-05 | 5.349e-05 | 5.307e-05 | 0.00020878 | 0.00019029 | 0 | 0.00016254
8594 | 359 | 12 | 0.00011416 | 0.0001218 | 0.00010309 | 6.13e-05 | 6.268e-05 | 0.00010367 | 9.801e-05 | 0.00017802 | 5.72e-05 | 6.364e-05 | 7.207e-05 | 1.841e-05 | 3.776e-05 | 5.619e-05 | 0.00020934 | 0.00019029 | 0 | 0.00016254
8595 | 359 | 12 | 0.00011416 | 0.00011958 | 9.687e-05 | 6.211e-05 | 6.419e-05 | 9.921e-05 | 9.443e-05 | 0.00020133 | 2.715e-05 | 5.196e-05 | 6.545e-05 | 1.289e-05 | 3.787e-05 | 6.172e-05 | 0.00021009 | 0.00019029 | 0 | 0.00016254
8596 | 359 | 12 | 0.00011416 | 0.00011927 | 0.00010205 | 5.299e-05 | 6.459e-05 | 9.599e-05 | 9.27e-05 | 0.00021405 | 1.677e-05 | 4.411e-05 | 6.186e-05 | 1.279e-05 | 4.697e-05 | 7.989e-05 | 0.00021044 | 0.00019028 | 0 | 0.00016254
8597 | 359 | 12 | 0.00011416 | 0.00012043 | 9.688e-05 | 5.952e-05 | 7.268e-05 | 9.453e-05 | 9.225e-05 | 0.00022888 | 1.391e-05 | 4.338e-05 | 6.428e-05 | 1.83e-05 | 5.631e-05 | 9.311e-05 | 0.00021042 | 0.00019011 | 0 | 0.00016254
8598 | 359 | 12 | 0.00011416 | 0.00011834 | 9.205e-05 | 0.0001115 | 0.00013791 | 9.51e-05 | 9.356e-05 | 0.00026279 | 1.721e-05 | 4.819e-05 | 7.074e-05 | 4.587e-05 | 7.634e-05 | 0.0001063 | 0.00020915 | 0.00018914 | 0 | 0.00016254
8599 | 359 | 12 | 0.00011416 | 0.00012273 | 9.319e-05 | 0.00010913 | 0.00013179 | 9.808e-05 | 9.756e-05 | 0.00026704 | 3.942e-05 | 5.968e-05 | 8.034e-05 | 0.00012391 | 0.00011726 | 0.00011233 | 0.00020461 | 0.00018841 | 0 | 0.00016254
8600 | 359 | 12 | 0.00011416 | 0.00011231 | 0.0001035 | 0.00015865 | 0.00018865 | 0.00010148 | 0.00010446 | 0.00026703 | 0.00010471 | 8.338e-05 | 9.046e-05 | 0.00022071 | 0.00017626 | 0.00013616 | 0.00020189 | 0.00018893 | 0 | 0.00016254
8601 | 359 | 12 | 0.00011416 | 0.0001173 | 9.531e-05 | 0.00016334 | 0.00019842 | 0.00010888 | 0.00011361 | 0.00025432 | 0.0001934 | 0.00012295 | 0.00010415 | 0.0002147 | 0.00019449 | 0.00017812 | 0.00019965 | 0.00018801 | 0 | 0.00016254
8602 | 359 | 12 | 0.00011416 | 0.00011714 | 0.00010131 | 0.00016214 | 0.00019663 | 0.0001136 | 0.00012099 | 0.00020345 | 0.00020768 | 0.00015873 | 0.00012451 | 0.00016876 | 0.00017431 | 0.00018232 | 0.00020384 | 0.00018854 | 5.6378e-05 | 0.00016254
8603 | 359 | 12 | 0.00011416 | 0.00012043 | 9.153e-05 | 0.00015759 | 0.00019391 | 0.00011707 | 0.00012536 | 0.00018226 | 0.00017735 | 0.00017266 | 0.00014272 | 0.00016771 | 0.00017188 | 0.00017852 | 0.00020262 | 0.00018724 | 0.00018167 | 0.00016254
8604 | 359 | 12 | 0.00011416 | 0.0001229 | 9.767e-05 | 0.00016416 | 0.00018791 | 0.00011825 | 0.00012643 | 0.00017802 | 0.00017127 | 0.00017473 | 0.00015664 | 0.00017037 | 0.00017043 | 0.00017309 | 0.00017602 | 0.00018272 | 2.4732e-05 | 0.00016254
8605 | 359 | 12 | 0.00011416 | 0.00011967 | 9.741e-05 | 0.00015779 | 0.00019092 | 0.0001161 | 0.00012578 | 0.00016743 | 0.00017078 | 0.00017321 | 0.00016591 | 0.00016252 | 0.00016349 | 0.00016688 | 0.0001833 | 0.00018096 | 0.00010845 | 0.00016254
8606 | 359 | 12 | 0.00011416 | 0.00011275 | 9.541e-05 | 0.00016381 | 0.00019144 | 0.00011487 | 0.00012501 | 0.00017166 | 0.00016408 | 0.0001693 | 0.00017013 | 0.00018037 | 0.00016935 | 0.0001613 | 0.00017235 | 0.00017698 | 3.5074e-05 | 0.00016254
8607 | 359 | 12 | 0.00011416 | 0.00012104 | 9.364e-05 | 0.00016118 | 0.00018824 | 0.00011333 | 0.00012528 | 0.00020345 | 0.00017694 | 0.00016823 | 0.00016976 | 0.00018366 | 0.00016592 | 0.00015134 | 0.0001623 | 0.0001743 | 1.1878e-06 | 0.00016254
8608 | 359 | 12 | 0.00011416 | 0.0001201 | 9.569e-05 | 0.00016076 | 0.00019956 | 0.00011396 | 0.0001251 | 0.00023736 | 0.00018184 | 0.00016722 | 0.00016564 | 0.00020063 | 0.00015365 | 0.00011062 | 0.00015775 | 0.00016399 | 0 | 0.00016254
8609 | 359 | 12 | 0.00011416 | 0.0001171 | 9.721e-05 | 0.00015739 | 0.00018983 | 0.00011775 | 0.00012938 | 0.00022676 | 0.00019631 | 0.00016216 | 0.0001522 | 0.00021432 | 0.00015815 | 0.00010638 | 0.0001784 | 0.00014937 | 0 | 0.00016254
8610 | 359 | 12 | 0.00011416 | 0.00011963 | 9.835e-05 | 0.00016566 | 0.00018829 | 0.00012198 | 0.0001339 | 0.00023948 | 0.00021006 | 0.00015932 | 0.00013879 | 0.00020904 | 0.00016181 | 0.00011872 | 0.0001993 | 0.00015106 | 0 | 0.00016254
8611 | 359 | 12 | 0.00011416 | 0.00011192 | 8.846e-05 | 0.00011285 | 0.00012585 | 0.00011841 | 0.00012991 | 0.00025432 | 0.00020891 | 0.00015962 | 0.00013004 | 0.000165 | 0.00013433 | 0.00010662 | 0.00020773 | 0.00013625 | 0 | 0.00016254
8612 | 359 | 12 | 0.00011416 | 0.0001114 | 9.747e-05 | 0.00010834 | 0.00013726 | 0.00011337 | 0.00012458 | 0.00025008 | 0.00017479 | 0.00015077 | 0.00012087 | 0.00013028 | 0.00011529 | 0.00010227 | 0.00021126 | 0.00013228 | 0 | 0.00016254
8613 | 359 | 12 | 0.00011416 | 0.00011752 | 9.412e-05 | 5.324e-05 | 6.463e-05 | 0.00010889 | 0.00011945 | 0.00025432 | 0.00014111 | 0.0001355 | 0.00011333 | 8.563e-05 | 8.686e-05 | 8.887e-05 | 0.00021235 | 0.00014171 | 0 | 0.00016254
8614 | 359 | 12 | 0.00011416 | 0.00011278 | 8.995e-05 | 5.847e-05 | 6.821e-05 | 0.000106 | 0.00011404 | 0.00023737 | 9.876e-05 | 0.00011406 | 0.00010584 | 8.776e-05 | 8.755e-05 | 8.82e-05 | 0.00021245 | 0.00015176 | 0 | 0.00016254
8615 | 359 | 12 | 0.00011416 | 0.00011406 | 8.805e-05 | 6.062e-05 | 6.718e-05 | 0.00010825 | 0.00010922 | 0.0002628 | 9.111e-05 | 9.927e-05 | 0.00010002 | 7.806e-05 | 7.207e-05 | 6.683e-05 | 0.00021245 | 0.00015096 | 0 | 0.00016254
8616 | 359 | 12 | 0.00011416 | 0.00012297 | 9.011e-05 | 5.64e-05 | 6.339e-05 | 0.00010963 | 0.00010395 | 0.00023525 | 8.094e-05 | 8.621e-05 | 9.069e-05 | 6.29e-05 | 6.073e-05 | 5.891e-05 | 0.00021245 | 0.00016278 | 0 | 0.00016254
8617 | 360 | 12 | 0.00011416 | 0.00010518 | 0.00013268 | 5.757e-05 | 7.567e-05 | 0.0001049 | 9.847e-05 | 0.00024796 | 6.687e-05 | 7.403e-05 | 8.127e-05 | 5.505e-05 | 5.446e-05 | 5.404e-05 | 0.00021245 | 0.0001656 | 0 | 0.00016332
8618 | 360 | 12 | 0.00011416 | 0.00011201 | 0.00013468 | 6.082e-05 | 7.165e-05 | 9.912e-05 | 9.327e-05 | 0.00023948 | 5.803e-05 | 6.41e-05 | 7.225e-05 | 1.83e-05 | 3.753e-05 | 5.586e-05 | 0.00021245 | 0.0001761 | 0 | 0.00016332
8619 | 360 | 12 | 0.00011416 | 0.00011243 | 0.00013323 | 5.473e-05 | 6.79e-05 | 9.325e-05 | 8.909e-05 | 0.00024372 | 2.724e-05 | 5.228e-05 | 6.557e-05 | 1.288e-05 | 3.783e-05 | 6.166e-05 | 0.00021245 | 0.00018539 | 0 | 0.00016332
8620 | 360 | 12 | 0.00011416 | 0.00011169 | 0.00013066 | 5.718e-05 | 6.748e-05 | 8.948e-05 | 8.736e-05 | 0.00026068 | 1.68e-05 | 4.425e-05 | 6.199e-05 | 1.289e-05 | 4.732e-05 | 8.047e-05 | 0.00021245 | 0.00018318 | 0 | 0.00016332
8621 | 360 | 12 | 0.00011416 | 0.00011095 | 0.00011371 | 6.015e-05 | 7.187e-05 | 8.777e-05 | 8.689e-05 | 0.00026703 | 1.4e-05 | 4.355e-05 | 6.452e-05 | 1.843e-05 | 5.671e-05 | 9.378e-05 | 0.00021245 | 0.00016857 | 0 | 0.00016332
8622 | 360 | 12 | 0.00011416 | 0.00010747 | 0.00011336 | 0.00010734 | 0.00013274 | 8.797e-05 | 8.79e-05 | 0.00025856 | 1.732e-05 | 4.846e-05 | 7.109e-05 | 4.581e-05 | 7.624e-05 | 0.00010616 | 0.00021245 | 0.00015049 | 0 | 0.00016332
8623 | 360 | 12 | 0.00011416 | 0.00010598 | 0.00012829 | 0.00011148 | 0.00012942 | 8.928e-05 | 9.039e-05 | 0.00026492 | 3.94e-05 | 5.985e-05 | 8.058e-05 | 0.00012356 | 0.00011692 | 0.00011201 | 0.00021245 | 0.00012978 | 0 | 0.00016332
8624 | 360 | 12 | 0.00011416 | 0.00011422 | 0.00012857 | 0.00016128 | 0.00019865 | 8.952e-05 | 9.495e-05 | 0.0002967 | 0.00010442 | 8.332e-05 | 9.059e-05 | 0.00021968 | 0.00017544 | 0.00013553 | 0.00021245 | 0.00012644 | 0 | 0.00016332
8625 | 360 | 12 | 0.00011416 | 0.00011184 | 0.00011605 | 0.00016521 | 0.00020113 | 9.347e-05 | 0.00010201 | 0.00029035 | 0.00019254 | 0.00012256 | 0.00010408 | 0.00021179 | 0.00019186 | 0.00017571 | 0.00021245 | 0.00013123 | 0 | 0.00016332
8626 | 360 | 12 | 0.00011416 | 0.00010718 | 0.0001189 | 0.00015934 | 0.0002015 | 9.837e-05 | 0.00010834 | 0.00023524 | 0.00020524 | 0.00015745 | 0.00012387 | 0.00016981 | 0.00017539 | 0.00018346 | 0.00021245 | 0.00014517 | 1.9251e-05 | 0.00016332
8627 | 360 | 12 | 0.00011416 | 0.00011278 | 0.00013106 | 0.00016355 | 0.00019287 | 0.00010375 | 0.00011296 | 0.0002077 | 0.00017768 | 0.000172 | 0.00014233 | 0.00016716 | 0.00017132 | 0.00017794 | 0.00021245 | 0.0001545 | 0.00022337 | 0.00016332
8628 | 360 | 12 | 0.00011416 | 0.00011274 | 0.00013236 | 0.00015677 | 0.00020185 | 0.00010757 | 0.00011488 | 0.00018226 | 0.00017084 | 0.00017431 | 0.00015617 | 0.00017279 | 0.00017286 | 0.00017555 | 0.00021245 | 0.00015079 | 0.00038393 | 0.00016332
8629 | 360 | 12 | 0.00011416 | 0.00011073 | 0.00011907 | 0.00015694 | 0.00019531 | 0.00010874 | 0.00011579 | 0.00026279 | 0.00017258 | 0.00017387 | 0.00016606 | 0.00016185 | 0.00016282 | 0.00016619 | 0.00021244 | 0.00014464 | 0.00037128 | 0.00016332
8630 | 360 | 12 | 0.00011416 | 0.0001131 | 0.00013077 | 0.00016427 | 0.00018856 | 0.00010737 | 0.00011534 | 0.00027339 | 0.00016391 | 0.00016975 | 0.00017023 | 0.00017823 | 0.00016734 | 0.00015938 | 0.00021243 | 0.00014614 | 0.00036332 | 0.00016332
8631 | 360 | 12 | 0.00011416 | 0.00010828 | 0.00012383 | 0.00016515 | 0.00019965 | 0.00010502 | 0.00011364 | 0.0002628 | 0.00017528 | 0.0001677 | 0.00016953 | 0.00018519 | 0.00016731 | 0.0001526 | 0.00021244 | 0.00015868 | 0.00021587 | 0.00016332
8632 | 360 | 12 | 0.00011416 | 0.00010929 | 0.00011787 | 0.00016459 | 0.00019798 | 0.00010401 | 0.00011267 | 0.00028187 | 0.00018273 | 0.00016711 | 0.00016569 | 0.00019801 | 0.00015164 | 0.00010918 | 0.00021244 | 0.00016286 | 0 | 0.00016332
8633 | 360 | 12 | 0.00011416 | 0.00011246 | 0.00012177 | 0.0001631 | 0.00019439 | 0.00010445 | 0.00011495 | 0.00030518 | 0.00019438 | 0.00016152 | 0.00015194 | 0.00021522 | 0.00015881 | 0.00010682 | 0.00021244 | 0.00016626 | 0 | 0.00016332
8634 | 360 | 12 | 0.00011416 | 0.00010573 | 0.00013386 | 0.00016322 | 0.00020082 | 0.00010871 | 0.00012173 | 0.00031154 | 0.0002104 | 0.000159 | 0.00013857 | 0.00020618 | 0.0001596 | 0.00011709 | 0.00021244 | 0.0001719 | 0 | 0.00016332
8635 | 360 | 12 | 0.00011416 | 0.00011321 | 0.00012899 | 0.00011032 | 0.00013084 | 0.00011006 | 0.00012107 | 0.0003285 | 0.00020671 | 0.00015871 | 0.0001295 | 0.00016425 | 0.00013372 | 0.00010613 | 0.00021244 | 0.00018283 | 0 | 0.00016332
8636 | 360 | 12 | 0.00011416 | 0.00010888 | 0.0001144 | 0.00010428 | 0.00013352 | 0.00010923 | 0.00011706 | 0.00034544 | 0.00017376 | 0.0001498 | 0.00012032 | 0.00012838 | 0.00011361 | 0.00010078 | 0.00021244 | 0.00018961 | 0 | 0.00016332
8637 | 360 | 12 | 0.00011416 | 0.00010773 | 0.0001206 | 6.281e-05 | 7.594e-05 | 0.00010651 | 0.00011383 | 0.00035816 | 0.00013939 | 0.00013428 | 0.0001125 | 8.537e-05 | 8.66e-05 | 8.861e-05 | 0.00021245 | 0.00019026 | 0 | 0.00016332
8638 | 360 | 12 | 0.00011416 | 0.00010849 | 0.0001225 | 5.558e-05 | 7.607e-05 | 0.00010384 | 0.00011077 | 0.00035816 | 9.819e-05 | 0.00011312 | 0.0001051 | 8.825e-05 | 8.804e-05 | 8.87e-05 | 0.00021245 | 0.00019021 | 0 | 0.00016332
8639 | 360 | 12 | 0.00011416 | 0.00011111 | 0.00012468 | 5.8e-05 | 6.655e-05 | 0.00010625 | 0.00010725 | 0.00034756 | 9.135e-05 | 9.893e-05 | 9.951e-05 | 7.816e-05 | 7.217e-05 | 6.692e-05 | 0.00021245 | 0.00019014 | 0 | 0.00016332
8640 | 360 | 12 | 0.00011416 | 0.00010948 | 0.00013555 | 5.218e-05 | 7.025e-05 | 0.00010626 | 0.00010184 | 0.00032214 | 8.104e-05 | 8.619e-05 | 9.037e-05 | 6.302e-05 | 6.084e-05 | 5.902e-05 | 0.00021245 | 0.00019021 | 0 | 0.00016332
8641 | 361 | 12 | 0.00011416 | 0.00011757 | 0.00013287 | 5.627e-05 | 7.363e-05 | 9.916e-05 | 9.659e-05 | 0.00034121 | 6.7e-05 | 7.412e-05 | 8.111e-05 | 5.461e-05 | 5.403e-05 | 5.36e-05 | 0.00021245 | 0.00018974 | 0 | 0.00016497
8642 | 361 | 12 | 0.00011416 | 0.00011675 | 0.00012602 | 5.984e-05 | 7.101e-05 | 9.331e-05 | 9.117e-05 | 0.00033909 | 5.772e-05 | 6.402e-05 | 7.213e-05 | 1.86e-05 | 3.814e-05 | 5.676e-05 | 0.00021245 | 0.00018879 | 0 | 0.00016497
8643 | 361 | 12 | 0.00011416 | 0.00012477 | 0.00011998 | 5.429e-05 | 6.856e-05 | 8.862e-05 | 8.788e-05 | 0.00033697 | 2.741e-05 | 5.24e-05 | 6.571e-05 | 1.297e-05 | 3.81e-05 | 6.21e-05 | 0.00021245 | 0.00018871 | 0 | 0.00016497
8644 | 361 | 12 | 0.00011416 | 0.00012105 | 0.00013041 | 5.344e-05 | 6.848e-05 | 8.678e-05 | 8.659e-05 | 0.00034333 | 1.69e-05 | 4.448e-05 | 6.223e-05 | 1.286e-05 | 4.723e-05 | 8.032e-05 | 0.00021245 | 0.00018895 | 0 | 0.00016497
8645 | 361 | 12 | 0.00011416 | 0.00012488 | 0.00012426 | 5.986e-05 | 7.315e-05 | 8.723e-05 | 8.648e-05 | 0.00036028 | 1.4e-05 | 4.369e-05 | 6.472e-05 | 1.836e-05 | 5.648e-05 | 9.339e-05 | 0.00021245 | 0.00018879 | 0 | 0.00016497
8646 | 361 | 12 | 0.00011416 | 0.0001217 | 0.00012054 | 0.00011515 | 0.00013234 | 9.069e-05 | 8.818e-05 | 0.00037512 | 1.727e-05 | 4.844e-05 | 7.116e-05 | 4.652e-05 | 7.742e-05 | 0.00010781 | 0.00021245 | 0.0001894 | 0 | 0.00016497
8647 | 361 | 12 | 0.00011416 | 0.00012007 | 0.00011898 | 0.00010456 | 0.00013278 | 9.674e-05 | 9.196e-05 | 0.00037299 | 3.995e-05 | 6.021e-05 | 8.099e-05 | 0.00012282 | 0.00011623 | 0.00011134 | 0.00021245 | 0.00018997 | 0 | 0.00016497
8648 | 361 | 12 | 0.00011416 | 0.00012329 | 0.00012097 | 0.00016389 | 0.00018927 | 0.00010045 | 9.641e-05 | 0.00037088 | 0.00010395 | 8.342e-05 | 9.079e-05 | 0.00022142 | 0.00017683 | 0.0001366 | 0.00021245 | 0.0001901 | 0 | 0.00016497
8649 | 361 | 12 | 0.00011416 | 0.00011463 | 0.00012319 | 0.00015749 | 0.00019881 | 0.00010751 | 0.00010307 | 0.00036028 | 0.00019383 | 0.00012304 | 0.00010446 | 0.00021268 | 0.00019267 | 0.00017645 | 0.00021245 | 0.00018834 | 0 | 0.00016497
8650 | 361 | 12 | 0.00011416 | 0.00011458 | 0.00013468 | 0.00016099 | 0.00019605 | 0.00011316 | 0.00011014 | 0.00034544 | 0.00020618 | 0.00015816 | 0.00012437 | 0.00016744 | 0.00017295 | 0.0001809 | 0.00021245 | 0.00018562 | 6.0289e-05 | 0.00016497
8651 | 361 | 12 | 0.00011416 | 0.00012201 | 0.00012926 | 0.00016004 | 0.0001997 | 0.00011768 | 0.00011474 | 0.00033061 | 0.00017604 | 0.00017163 | 0.00014219 | 0.0001699 | 0.00017412 | 0.00018085 | 0.00021245 | 0.00018084 | 9.4362e-05 | 0.00016497
8652 | 361 | 12 | 0.00011416 | 0.00012523 | 0.00012155 | 0.00015965 | 0.0001914 | 0.0001193 | 0.00011518 | 0.00033697 | 0.0001727 | 0.00017477 | 0.00015659 | 0.00017163 | 0.00017169 | 0.00017436 | 0.00021233 | 0.00016275 | 2.866e-05 | 0.00016497
8653 | 361 | 12 | 0.00011416 | 0.00012046 | 0.00011783 | 0.00016571 | 0.00019743 | 0.00011745 | 0.00011434 | 0.00033273 | 0.00017198 | 0.00017401 | 0.00016618 | 0.00016211 | 0.00016309 | 0.00016647 | 0.00021242 | 0.00013927 | 2.5699e-05 | 0.00016497
8654 | 361 | 12 | 0.00011416 | 0.00012206 | 0.00012675 | 0.00016144 | 0.00019233 | 0.00011361 | 0.00011269 | 0.00033273 | 0.00016404 | 0.00016984 | 0.00017033 | 0.0001787 | 0.00016778 | 0.0001598 | 0.00021041 | 0.00013622 | 2.8567e-05 | 0.00016497
8655 | 361 | 12 | 0.00011416 | 0.00012209 | 0.00013719 | 0.00015905 | 0.00019849 | 0.00011249 | 0.00011165 | 0.00033061 | 0.00017568 | 0.00016789 | 0.00016969 | 0.00018682 | 0.00016878 | 0.00015395 | 0.00020143 | 0.00012977 | 2.9916e-05 | 0.00016497
8656 | 361 | 12 | 0.00011416 | 0.00011755 | 0.00011801 | 0.00016638 | 0.00020033 | 0.00011398 | 0.00011262 | 0.00033697 | 0.00018406 | 0.0001678 | 0.00016617 | 0.00019842 | 0.00015195 | 0.0001094 | 0.00018283 | 0.00011918 | 0 | 0.00016497
8657 | 361 | 12 | 0.00011416 | 0.00011731 | 0.00012327 | 0.00016228 | 0.00019903 | 0.00011566 | 0.00011698 | 0.00033697 | 0.00019497 | 0.00016222 | 0.00015236 | 0.00021614 | 0.00015949 | 0.00010728 | 0.00016983 | 0.00011687 | 0 | 0.00016497
8658 | 361 | 12 | 0.00011416 | 0.00011737 | 0.00011893 | 0.00016603 | 0.00020142 | 0.00012545 | 0.0001261 | 0.00032637 | 0.00021127 | 0.00015966 | 0.00013907 | 0.00020592 | 0.00015939 | 0.00011694 | 0.0001687 | 9.2304e-05 | 0 | 0.00016497
8659 | 361 | 12 | 0.00011416 | 0.00012494 | 0.00013307 | 0.00010981 | 0.000138 | 0.00012591 | 0.00012473 | 0.00032426 | 0.00020669 | 0.00015905 | 0.00012988 | 0.0001658 | 0.00013498 | 0.00010714 | 0.00015824 | 5.45e-05 | 0 | 0.00016497
8660 | 361 | 12 | 0.00011416 | 0.00011816 | 0.00012178 | 0.00010896 | 0.00013082 | 0.00012083 | 0.00012033 | 0.00032849 | 0.00017499 | 0.00015039 | 0.00012081 | 0.00013011 | 0.00011513 | 0.00010213 | 0.00014312 | 3.4812e-05 | 0 | 0.00016497
8661 | 361 | 12 | 0.00011416 | 0.00012258 | 0.0001173 | 6.062e-05 | 7.232e-05 | 0.00011507 | 0.00011659 | 0.00033273 | 0.00014097 | 0.00013528 | 0.00011318 | 8.494e-05 | 8.617e-05 | 8.816e-05 | 0.00013361 | 2.3767e-05 | 0 | 0.00016497
8662 | 361 | 12 | 0.00011416 | 0.00011477 | 0.00013883 | 5.233e-05 | 6.908e-05 | 0.00011009 | 0.00011278 | 0.00034332 | 9.818e-05 | 0.00011372 | 0.00010556 | 8.795e-05 | 8.775e-05 | 8.84e-05 | 0.00012968 | 1.8003e-05 | 0 | 0.00016497
8663 | 361 | 12 | 0.00011416 | 0.00011672 | 0.00012375 | 6.321e-05 | 7.302e-05 | 0.00011377 | 0.00010837 | 0.00034121 | 9.117e-05 | 9.907e-05 | 9.98e-05 | 7.824e-05 | 7.224e-05 | 6.699e-05 | 0.00012896 | 1.7241e-05 | 0 | 0.00016497
8664 | 361 | 12 | 0.00011416 | 0.0001238 | 0.00013685 | 6.321e-05 | 6.897e-05 | 0.00011375 | 0.0001025 | 0.0003412 | 8.107e-05 | 8.619e-05 | 9.058e-05 | 6.314e-05 | 6.096e-05 | 5.913e-05 | 0.00013131 | 1.8228e-05 | 0 | 0.00016497
8665 | 362 | 12 | 0.00011416 | 0.00011477 | 0.00012119 | 6.219e-05 | 6.639e-05 | 0.00010609 | 9.691e-05 | 0.00033697 | 6.708e-05 | 7.415e-05 | 8.124e-05 | 5.442e-05 | 5.383e-05 | 5.341e-05 | 0.00013204 | 2.3285e-05 | 0 | 0.00016428
8666 | 362 | 12 | 0.00011416 | 0.00011322 | 0.00012226 | 6.205e-05 | 6.244e-05 | 0.00010002 | 9.24e-05 | 0.00034121 | 5.759e-05 | 6.398e-05 | 7.213e-05 | 1.843e-05 | 3.78e-05 | 5.625e-05 | 0.00011899 | 3.8249e-05 | 0 | 0.00016428
8667 | 362 | 12 | 0.00011416 | 0.00011236 | 0.00011502 | 6.11e-05 | 6.301e-05 | 9.566e-05 | 8.989e-05 | 0.00034756 | 2.726e-05 | 5.223e-05 | 6.558e-05 | 1.284e-05 | 3.773e-05 | 6.15e-05 | 0.00010042 | 5.5438e-05 | 0 | 0.00016428
8668 | 362 | 12 | 0.00011416 | 0.00012 | 0.00011367 | 5.328e-05 | 7.258e-05 | 9.351e-05 | 8.894e-05 | 0.00034757 | 1.677e-05 | 4.421e-05 | 6.196e-05 | 1.284e-05 | 4.715e-05 | 8.019e-05 | 8.4208e-05 | 6.8956e-05 | 0 | 0.00016428
8669 | 362 | 12 | 0.00011416 | 0.00011926 | 0.00011898 | 5.481e-05 | 6.465e-05 | 9.353e-05 | 8.961e-05 | 0.00035181 | 1.395e-05 | 4.346e-05 | 6.444e-05 | 1.859e-05 | 5.718e-05 | 9.456e-05 | 7.428e-05 | 7.686e-05 | 0 | 0.00016428
8670 | 362 | 12 | 0.00011416 | 0.00011787 | 0.00011461 | 0.00010816 | 0.00013751 | 9.653e-05 | 9.326e-05 | 0.0003624 | 1.744e-05 | 4.856e-05 | 7.118e-05 | 4.607e-05 | 7.666e-05 | 0.00010674 | 6.8658e-05 | 8.3533e-05 | 0 | 0.00016428
8671 | 362 | 12 | 0.00011416 | 0.00012019 | 0.00012231 | 0.00011465 | 0.00013116 | 0.00010339 | 0.0001025 | 0.00037512 | 3.962e-05 | 6.012e-05 | 8.082e-05 | 0.00012306 | 0.00011646 | 0.00011156 | 7.2444e-05 | 9.6753e-05 | 0 | 0.00016428
8672 | 362 | 12 | 0.00011416 | 0.00012013 | 0.0001167 | 0.00016401 | 0.00019052 | 0.00010936 | 0.00011425 | 0.00038995 | 0.00010408 | 8.337e-05 | 9.07e-05 | 0.00022178 | 0.00017711 | 0.00013682 | 8.0022e-05 | 0.00010981 | 0 | 0.00016428
8673 | 362 | 12 | 0.00011416 | 0.00011183 | 0.00013043 | 0.00016632 | 0.00019383 | 0.0001172 | 0.0001262 | 0.00038571 | 0.00019412 | 0.00012312 | 0.00010447 | 0.0002125 | 0.0001925 | 0.0001763 | 0.00010184 | 0.00013023 | 0 | 0.00016428
8674 | 362 | 12 | 0.00011416 | 0.000114 | 0.00013081 | 0.00015903 | 0.00019459 | 0.00012041 | 0.0001327 | 0.00035816 | 0.00020609 | 0.00015819 | 0.00012436 | 0.0001694 | 0.00017497 | 0.00018301 | 0.00013813 | 0.00016113 | 0.00012156 | 0.00016428
8675 | 362 | 12 | 0.00011416 | 0.00011689 | 0.00012972 | 0.0001616 | 0.00019967 | 0.00012004 | 0.00013416 | 0.00033697 | 0.00017756 | 0.00017235 | 0.00014263 | 0.00016904 | 0.00017324 | 0.00017993 | 0.00017284 | 0.00018236 | 0.00036317 | 0.00016428
8676 | 362 | 12 | 0.00011416 | 0.00012267 | 0.00011575 | 0.00015982 | 0.00019713 | 0.0001207 | 0.00013319 | 0.00031154 | 0.00017232 | 0.00017511 | 0.00015684 | 0.00017153 | 0.00017159 | 0.00017427 | 0.00019022 | 0.00018823 | 0.00048237 | 0.00016428
8677 | 362 | 12 | 0.00011416 | 0.00011369 | 0.000115 | 0.00015877 | 0.00019257 | 0.00012004 | 0.00013219 | 0.00030306 | 0.00017187 | 0.00017406 | 0.00016636 | 0.00016187 | 0.00016284 | 0.00016621 | 0.00019109 | 0.00018987 | 0.00027228 | 0.00016428
8678 | 362 | 12 | 0.00011416 | 0.00011342 | 0.00012513 | 0.00015796 | 0.00019607 | 0.00011768 | 0.00013141 | 0.00031154 | 0.00016383 | 0.00016971 | 0.00017041 | 0.00017996 | 0.00016896 | 0.00016093 | 0.00019576 | 0.00019019 | 0.00024525 | 0.00016428
8679 | 362 | 12 | 0.00011416 | 0.00012058 | 0.0001153 | 0.00016003 | 0.00018721 | 0.0001156 | 0.00013118 | 0.0003285 | 0.0001766 | 0.0001682 | 0.00016997 | 0.00018619 | 0.00016821 | 0.00015343 | 0.0002001 | 0.00019021 | 0.00018525 | 0.00016428
8680 | 362 | 12 | 0.00011416 | 0.00011839 | 0.00013007 | 0.00015764 | 0.00019817 | 0.0001166 | 0.00013184 | 0.00034333 | 0.00018375 | 0.00016793 | 0.00016624 | 0.00020038 | 0.00015345 | 0.00011048 | 0.00020193 | 0.00019026 | 0 | 0.00016428
8681 | 362 | 12 | 0.00011416 | 0.00012 | 0.00011954 | 0.00016056 | 0.00020006 | 0.00011989 | 0.00013701 | 0.00036664 | 0.00019646 | 0.00016276 | 0.00015266 | 0.00021424 | 0.00015809 | 0.00010634 | 0.00020835 | 0.00019028 | 0 | 0.00016428
8682 | 362 | 12 | 0.00011416 | 0.00012299 | 0.00013198 | 0.00015987 | 0.00018882 | 0.00013002 | 0.0001471 | 0.00039419 | 0.00021008 | 0.00015963 | 0.00013913 | 0.00020638 | 0.00015975 | 0.0001172 | 0.00021051 | 0.00019028 | 0 | 0.00016428
8683 | 362 | 12 | 0.00011416 | 0.00011966 | 0.00012727 | 0.00010554 | 0.00012858 | 0.0001303 | 0.00014177 | 0.00038359 | 0.00020685 | 0.00015899 | 0.00012997 | 0.00016519 | 0.00013448 | 0.00010674 | 0.0002109 | 0.00019029 | 0 | 0.00016428
8684 | 362 | 12 | 0.00011416 | 0.0001113 | 0.00011232 | 0.00010476 | 0.00013103 | 0.00012543 | 0.00013655 | 0.00037936 | 0.00017452 | 0.00015018 | 0.00012077 | 0.00013077 | 0.00011572 | 0.00010265 | 0.00021125 | 0.00019029 | 0 | 0.00016428
8685 | 362 | 12 | 0.00011416 | 0.00011765 | 0.00011383 | 5.408e-05 | 6.818e-05 | 0.00011904 | 0.00012984 | 0.00039419 | 0.00014138 | 0.00013532 | 0.00011324 | 8.49e-05 | 8.612e-05 | 8.811e-05 | 0.00021137 | 0.00019029 | 0 | 0.00016428
8686 | 362 | 12 | 0.00011416 | 0.00012026 | 0.00011278 | 5.78e-05 | 7.21e-05 | 0.000114 | 0.00012261 | 0.00039419 | 9.822e-05 | 0.0001138 | 0.00010558 | 8.803e-05 | 8.782e-05 | 8.847e-05 | 0.00021071 | 0.00019029 | 0 | 0.00016428
8687 | 362 | 12 | 0.00011416 | 0.0001191 | 0.00012212 | 5.819e-05 | 7.024e-05 | 0.00011675 | 0.00011479 | 0.00040267 | 9.124e-05 | 9.915e-05 | 9.984e-05 | 7.816e-05 | 7.217e-05 | 6.691e-05 | 0.0002103 | 0.00019029 | 0 | 0.00016428
8688 | 362 | 12 | 0.00011416 | 0.00011796 | 0.0001184 | 5.77e-05 | 6.738e-05 | 0.00011695 | 0.00010785 | 0.00040691 | 8.103e-05 | 8.621e-05 | 9.06e-05 | 6.321e-05 | 6.102e-05 | 5.919e-05 | 0.00020865 | 0.00019029 | 0 | 0.00016428
8689 | 363 | 12 | 0.00011416 | 0.00010524 | 0.00010754 | 5.365e-05 | 4.122e-05 | 0.00011063 | 0.00010189 | 0.00038783 | 6.712e-05 | 7.417e-05 | 8.128e-05 | 6.787e-05 | 6.043e-05 | 5.33e-05 | 0.00020692 | 0.00019029 | 0 | 0.00016627
8690 | 363 | 12 | 0.00011416 | 0.00010807 | 0.00010058 | 5.621e-05 | 4.335e-05 | 0.00010481 | 9.685e-05 | 0.00038571 | 6.809e-05 | 6.637e-05 | 7.213e-05 | 3.514e-05 | 4.627e-05 | 5.671e-05 | 0.00020622 | 0.00019027 | 0 | 0.00016627
8691 | 363 | 12 | 0.00011416 | 0.00011393 | 9.834e-05 | 5.73e-05 | 4.606e-05 | 0.00010009 | 9.399e-05 | 0.00039419 | 4.231e-05 | 5.746e-05 | 6.567e-05 | 2.131e-05 | 4.173e-05 | 6.104e-05 | 0.00020457 | 0.00019025 | 0 | 0.00016627
8692 | 363 | 12 | 0.00011416 | 0.00011043 | 0.00010194 | 5.7e-05 | 3.991e-05 | 9.752e-05 | 9.296e-05 | 0.00041114 | 2.655e-05 | 4.97e-05 | 6.194e-05 | 2.077e-05 | 5.086e-05 | 7.967e-05 | 0.00020148 | 0.00019012 | 0 | 0.00016627
8693 | 363 | 12 | 0.00011416 | 0.00011079 | 0.00011357 | 5.785e-05 | 4.604e-05 | 9.725e-05 | 9.355e-05 | 0.0004175 | 2.251e-05 | 4.826e-05 | 6.43e-05 | 2.266e-05 | 5.837e-05 | 9.276e-05 | 0.00019964 | 0.00018994 | 0 | 0.00016627
8694 | 363 | 12 | 0.00011416 | 0.00010981 | 0.00010487 | 0.00011368 | 8.53e-05 | 0.00010016 | 9.725e-05 | 0.00043445 | 2.256e-05 | 5.185e-05 | 7.065e-05 | 2.942e-05 | 6.914e-05 | 0.00010761 | 0.00019703 | 0.00018976 | 0 | 0.00016627
8695 | 363 | 12 | 0.00011416 | 0.00010774 | 9.49e-05 | 0.00011067 | 7.914e-05 | 0.00010741 | 0.00010609 | 0.00044293 | 2.781e-05 | 5.915e-05 | 8.051e-05 | 4.615e-05 | 7.995e-05 | 0.00011293 | 0.00019923 | 0.00018963 | 0 | 0.00016627
8696 | 363 | 12 | 0.00011416 | 0.00010516 | 0.00011179 | 0.00016357 | 0.00011787 | 0.00011239 | 0.000118 | 0.00042386 | 4.196e-05 | 6.847e-05 | 9.073e-05 | 6.866e-05 | 0.00010325 | 0.00013749 | 0.00019967 | 0.0001896 | 0 | 0.00016627
8697 | 363 | 12 | 0.00011416 | 0.00010408 | 0.00011275 | 0.00016143 | 0.00012158 | 0.00011979 | 0.00012895 | 0.00038783 | 6.241e-05 | 8.33e-05 | 0.00010471 | 9.954e-05 | 0.00013744 | 0.00017561 | 0.00019743 | 0.00018947 | 0 | 0.00016627
8698 | 363 | 12 | 0.00011416 | 0.00010508 | 0.00010778 | 0.00016175 | 0.00012318 | 0.00012337 | 0.00013544 | 0.00033909 | 9.083e-05 | 0.00010653 | 0.00012449 | 0.00013035 | 0.00015637 | 0.00018347 | 0.00019075 | 0.00018788 | 0.00014468 | 0.00016627
8699 | 363 | 12 | 0.00011416 | 0.00010877 | 9.793e-05 | 0.00015845 | 0.0001192 | 0.0001261 | 0.00013816 | 0.00030942 | 0.00012096 | 0.00013032 | 0.00014291 | 0.00013839 | 0.00015868 | 0.0001803 | 0.00018255 | 0.00018411 | 0.00023399 | 0.00016627
8700 | 363 | 12 | 0.00011416 | 0.00010797 | 0.00010317 | 0.00016168 | 0.0001182 | 0.00012796 | 0.00013884 | 0.00029247 | 0.00013385 | 0.00014619 | 0.00015715 | 0.00013871 | 0.00015543 | 0.00017357 | 0.00015122 | 0.00016895 | 6.6661e-05 | 0.00016627
8701 | 363 | 12 | 0.00011416 | 0.00010902 | 0.00010356 | 0.0001651 | 0.00011717 | 0.00012757 | 0.00013849 | 0.00030306 | 0.00013746 | 0.00015292 | 0.00016644 | 0.00013201 | 0.00014987 | 0.00016897 | 0.00014128 | 0.00015502 | 0.00016886 | 0.00016627
8702 | 363 | 12 | 0.00011416 | 0.0001052 | 9.382e-05 | 0.00016309 | 0.0001233 | 0.00012566 | 0.00013827 | 0.00030094 | 0.0001333 | 0.00015306 | 0.00017102 | 0.0001124 | 0.00013576 | 0.00015987 | 0.00011668 | 0.00013992 | 0.00015662 | 0.00016627
8703 | 363 | 12 | 0.00011416 | 0.00011457 | 0.00011197 | 0.00016733 | 0.00011859 | 0.0001234 | 0.00013765 | 0.0003073 | 0.00011718 | 0.00014662 | 0.00017029 | 0.00012735 | 0.00013899 | 0.00015189 | 9.1287e-05 | 0.00013566 | 3.1612e-05 | 0.00016627
8704 | 363 | 12 | 0.00011416 | 0.00010406 | 9.385e-05 | 0.00016051 | 0.00012049 | 0.00012369 | 0.0001371 | 0.00032214 | 0.00012557 | 0.00014207 | 0.00016615 | 0.00013546 | 0.00012194 | 0.00011022 | 9.198e-05 | 0.00015022 | 0 | 0.00016627
8705 | 363 | 12 | 0.00011416 | 0.00011214 | 0.00010788 | 0.00015892 | 0.00011934 | 0.00012582 | 0.00014047 | 0.00032001 | 0.00013302 | 0.0001338 | 0.00015246 | 0.00014193 | 0.00012385 | 0.00010779 | 0.00010443 | 0.00015688 | 0 | 0.00016627
8706 | 363 | 12 | 0.00011416 | 0.00010387 | 0.0001032 | 0.00016158 | 0.0001175 | 0.00013373 | 0.00014819 | 0.00031366 | 0.00013964 | 0.00012815 | 0.00013923 | 0.00014207 | 0.00012905 | 0.00011798 | 0.00011955 | 0.00017297 | 0 | 0.00016627
8707 | 363 | 12 | 0.00011416 | 0.00010682 | 0.00010331 | 0.00011425 | 8.452e-05 | 0.0001332 | 0.00014179 | 0.00031365 | 0.00014142 | 0.00012719 | 0.00013017 | 0.00014208 | 0.00012344 | 0.00010685 | 0.00013937 | 0.00018327 | 0 | 0.00016627
8708 | 363 | 12 | 0.00011416 | 0.00011339 | 0.00011027 | 0.00011525 | 7.901e-05 | 0.00012787 | 0.00013679 | 0.00032849 | 0.00014194 | 0.00012584 | 0.00012102 | 0.00014555 | 0.00012289 | 0.00010239 | 0.00014711 | 0.00018342 | 0 | 0.00016627
8709 | 363 | 12 | 0.00011416 | 0.00010802 | 9.301e-05 | 6.287e-05 | 4.594e-05 | 0.00012128 | 0.00013051 | 0.00034545 | 0.00014479 | 0.00012445 | 0.00011345 | 8.407e-05 | 8.554e-05 | 8.752e-05 | 0.00016253 | 0.00018592 | 0 | 0.00016627
8710 | 363 | 12 | 0.00011416 | 0.00011469 | 9.343e-05 | 5.415e-05 | 4.285e-05 | 0.00011633 | 0.00012412 | 0.00034333 | 9.735e-05 | 0.00011006 | 0.00010564 | 8.695e-05 | 8.701e-05 | 8.765e-05 | 0.0001748 | 0.00018824 | 0 | 0.00016627
8711 | 363 | 12 | 0.00011416 | 0.00010415 | 0.00010518 | 6.251e-05 | 4.009e-05 | 0.00012003 | 0.00011678 | 0.00032849 | 9.055e-05 | 9.788e-05 | 9.966e-05 | 8.442e-05 | 7.516e-05 | 6.658e-05 | 0.00018585 | 0.00018962 | 0 | 0.00016627
8712 | 363 | 12 | 0.00011416 | 0.00010502 | 0.00010367 | 5.301e-05 | 4.555e-05 | 0.00012014 | 0.00011017 | 0.00032426 | 8.601e-05 | 8.685e-05 | 9.03e-05 | 7.935e-05 | 6.884e-05 | 5.893e-05 | 0.0002008 | 0.00019024 | 0 | 0.00016627
8713 | 364 | 12 | 0.00011416 | 0.00011589 | 0.0001144 | 5.559e-05 | 1.533e-05 | 0.00011448 | 0.00010295 | 0.0003179 | 8.058e-05 | 7.788e-05 | 8.092e-05 | 6.831e-05 | 6.082e-05 | 5.364e-05 | 0.00020319 | 0.00019026 | 0 | 0.00016454
8714 | 364 | 12 | 0.00011416 | 0.00010711 | 0.00010211 | 6.199e-05 | 1.448e-05 | 0.00010863 | 9.692e-05 | 0.00032001 | 7.114e-05 | 6.965e-05 | 7.188e-05 | 3.509e-05 | 4.621e-05 | 5.663e-05 | 0.00020557 | 0.00019029 | 0 | 0.00016454
8715 | 364 | 12 | 0.00011416 | 0.00011634 | 0.00010834 | 6.307e-05 | 1.426e-05 | 0.00010378 | 9.468e-05 | 0.00033909 | 4.327e-05 | 5.926e-05 | 6.548e-05 | 2.162e-05 | 4.234e-05 | 6.193e-05 | 0.00020757 | 0.00019029 | 0 | 0.00016454
8716 | 364 | 12 | 0.00011416 | 0.00011582 | 0.00010929 | 5.783e-05 | 1.43e-05 | 0.00010109 | 9.411e-05 | 0.0003624 | 2.713e-05 | 5.068e-05 | 6.203e-05 | 2.075e-05 | 5.081e-05 | 7.959e-05 | 0.00020817 | 0.00019029 | 0 | 0.00016454
8717 | 364 | 12 | 0.00011416 | 0.00010982 | 0.00011156 | 5.346e-05 | 1.418e-05 | 0.00010046 | 9.459e-05 | 0.00035816 | 2.255e-05 | 4.872e-05 | 6.443e-05 | 2.289e-05 | 5.898e-05 | 9.373e-05 | 0.00020915 | 0.00019029 | 0 | 0.00016454
8718 | 364 | 12 | 0.00011416 | 0.00011032 | 0.00011705 | 0.0001072 | 2.615e-05 | 0.00010346 | 9.806e-05 | 0.00036876 | 2.275e-05 | 5.225e-05 | 7.101e-05 | 2.914e-05 | 6.849e-05 | 0.00010659 | 0.00020951 | 0.00019029 | 0 | 0.00016454
8719 | 364 | 12 | 0.00011416 | 0.00010955 | 0.00011471 | 0.00010535 | 2.643e-05 | 0.00011089 | 0.00010645 | 0.00037935 | 2.763e-05 | 5.915e-05 | 8.061e-05 | 4.631e-05 | 8.022e-05 | 0.00011331 | 0.00021184 | 0.00019029 | 0 | 0.00016454
8720 | 364 | 12 | 0.00011416 | 0.00010777 | 0.00010841 | 0.00016368 | 4.085e-05 | 0.00011544 | 0.00011866 | 0.00037512 | 4.205e-05 | 6.848e-05 | 9.088e-05 | 6.815e-05 | 0.00010249 | 0.00013647 | 0.00021238 | 0.00019029 | 0 | 0.00016454
8721 | 364 | 12 | 0.00011416 | 0.00011193 | 0.00011602 | 0.00016023 | 3.967e-05 | 0.00012223 | 0.00013022 | 0.0003624 | 6.202e-05 | 8.305e-05 | 0.00010457 | 0.00010082 | 0.00013921 | 0.00017786 | 0.00021241 | 0.00019028 | 0 | 0.00016454
8722 | 364 | 12 | 0.00011416 | 0.0001092 | 0.00011171 | 0.00016628 | 3.933e-05 | 0.00012646 | 0.00013636 | 0.0003518 | 9.176e-05 | 0.00010693 | 0.00012482 | 0.00012956 | 0.00015542 | 0.00018236 | 0.00021237 | 0.00019027 | 0.00012884 | 0.00016454
8723 | 364 | 12 | 0.00011416 | 0.00011561 | 0.0001121 | 0.00015979 | 4.114e-05 | 0.00012744 | 0.00013867 | 0.00033697 | 0.00012051 | 0.00013043 | 0.00014295 | 0.00013902 | 0.0001594 | 0.00018113 | 0.00021193 | 0.00019022 | 0.00030482 | 0.00016454
8724 | 364 | 12 | 0.00011416 | 0.00010645 | 0.00011496 | 0.00016744 | 4.033e-05 | 0.00012729 | 0.00013822 | 0.00033061 | 0.00013428 | 0.00014642 | 0.00015737 | 0.00013799 | 0.00015463 | 0.00017268 | 0.00021089 | 0.0001898 | 0.00029109 | 0.00016454
8725 | 364 | 12 | 0.00011416 | 0.00010675 | 0.00011378 | 0.00016039 | 3.987e-05 | 0.00012599 | 0.00013704 | 0.00032637 | 0.00013698 | 0.00015281 | 0.00016644 | 0.0001308 | 0.0001485 | 0.00016742 | 0.00020452 | 0.00018992 | 0.00035384 | 0.00016454
8726 | 364 | 12 | 0.00011416 | 0.00011617 | 9.985e-05 | 0.00016503 | 4.027e-05 | 0.00012324 | 0.00013626 | 0.00032638 | 0.00013226 | 0.00015241 | 0.00017068 | 0.00011271 | 0.00013612 | 0.0001603 | 0.00019338 | 0.00018981 | 0.00019589 | 0.00016454
8727 | 364 | 12 | 0.00011416 | 0.00010703 | 0.00011762 | 0.0001587 | 3.949e-05 | 0.00012162 | 0.00013595 | 0.00032426 | 0.00011721 | 0.0001462 | 0.00017 | 0.00012672 | 0.00013831 | 0.00015114 | 0.00019625 | 0.00018942 | 0.00020001 | 0.00016454
8728 | 364 | 12 | 0.00011416 | 0.00010611 | 0.00010449 | 0.0001573 | 4.12e-05 | 0.00012246 | 0.00013604 | 0.00032637 | 0.00012505 | 0.00014163 | 0.00016573 | 0.00013372 | 0.00012037 | 0.00010881 | 0.00020631 | 0.00018952 | 0 | 0.00016454
8729 | 364 | 12 | 0.00011416 | 0.00011015 | 0.00010668 | 0.00016035 | 4.03e-05 | 0.00012541 | 0.00014008 | 0.00035816 | 0.00013156 | 0.00013295 | 0.00015176 | 0.00014174 | 0.00012368 | 0.00010764 | 0.00021126 | 0.0001902 | 0 | 0.00016454
8730 | 364 | 12 | 0.00011416 | 0.00011182 | 0.00010521 | 0.00016321 | 3.903e-05 | 0.00013441 | 0.00014898 | 0.00036452 | 0.00013921 | 0.00012742 | 0.0001386 | 0.00014053 | 0.00012766 | 0.00011671 | 0.00021218 | 0.00019026 | 0 | 0.00016454
8731 | 364 | 12 | 0.00011416 | 0.00011337 | 0.00010501 | 0.00011341 | 2.612e-05 | 0.00013486 | 0.00014427 | 0.00036028 | 0.0001401 | 0.00012628 | 0.00012941 | 0.0001432 | 0.00012442 | 0.00010769 | 0.00021236 | 0.00019027 | 0 | 0.00016454
8732 | 364 | 12 | 0.00011416 | 0.00011566 | 0.00010662 | 0.00011345 | 2.771e-05 | 0.00012926 | 0.0001399 | 0.00035604 | 0.00014254 | 0.00012556 | 0.00012057 | 0.00014368 | 0.00012131 | 0.00010107 | 0.00021243 | 0.00019029 | 0 | 0.00016454
8733 | 364 | 12 | 0.00011416 | 0.00011647 | 0.00011013 | 5.521e-05 | 1.418e-05 | 0.00012261 | 0.00013349 | 0.00034757 | 0.00014342 | 0.00012387 | 0.00011286 | 8.551e-05 | 8.701e-05 | 8.902e-05 | 0.00021244 | 0.00019029 | 0 | 0.00016454
8734 | 364 | 12 | 0.00011416 | 0.00011648 | 9.687e-05 | 5.296e-05 | 1.464e-05 | 0.00011802 | 0.00012596 | 0.00032849 | 9.822e-05 | 0.00011012 | 0.00010553 | 8.745e-05 | 8.75e-05 | 8.815e-05 | 0.00021244 | 0.00019029 | 0 | 0.00016454
8735 | 364 | 12 | 0.00011416 | 0.00010934 | 0.00010803 | 5.832e-05 | 1.531e-05 | 0.00012156 | 0.00011798 | 0.00032001 | 9.109e-05 | 9.828e-05 | 9.976e-05 | 8.543e-05 | 7.606e-05 | 6.738e-05 | 0.00021241 | 0.00019029 | 0 | 0.00016454
8736 | 364 | 12 | 0.00011416 | 0.00011157 | 0.00011242 | 5.852e-05 | 1.414e-05 | 0.00012102 | 0.0001115 | 0.00030942 | 8.69e-05 | 8.75e-05 | 9.066e-05 | 7.898e-05 | 6.853e-05 | 5.866e-05 | 0.0002122 | 0.00019029 | 0 | 0.00016454
8737 | 365 | 12 | 0.00011416 | 0.00010788 | 0.00010409 | 6.04e-05 | 6.77e-05 | 0.00011552 | 0.00010466 | 0.00030518 | 8.05e-05 | 7.824e-05 | 8.121e-05 | 5.48e-05 | 5.421e-05 | 5.379e-05 | 0.00021212 | 0.00019029 | 0 | 0.00016205
8738 | 365 | 12 | 0.00011416 | 0.00011389 | 9.606e-05 | 5.43e-05 | 7.508e-05 | 0.00011022 | 9.956e-05 | 0.00028187 | 6.061e-05 | 6.741e-05 | 7.22e-05 | 1.831e-05 | 3.754e-05 | 5.587e-05 | 0.00021197 | 0.00019029 | 0 | 0.00016205
8739 | 365 | 12 | 0.00011416 | 0.00011301 | 9.555e-05 | 5.269e-05 | 6.529e-05 | 0.0001058 | 9.671e-05 | 0.00023101 | 2.816e-05 | 5.401e-05 | 6.554e-05 | 1.279e-05 | 3.756e-05 | 6.122e-05 | 0.00021171 | 0.00019029 | 0 | 0.00016205
8740 | 365 | 12 | 0.00011416 | 0.00011503 | 9.755e-05 | 5.248e-05 | 7.461e-05 | 0.0001037 | 9.524e-05 | 0.00022464 | 1.704e-05 | 4.485e-05 | 6.186e-05 | 1.297e-05 | 4.764e-05 | 8.103e-05 | 0.00021153 | 0.00019029 | 0 | 0.00016205
8741 | 365 | 12 | 0.00011416 | 0.00010554 | 0.00010903 | 5.403e-05 | 6.257e-05 | 0.00010237 | 9.562e-05 | 0.00022465 | 1.405e-05 | 4.383e-05 | 6.452e-05 | 1.839e-05 | 5.657e-05 | 9.355e-05 | 0.0002117 | 0.00019029 | 0 | 0.00016205
8742 | 365 | 12 | 0.00011416 | 0.00010593 | 0.0001079 | 0.00011201 | 0.00012826 | 0.0001047 | 9.893e-05 | 0.00023101 | 1.729e-05 | 4.854e-05 | 7.104e-05 | 4.61e-05 | 7.672e-05 | 0.00010683 | 0.00021202 | 0.00019029 | 0 | 0.00016205
8743 | 365 | 12 | 0.00011416 | 0.00010695 | 0.00011218 | 0.00010648 | 0.00013715 | 0.00011017 | 0.00010681 | 0.00022253 | 3.962e-05 | 6.001e-05 | 8.07e-05 | 0.0001228 | 0.00011621 | 0.00011132 | 0.00021212 | 0.00019029 | 0 | 0.00016205
8744 | 365 | 12 | 0.00011416 | 0.00011326 | 9.571e-05 | 0.00016749 | 0.00019473 | 0.0001149 | 0.00011812 | 0.00022041 | 0.00010388 | 8.321e-05 | 9.056e-05 | 0.00021914 | 0.000175 | 0.00013519 | 0.00021221 | 0.00019029 | 0 | 0.00016205
8745 | 365 | 12 | 0.00011416 | 0.00010632 | 0.00010163 | 0.00016377 | 0.00018911 | 0.00012219 | 0.00012959 | 0.00021405 | 0.00019202 | 0.00012226 | 0.00010399 | 0.00021278 | 0.00019276 | 0.00017653 | 0.00021223 | 0.00019029 | 0 | 0.00016206
8746 | 365 | 12 | 0.00011416 | 0.00011208 | 9.464e-05 | 0.00015861 | 0.00018758 | 0.00012477 | 0.00013596 | 0.00023101 | 0.0002059 | 0.00015754 | 0.00012395 | 0.00016935 | 0.00017491 | 0.00018296 | 0.00021222 | 0.00019029 | 0.00026559 | 0.00016206
8747 | 365 | 12 | 0.00011416 | 0.00010705 | 0.00010392 | 0.00016243 | 0.00018629 | 0.00012368 | 0.00013804 | 0.0002077 | 0.00017742 | 0.00017199 | 0.00014229 | 0.00016969 | 0.0001739 | 0.00018063 | 0.00021225 | 0.00019029 | 0.00038734 | 0.00016206
8748 | 365 | 12 | 0.00011416 | 0.00011576 | 0.00011274 | 0.00015956 | 0.000193 | 0.00012416 | 0.00013705 | 0.00020981 | 0.00017278 | 0.00017521 | 0.00015671 | 0.00017222 | 0.00017228 | 0.00017496 | 0.00021221 | 0.00019029 | 0.00044118 | 0.00016206
8749 | 365 | 12 | 0.00011416 | 0.000108 | 9.638e-05 | 0.00016354 | 0.0001885 | 0.00012274 | 0.00013494 | 0.00020345 | 0.0001725 | 0.00017448 | 0.00016647 | 0.00016346 | 0.00016445 | 0.00016785 | 0.00021225 | 0.00019029 | 0.00044868 | 0.00016206
8750 | 365 | 12 | 0.00011416 | 0.0001156 | 0.00010072 | 0.00015669 | 0.0001957 | 0.00011998 | 0.00013404 | 0.0001971 | 0.00016521 | 0.00017062 | 0.00017097 | 0.00018139 | 0.0001703 | 0.00016221 | 0.00021172 | 0.00019029 | 0.00039046 | 0.00016206
8751 | 365 | 12 | 0.00011416 | 0.000113 | 0.00010871 | 0.00016027 | 0.00019958 | 0.00011792 | 0.00013346 | 0.00018862 | 0.00017801 | 0.0001694 | 0.00017079 | 0.00018353 | 0.00016581 | 0.00015124 | 0.00020964 | 0.00019029 | 0.00025106 | 0.00016206
8752 | 365 | 12 | 0.00011416 | 0.0001051 | 9.057e-05 | 0.00015846 | 0.00019172 | 0.00011922 | 0.00013303 | 0.00019286 | 0.00018198 | 0.00016789 | 0.00016652 | 0.00020072 | 0.00015372 | 0.00011067 | 0.00020471 | 0.00019026 | 0 | 0.00016206
8753 | 365 | 12 | 0.00011416 | 0.00011093 | 9.674e-05 | 0.00015667 | 0.00019825 | 0.0001224 | 0.00013697 | 0.00020134 | 0.00019643 | 0.00016248 | 0.00015287 | 0.00021751 | 0.0001605 | 0.00010796 | 0.00019417 | 0.0001901 | 0 | 0.00016206
8754 | 365 | 12 | 0.00011416 | 0.00011284 | 9.154e-05 | 0.00016441 | 0.00019409 | 0.00013227 | 0.00014603 | 0.00020134 | 0.00021257 | 0.00016029 | 0.00013957 | 0.00020863 | 0.00016149 | 0.00011848 | 0.00018529 | 0.00018959 | 0 | 0.00016206
8755 | 365 | 12 | 0.00011416 | 0.00010562 | 0.0001037 | 0.00010888 | 0.00013006 | 0.00013304 | 0.00014197 | 0.00021194 | 0.00020906 | 0.00016032 | 0.00013055 | 0.00016666 | 0.00013568 | 0.00010769 | 0.00019267 | 0.00018849 | 0 | 0.00016206
8756 | 365 | 12 | 0.00011416 | 0.00011344 | 0.00010748 | 0.00011099 | 0.00012405 | 0.00012871 | 0.00013705 | 0.00022465 | 0.00017618 | 0.0001516 | 0.00012146 | 0.00012846 | 0.00011368 | 0.00010084 | 0.00020155 | 0.00018946 | 0 | 0.00016206
8757 | 365 | 12 | 0.00011415 | 0.00011212 | 0.0001061 | 6.015e-05 | 6.471e-05 | 0.00012259 | 0.00013085 | 0.00022464 | 0.00013998 | 0.00013549 | 0.00011348 | 8.443e-05 | 8.564e-05 | 8.763e-05 | 0.00020785 | 0.0001902 | 0 | 0.00016206
8758 | 365 | 12 | 0.00011416 | 0.00011333 | 9.554e-05 | 5.77e-05 | 6.396e-05 | 0.00011664 | 0.00012338 | 0.00023101 | 9.763e-05 | 0.0001134 | 0.00010563 | 8.737e-05 | 8.717e-05 | 8.781e-05 | 0.00020952 | 0.00019029 | 0 | 0.00016206
8759 | 365 | 12 | 0.00011416 | 0.00011121 | 0.0001105 | 5.219e-05 | 6.465e-05 | 0.00012013 | 0.00011573 | 0.00022041 | 9.057e-05 | 9.855e-05 | 9.964e-05 | 7.799e-05 | 7.201e-05 | 6.677e-05 | 0.00020905 | 0.00019029 | 0 | 0.00016206
8760 | 365 | 12 | 0.00011415 | 0.00010916 | 0.0001015 | 6.203e-05 | 6.515e-05 | 0.00012217 | 0.00010914 | 0.00022666 | 8.115e-05 | 8.598e-05 | 9.023e-05 | 6.298e-05 | 6.113e-05 | 5.876e-05 | 0.00021195 | 0.00019029 | 0 | 0.00016206

## PriceProfiles
|  |  | Electricity EU | Electricity EU | Electricity EU | Electricity EU | Electricity EU | Electricity EU | Electricity EU
hour | day | month | 2022 | 2025 | 2030 | 2035 | 2040 | 2045 | 2050
Data source |  |  | [I] | [I] | [I] | [I] | [I] | [I] | [I]
1 | 1 | 1 | 13.45 | 24.84 | 15.76 | 38.03 | 41.1 | 36.87 | 0.1
2 | 1 | 1 | 13.43 | 24.84 | 15.28 | 38.03 | 39.09 | 35.8 | 0.1
3 | 1 | 1 | 12.83 | 24.84 | 15.28 | 33.13 | 36.31 | 34.68 | 0.1
4 | 1 | 1 | 12.49 | 24.84 | 15.28 | 32.79 | 36.31 | 34.68 | 0.1
5 | 1 | 1 | 12.49 | 24.84 | 15.28 | 32.79 | 36.31 | 34.68 | 0.1
6 | 1 | 1 | 12.49 | 24.84 | 15.28 | 32.79 | 36.31 | 34.68 | 0.1
7 | 1 | 1 | 12.49 | 24.84 | 15.28 | 32.79 | 36.31 | 35.03 | 0.1
8 | 1 | 1 | 12.49 | 24.44 | 15.28 | 32.79 | 36.31 | 35.03 | 0.1
9 | 1 | 1 | 12.49 | 24.12 | 15.28 | 32.79 | 36.31 | 35.44 | 0.47
10 | 1 | 1 | 12.49 | 24.44 | 15.76 | 32.79 | 36.31 | 35.8 | 0.47
11 | 1 | 1 | 12.66 | 24.44 | 15.76 | 35.85 | 36.31 | 35.8 | 0.1
12 | 1 | 1 | 12.66 | 24.44 | 15.28 | 38.03 | 36.31 | 35.8 | 0.1
13 | 1 | 1 | 13.04 | 24.84 | 10.56 | 38.03 | 37.07 | 35.8 | 0.1
14 | 1 | 1 | 12.66 | 24.84 | 15.28 | 38.05 | 37.07 | 35.8 | 0.1
15 | 1 | 1 | 12.49 | 24.84 | 15.28 | 36.95 | 37.07 | 35.8 | 0.1
16 | 1 | 1 | 12.49 | 24.84 | 11.2 | 38.58 | 42.61 | 40.8 | 0.1
17 | 1 | 1 | 12.49 | 24.73 | 15.76 | 38.03 | 40.16 | 40.8 | 0.47
18 | 1 | 1 | 13.43 | 24.84 | 15.76 | 39.77 | 42.61 | 40.8 | 11.31
19 | 1 | 1 | 13.45 | 24.84 | 15.76 | 39.77 | 42.72 | 37.16 | 0.47
20 | 1 | 1 | 13.43 | 24.84 | 15.76 | 38.58 | 41.48 | 36.87 | 0.47
21 | 1 | 1 | 12.66 | 24.84 | 15.28 | 37.96 | 37.86 | 35.03 | 0.64
22 | 1 | 1 | 12.32 | 24.73 | 15.28 | 33.13 | 36.31 | 34.68 | 0.47
23 | 1 | 1 | 12.53 | 24.73 | 10.92 | 33.74 | 36.68 | 34.68 | 0.47
24 | 1 | 1 | 11.44 | 24.73 | 10.72 | 31.84 | 36.31 | 34.68 | 0.47
25 | 2 | 1 | 7.07 | 16.62 | 10.91 | 30.03 | 29.14 | 33.67 | 0.47
26 | 2 | 1 | 6.86 | 16.62 | 10.34 | 30.03 | 29.14 | 33.67 | 0.47
27 | 2 | 1 | 6.86 | 14.43 | 10.34 | 30.03 | 29.14 | 33.67 | 0.47
28 | 2 | 1 | 6.86 | 12.2 | 10.34 | 30.03 | 29.14 | 33.67 | 0.47
29 | 2 | 1 | 6.86 | 11.84 | 10.34 | 30.03 | 29.14 | 33.67 | 0.47
30 | 2 | 1 | 6.86 | 13.71 | 10.34 | 30.03 | 29.14 | 33.67 | 0.47
31 | 2 | 1 | 6.86 | 16.62 | 10.34 | 30.03 | 29.14 | 33.67 | 0.47
32 | 2 | 1 | 6.86 | 22.07 | 10.34 | 30.03 | 29.14 | 33.67 | 0.47
33 | 2 | 1 | 7.07 | 23.73 | 11.14 | 30.03 | 29.28 | 33.67 | 0.47
34 | 2 | 1 | 11.26 | 24.73 | 11.2 | 30.57 | 30.59 | 33.67 | 0.47
35 | 2 | 1 | 11.6 | 24.84 | 11.2 | 31.84 | 30.59 | 33.67 | 0.1
36 | 2 | 1 | 11.95 | 24.84 | 11.2 | 31.84 | 30.59 | 33.67 | 0.1
37 | 2 | 1 | 12.66 | 24.84 | 11.2 | 37.23 | 31.51 | 33.67 | 0.47
38 | 2 | 1 | 11.95 | 24.84 | 11.2 | 31.64 | 30.59 | 33.67 | 0.1
39 | 2 | 1 | 11.6 | 24.84 | 11.2 | 31.64 | 30.59 | 33.67 | 0.1
40 | 2 | 1 | 11.6 | 24.84 | 11.2 | 36.37 | 31.75 | 33.67 | 0.1
41 | 2 | 1 | 13.43 | 24.84 | 11.2 | 39.77 | 40.16 | 34.82 | 0.47
42 | 2 | 1 | 15.82 | 24.99 | 11.24 | 44.69 | 41.98 | 38.92 | 0.75
43 | 2 | 1 | 15.82 | 24.99 | 11.24 | 43.56 | 41.48 | 38.92 | 0.47
44 | 2 | 1 | 15.82 | 24.99 | 13.8 | 42.17 | 41.38 | 34.39 | 0.47
45 | 2 | 1 | 14.91 | 24.84 | 11.24 | 38.61 | 35.99 | 33.67 | 0.47
46 | 2 | 1 | 14.91 | 24.84 | 11.2 | 31.84 | 30.93 | 33.67 | 0.47
47 | 2 | 1 | 14.91 | 24.84 | 11.24 | 31.84 | 30.59 | 33.67 | 0.47
48 | 2 | 1 | 14.91 | 24.84 | 11.24 | 31.84 | 30.59 | 33.67 | 0.47
49 | 3 | 1 | 11.63 | 24.84 | 11.2 | 31.64 | 30.59 | 33.67 | 0.47
50 | 3 | 1 | 11.63 | 24.44 | 11.2 | 31.33 | 30.59 | 33.67 | 0.47
51 | 3 | 1 | 10.76 | 23.73 | 10.92 | 30.91 | 30.59 | 33.67 | 0.47
52 | 3 | 1 | 9.77 | 21.88 | 10.92 | 30.57 | 30.59 | 33.67 | 0.47
53 | 3 | 1 | 9.49 | 21.24 | 11.2 | 30.93 | 30.59 | 33.67 | 0.47
54 | 3 | 1 | 9.49 | 21.88 | 11.2 | 31.33 | 30.59 | 33.67 | 0.47
55 | 3 | 1 | 9.77 | 23.73 | 11.2 | 31.33 | 30.59 | 33.67 | 0.47
56 | 3 | 1 | 11.26 | 23.84 | 11.24 | 31.33 | 30.59 | 33.67 | 0.47
57 | 3 | 1 | 11.26 | 24.44 | 15.99 | 31.64 | 31.51 | 33.67 | 0.47
58 | 3 | 1 | 12.31 | 24.84 | 19.12 | 32.16 | 35.68 | 34.07 | 0.47
59 | 3 | 1 | 12.66 | 24.84 | 15.99 | 42.19 | 41.48 | 48.09 | 0.1
60 | 3 | 1 | 12.66 | 24.84 | 22.57 | 43.39 | 42.61 | 48.09 | 0.1
61 | 3 | 1 | 12.66 | 24.84 | 30.5 | 43.39 | 43.07 | 48.09 | 11.48
62 | 3 | 1 | 12.31 | 24.84 | 30.5 | 40.96 | 42.61 | 48.86 | 11.48
63 | 3 | 1 | 12.29 | 24.84 | 30.5 | 38.41 | 42.61 | 48.86 | 11.48
64 | 3 | 1 | 12.66 | 24.84 | 30.5 | 39.17 | 42.61 | 50.13 | 14.42
65 | 3 | 1 | 12.29 | 24.84 | 30.5 | 42.37 | 42.61 | 50.13 | 11.48
66 | 3 | 1 | 13.43 | 24.99 | 30.5 | 44.74 | 44.65 | 53.71 | 11.48
67 | 3 | 1 | 15.34 | 25.74 | 30.5 | 44.74 | 46.07 | 62.27 | 11.48
68 | 3 | 1 | 15.34 | 25.74 | 30.5 | 44.74 | 46.07 | 62.27 | 11.48
69 | 3 | 1 | 15.34 | 25.59 | 30.5 | 44.74 | 45.99 | 62.27 | 6.19
70 | 3 | 1 | 13.43 | 24.99 | 30.5 | 44.74 | 45.99 | 62.27 | 6.19
71 | 3 | 1 | 15.82 | 24.99 | 30.35 | 44.74 | 45.99 | 62.27 | 6.19
72 | 3 | 1 | 15.34 | 24.99 | 30.14 | 44.74 | 42.61 | 53.71 | 6.19
73 | 4 | 1 | 13.43 | 24.84 | 21.24 | 44.74 | 43.83 | 62.27 | 0.1
74 | 4 | 1 | 13.04 | 24.84 | 21.24 | 44.29 | 42.61 | 53.71 | 0.97
75 | 4 | 1 | 13.04 | 24.84 | 21.24 | 38.03 | 42.61 | 52.93 | 11.41
76 | 4 | 1 | 12.53 | 24.84 | 21.24 | 38.03 | 41.48 | 52.93 | 11.41
77 | 4 | 1 | 13.04 | 24.84 | 21.24 | 38.03 | 42.61 | 53.71 | 11.41
78 | 4 | 1 | 13.43 | 24.84 | 21.24 | 44.69 | 43.83 | 53.71 | 11.41
79 | 4 | 1 | 16.78 | 25.74 | 22.57 | 46.11 | 61.4 | 68.05 | 11.48
80 | 4 | 1 | 18.36 | 27.3 | 28.4 | 54.25 | 163.15 | 72.19 | 11.48
81 | 4 | 1 | 18.92 | 36.94 | 30.5 | 62.12 | 575.24 | 843.72 | 11.48
82 | 4 | 1 | 18.92 | 36.94 | 30.5 | 62.12 | 575.24 | 843.72 | 11.48
83 | 4 | 1 | 18.92 | 36.94 | 29.7 | 62.12 | 575.24 | 623.48 | 11.48
84 | 4 | 1 | 18.92 | 36.94 | 30.5 | 62.12 | 575.24 | 623.48 | 11.48
85 | 4 | 1 | 18.92 | 36.94 | 30.5 | 62.12 | 575.24 | 623.48 | 11.48
86 | 4 | 1 | 18.92 | 36.94 | 30.5 | 62.12 | 575.24 | 623.48 | 11.48
87 | 4 | 1 | 18.92 | 36.94 | 30.68 | 62.12 | 575.24 | 623.48 | 11.48
88 | 4 | 1 | 18.92 | 36.94 | 30.68 | 62.12 | 575.24 | 733.51 | 11.48
89 | 4 | 1 | 18.92 | 37.09 | 30.68 | 62.12 | 594.47 | 843.72 | 11.48
90 | 4 | 1 | 18.92 | 38.2 | 30.95 | 843.72 | 869.03 | 869.03 | 18.18
91 | 4 | 1 | 18.92 | 37.09 | 30.68 | 843.72 | 869.03 | 869.03 | 11.48
92 | 4 | 1 | 18.92 | 36.94 | 30.67 | 62.33 | 843.72 | 843.72 | 11.48
93 | 4 | 1 | 18.7 | 36.94 | 30.67 | 62.12 | 575.24 | 733.51 | 11.48
94 | 4 | 1 | 18.16 | 29.6 | 30.67 | 50.35 | 164.79 | 623.48 | 11.48
95 | 4 | 1 | 18.34 | 26.05 | 30.5 | 50.35 | 164.79 | 623.48 | 11.48
96 | 4 | 1 | 18.34 | 25.74 | 30.5 | 48.39 | 164.79 | 623.48 | 11.48
97 | 5 | 1 | 16.78 | 25.59 | 29.75 | 48.39 | 164.79 | 623.48 | 11.44
98 | 5 | 1 | 16.08 | 24.99 | 29.16 | 48.39 | 61.4 | 623.48 | 11.41
99 | 5 | 1 | 15.82 | 24.84 | 29.11 | 47.85 | 61.4 | 147.82 | 11.41
100 | 5 | 1 | 15.82 | 24.84 | 26.62 | 47.85 | 61.4 | 125.65 | 11.41
101 | 5 | 1 | 15.82 | 24.84 | 27.67 | 47.85 | 61.4 | 147.82 | 10.58
102 | 5 | 1 | 15.82 | 25.74 | 25.86 | 48.39 | 164.79 | 623.48 | 11.18
103 | 5 | 1 | 18.36 | 26.35 | 30.06 | 56.93 | 835.28 | 843.72 | 11.48
104 | 5 | 1 | 18.92 | 34.82 | 30.5 | 62.33 | 843.72 | 843.72 | 11.48
105 | 5 | 1 | 18.92 | 36.94 | 30.5 | 64.2 | 843.72 | 843.72 | 11.48
106 | 5 | 1 | 18.92 | 36.94 | 30.5 | 64.2 | 843.72 | 843.72 | 11.48
107 | 5 | 1 | 18.92 | 36.94 | 30.5 | 64.2 | 843.72 | 843.72 | 11.48
108 | 5 | 1 | 18.58 | 36.94 | 30.5 | 64.2 | 843.72 | 843.72 | 11.48
109 | 5 | 1 | 18.58 | 36.94 | 30.5 | 63.98 | 843.72 | 835.28 | 11.48
110 | 5 | 1 | 18.36 | 36.94 | 30.67 | 63.98 | 843.72 | 835.28 | 11.48
111 | 5 | 1 | 18.36 | 36.94 | 30.67 | 63.98 | 843.72 | 835.28 | 11.48
112 | 5 | 1 | 18.92 | 36.94 | 30.67 | 64.2 | 843.72 | 843.72 | 11.48
113 | 5 | 1 | 18.92 | 36.94 | 30.68 | 843.72 | 869.03 | 869.03 | 11.48
114 | 5 | 1 | 18.92 | 36.94 | 31.21 | 869.03 | 869.03 | 869.03 | 18.18
115 | 5 | 1 | 18.92 | 36.94 | 37.12 | 869.03 | 869.03 | 869.03 | 11.48
116 | 5 | 1 | 18.92 | 36.94 | 31.21 | 843.72 | 843.72 | 843.72 | 11.48
117 | 5 | 1 | 18.36 | 35.87 | 30.95 | 64.2 | 843.72 | 843.72 | 11.48
118 | 5 | 1 | 18.34 | 28.15 | 30.68 | 62.12 | 843.72 | 843.72 | 11.48
119 | 5 | 1 | 18.34 | 27.29 | 30.67 | 60.51 | 843.72 | 843.72 | 11.48
120 | 5 | 1 | 18.34 | 26.51 | 30.35 | 57.04 | 835.28 | 843.72 | 11.48
121 | 6 | 1 | 17.72 | 25.74 | 30.17 | 54.82 | 575.24 | 717.16 | 11.48
122 | 6 | 1 | 15.82 | 25.74 | 30.1 | 54.57 | 575.24 | 717.16 | 11.48
123 | 6 | 1 | 15.82 | 25.74 | 29.82 | 54.57 | 205.68 | 640.06 | 11.48
124 | 6 | 1 | 15.82 | 25.59 | 30.29 | 54.57 | 205.68 | 640.06 | 11.48
125 | 6 | 1 | 15.82 | 25.74 | 30.29 | 54.57 | 205.68 | 640.06 | 11.48
126 | 6 | 1 | 15.82 | 25.74 | 30.29 | 54.57 | 575.24 | 717.16 | 11.48
127 | 6 | 1 | 18.36 | 28.11 | 30.5 | 55.38 | 575.24 | 843.72 | 11.48
128 | 6 | 1 | 18.58 | 35.87 | 30.95 | 64.2 | 843.72 | 843.72 | 11.48
129 | 6 | 1 | 18.61 | 36.94 | 37.12 | 64.2 | 843.72 | 843.72 | 11.48
130 | 6 | 1 | 18.61 | 36.94 | 37.12 | 64.2 | 843.72 | 843.72 | 11.48
131 | 6 | 1 | 18.61 | 36.94 | 31.21 | 64.2 | 843.72 | 843.72 | 11.48
132 | 6 | 1 | 18.58 | 36.94 | 30.68 | 64.2 | 843.72 | 843.72 | 0.1
133 | 6 | 1 | 18.36 | 36.94 | 30.29 | 62.12 | 839.78 | 724.4 | 11.48
134 | 6 | 1 | 18.34 | 36.94 | 30.29 | 62.12 | 760.84 | 717.16 | 11.48
135 | 6 | 1 | 18.34 | 36.94 | 30.29 | 62.12 | 760.84 | 717.16 | 11.48
136 | 6 | 1 | 18.34 | 36.94 | 30.68 | 63.98 | 810.95 | 724.4 | 11.48
137 | 6 | 1 | 18.34 | 36.94 | 37.12 | 64.2 | 843.72 | 843.72 | 11.48
138 | 6 | 1 | 18.61 | 36.94 | 43.44 | 79.86 | 843.72 | 843.72 | 11.48
139 | 6 | 1 | 18.92 | 36.94 | 43.44 | 79.86 | 843.72 | 843.72 | 4.32
140 | 6 | 1 | 18.61 | 35.87 | 38.02 | 64.2 | 843.72 | 843.72 | 10.58
141 | 6 | 1 | 18.34 | 27.3 | 37.12 | 55.83 | 594.47 | 717.16 | 10.58
142 | 6 | 1 | 17.29 | 25.74 | 30.95 | 53.66 | 488.96 | 632.79 | 4.32
143 | 6 | 1 | 18.25 | 25.74 | 30.95 | 55.27 | 575.24 | 675.99 | 11.48
144 | 6 | 1 | 18.25 | 25.74 | 30.17 | 55.27 | 575.24 | 717.16 | 11.48
145 | 7 | 1 | 15.82 | 25.74 | 29.78 | 52.67 | 180.07 | 623.48 | 11.48
146 | 7 | 1 | 15.82 | 25.74 | 30.02 | 48.88 | 174.83 | 623.48 | 11.48
147 | 7 | 1 | 15.82 | 25.59 | 29.76 | 47.85 | 174.83 | 623.48 | 11.48
148 | 7 | 1 | 15.82 | 25.59 | 30.02 | 47.85 | 174.83 | 544.05 | 11.48
149 | 7 | 1 | 15.82 | 25.74 | 30.02 | 52.67 | 174.83 | 603.31 | 11.48
150 | 7 | 1 | 15.82 | 25.74 | 30.02 | 52.67 | 207.76 | 632.79 | 11.48
151 | 7 | 1 | 18.36 | 27.29 | 30.11 | 58.75 | 843.72 | 843.72 | 11.48
152 | 7 | 1 | 18.81 | 30.91 | 30.5 | 71.19 | 843.72 | 843.72 | 11.48
153 | 7 | 1 | 18.81 | 30.91 | 30.5 | 77.53 | 843.72 | 843.72 | 11.48
154 | 7 | 1 | 18.81 | 30.91 | 30.5 | 73.08 | 843.72 | 843.72 | 10.58
155 | 7 | 1 | 18.81 | 30.91 | 30.5 | 71.19 | 843.72 | 843.72 | 0.1
156 | 7 | 1 | 18.81 | 30.91 | 30.5 | 71.19 | 843.72 | 843.72 | 0.97
157 | 7 | 1 | 18.36 | 30.91 | 29.58 | 64.2 | 843.72 | 843.72 | 0.1
158 | 7 | 1 | 18.36 | 30.91 | 30.5 | 62.12 | 843.72 | 843.72 | 2.92
159 | 7 | 1 | 18.34 | 30.01 | 30.5 | 62.12 | 843.72 | 819.14 | 0.1
160 | 7 | 1 | 18.34 | 30.91 | 30.5 | 62.12 | 843.72 | 819.14 | 0.1
161 | 7 | 1 | 18.34 | 33.81 | 30.5 | 63.78 | 843.72 | 843.72 | 2.39
162 | 7 | 1 | 18.81 | 34.82 | 30.5 | 71.19 | 843.72 | 843.72 | 10.58
163 | 7 | 1 | 18.81 | 30.91 | 30.5 | 73.08 | 843.72 | 843.72 | 7.67
164 | 7 | 1 | 18.36 | 26.51 | 30.5 | 64.2 | 843.72 | 819.14 | 0.97
165 | 7 | 1 | 18.25 | 26.5 | 30.5 | 53.77 | 594.47 | 629.78 | 4.32
166 | 7 | 1 | 15.82 | 25.74 | 30.5 | 47.85 | 205.68 | 585.74 | 4.32
167 | 7 | 1 | 15.61 | 25.59 | 30.5 | 52.67 | 155.33 | 66.06 | 4.32
168 | 7 | 1 | 15.15 | 25.59 | 30.33 | 47.85 | 57.88 | 53.71 | 0.1
169 | 8 | 1 | 14.69 | 24.84 | 29.38 | 44.86 | 46.54 | 48.86 | 0.1
170 | 8 | 1 | 13.83 | 24.84 | 22.57 | 43.56 | 46.07 | 48.86 | 0.97
171 | 8 | 1 | 13.04 | 24.84 | 22.57 | 43.56 | 44.65 | 48.86 | 0.97
172 | 8 | 1 | 12.66 | 24.73 | 22.57 | 43.56 | 43.35 | 48.86 | 0.97
173 | 8 | 1 | 12.66 | 24.73 | 22.57 | 43.56 | 43.42 | 48.86 | 0.97
174 | 8 | 1 | 13.83 | 24.84 | 22.57 | 43.56 | 45.55 | 48.86 | 0.1
175 | 8 | 1 | 14.91 | 24.99 | 22.57 | 46.11 | 46.54 | 48.86 | 11.31
176 | 8 | 1 | 17.29 | 25.74 | 25.42 | 48.39 | 57.88 | 49.86 | 1.66
177 | 8 | 1 | 17.29 | 25.74 | 30.31 | 51.14 | 61.4 | 54.87 | 6.19
178 | 8 | 1 | 17.29 | 25.74 | 29.45 | 49.65 | 61.4 | 54.87 | 1.94
179 | 8 | 1 | 15.82 | 25.74 | 28.4 | 47.46 | 61.4 | 54.87 | 0.1
180 | 8 | 1 | 15.82 | 25.74 | 30.5 | 47.46 | 61.4 | 54.87 | 0.1
181 | 8 | 1 | 15.82 | 25.74 | 30.11 | 46.11 | 57.88 | 54.86 | 0.1
182 | 8 | 1 | 15.82 | 25.74 | 30.5 | 46.11 | 57.3 | 54.87 | 0.1
183 | 8 | 1 | 14.69 | 25.74 | 29.67 | 46.03 | 57.88 | 57.49 | 0.1
184 | 8 | 1 | 14.69 | 25.74 | 30.95 | 46.11 | 57.88 | 57.49 | 0.1
185 | 8 | 1 | 15.82 | 25.74 | 30.5 | 49.28 | 59.61 | 57.49 | 11.48
186 | 8 | 1 | 17.29 | 29.1 | 31.39 | 52.67 | 159.99 | 66.06 | 11.48
187 | 8 | 1 | 17.29 | 29.1 | 32.41 | 52.67 | 159.99 | 481.82 | 9.68
188 | 8 | 1 | 17.29 | 27.3 | 32.41 | 51.24 | 63.24 | 66.06 | 0.97
189 | 8 | 1 | 15.82 | 25.74 | 31.39 | 46.11 | 61.4 | 57.49 | 0.97
190 | 8 | 1 | 15.82 | 24.99 | 30.5 | 46.03 | 57.3 | 53.71 | 4.32
191 | 8 | 1 | 15.82 | 25.29 | 30.5 | 46.11 | 54.55 | 50.33 | 4.32
192 | 8 | 1 | 15.51 | 24.99 | 30.17 | 45.65 | 54.01 | 49.36 | 0.1
193 | 9 | 1 | 13.04 | 24.84 | 29.38 | 33.16 | 33.68 | 33.67 | 0.97
194 | 9 | 1 | 12.66 | 24.73 | 29.76 | 30.91 | 30.59 | 33.67 | 0.97
195 | 9 | 1 | 7.07 | 23.89 | 28.4 | 30.35 | 30.28 | 33.67 | 0.97
196 | 9 | 1 | 7.07 | 22.07 | 18.34 | 30.35 | 30.28 | 33.67 | 0.97
197 | 9 | 1 | 7.07 | 21.12 | 15.88 | 30.35 | 29.28 | 33.67 | 0.97
198 | 9 | 1 | 7.07 | 21.12 | 15.88 | 30.03 | 30.28 | 33.67 | 0.1
199 | 9 | 1 | 7.07 | 21.12 | 15.88 | 30.35 | 30.28 | 33.67 | 7.29
200 | 9 | 1 | 7.07 | 23.31 | 15.88 | 30.35 | 30.59 | 33.67 | 6.04
201 | 9 | 1 | 7.07 | 24.73 | 11.24 | 30.91 | 31.51 | 33.67 | 7.29
202 | 9 | 1 | 8.31 | 24.84 | 11.24 | 35.7 | 37.86 | 36.08 | 5.68
203 | 9 | 1 | 8.31 | 24.84 | 11.24 | 35.7 | 38.01 | 34.75 | 0.1
204 | 9 | 1 | 8.31 | 24.84 | 11.24 | 35.7 | 39.53 | 35.39 | 0.1
205 | 9 | 1 | 8.31 | 24.84 | 11.24 | 35.7 | 37.86 | 34.82 | 0.1
206 | 9 | 1 | 7.07 | 24.73 | 11.24 | 31.22 | 32.31 | 33.67 | 0.1
207 | 9 | 1 | 7.07 | 23.84 | 11.24 | 32.19 | 32.18 | 33.67 | 0.1
208 | 9 | 1 | 7.07 | 24.12 | 11.24 | 35.7 | 32.18 | 33.67 | 0.1
209 | 9 | 1 | 7.07 | 24.56 | 11.24 | 35.7 | 37.86 | 33.67 | 7.29
210 | 9 | 1 | 12.29 | 24.84 | 11.24 | 42.46 | 40.16 | 37.34 | 10.58
211 | 9 | 1 | 12.66 | 24.84 | 11.24 | 43.39 | 40.16 | 34.25 | 3.75
212 | 9 | 1 | 12.29 | 24.84 | 11.24 | 37.63 | 37.86 | 33.67 | 4.32
213 | 9 | 1 | 7.07 | 24.26 | 11.24 | 30.91 | 30.59 | 33.67 | 4.32
214 | 9 | 1 | 7.07 | 23.89 | 11.24 | 30.35 | 30.28 | 33.67 | 0.97
215 | 9 | 1 | 7.07 | 24.26 | 11.24 | 30.35 | 30.28 | 33.67 | 0.97
216 | 9 | 1 | 7.07 | 24.26 | 11.24 | 30.35 | 29.28 | 33.67 | 0.97
217 | 10 | 1 | 7.07 | 17.05 | 11.24 | 30.03 | 28.6 | 33.67 | 0.97
218 | 10 | 1 | 7.07 | 16.3 | 11.24 | 30.03 | 28.6 | 33.67 | 0.97
219 | 10 | 1 | 7.07 | 15.82 | 11.24 | 30.03 | 28.6 | 33.67 | 0.97
220 | 10 | 1 | 7.07 | 15.82 | 11.24 | 30.03 | 28.6 | 33.67 | 0.64
221 | 10 | 1 | 7.07 | 15.82 | 11.24 | 30.03 | 28.6 | 33.67 | 0.64
222 | 10 | 1 | 7.07 | 16.3 | 11.24 | 30.03 | 28.6 | 33.67 | 0.64
223 | 10 | 1 | 7.07 | 16.3 | 11.24 | 30.03 | 28.6 | 33.67 | 0.64
224 | 10 | 1 | 7.07 | 16.3 | 11.24 | 30.03 | 28.6 | 33.67 | 0.64
225 | 10 | 1 | 7.07 | 22.07 | 15.99 | 30.03 | 28.6 | 33.67 | 0.95
226 | 10 | 1 | 7.07 | 23.42 | 15.99 | 30.03 | 28.6 | 33.67 | 0.95
227 | 10 | 1 | 7.07 | 23.59 | 12.67 | 30.03 | 28.6 | 33.67 | 0.1
228 | 10 | 1 | 7.07 | 23.84 | 12.67 | 30.03 | 28.81 | 33.67 | 0.1
229 | 10 | 1 | 8.31 | 23.84 | 15.99 | 30.03 | 28.89 | 33.67 | 0.1
230 | 10 | 1 | 7.07 | 23.84 | 12.67 | 30.03 | 28.6 | 33.67 | 0.1
231 | 10 | 1 | 7.07 | 23.84 | 18.01 | 30.03 | 28.6 | 33.67 | 0.1
232 | 10 | 1 | 7.07 | 23.84 | 28.79 | 30.03 | 28.83 | 33.67 | 0.1
233 | 10 | 1 | 7.07 | 23.84 | 30.11 | 31.42 | 29.72 | 33.67 | 0.64
234 | 10 | 1 | 12.66 | 24.99 | 30.5 | 43.39 | 41.37 | 43.25 | 0.97
235 | 10 | 1 | 13.43 | 24.99 | 30.95 | 43.84 | 42.01 | 46.69 | 0.97
236 | 10 | 1 | 13.43 | 24.99 | 37.12 | 43.44 | 42.01 | 40.8 | 0.97
237 | 10 | 1 | 13.43 | 24.99 | 30.95 | 42.17 | 42.01 | 39.42 | 0.97
238 | 10 | 1 | 13.43 | 24.84 | 30.5 | 42.17 | 41.48 | 36.87 | 0.97
239 | 10 | 1 | 13.43 | 24.99 | 30.5 | 42.17 | 42.01 | 34.5 | 0.1
240 | 10 | 1 | 13.16 | 24.99 | 30.44 | 42.17 | 40.16 | 34.01 | 0.1
241 | 11 | 1 | 11.41 | 24.44 | 30.42 | 35.85 | 35.26 | 33.67 | 0.1
242 | 11 | 1 | 11.41 | 24.44 | 30.5 | 34.76 | 31.51 | 33.67 | 0.1
243 | 11 | 1 | 10.07 | 24.44 | 30.5 | 30.91 | 31.51 | 33.67 | 0.1
244 | 11 | 1 | 9.49 | 22.9 | 30.5 | 30.03 | 31.51 | 33.67 | 0.1
245 | 11 | 1 | 9.49 | 23.59 | 30.5 | 30.57 | 29.46 | 33.67 | 0.1
246 | 11 | 1 | 12.28 | 24.73 | 30.5 | 31.58 | 31.51 | 33.67 | 0.1
247 | 11 | 1 | 13.04 | 24.84 | 37.12 | 42.17 | 41.65 | 35.45 | 0.47
248 | 11 | 1 | 15.82 | 25.29 | 37.12 | 44.94 | 45.55 | 48.1 | 0.1
249 | 11 | 1 | 15.82 | 25.74 | 37.12 | 46.11 | 45.55 | 48.1 | 0.1
250 | 11 | 1 | 15.82 | 25.74 | 37.12 | 46.11 | 45.55 | 48.1 | 0.1
251 | 11 | 1 | 15.82 | 25.74 | 37.12 | 46.11 | 45.39 | 48.1 | 0.1
252 | 11 | 1 | 15.82 | 25.74 | 37.12 | 46.11 | 44.07 | 46.77 | 0.1
253 | 11 | 1 | 15.82 | 25.07 | 37.12 | 44.69 | 43.42 | 48.1 | 0.1
254 | 11 | 1 | 15.82 | 25.74 | 37.12 | 44.69 | 43.35 | 48.1 | 0.1
255 | 11 | 1 | 15.82 | 25.74 | 37.12 | 46.03 | 43.35 | 48.1 | 0.47
256 | 11 | 1 | 15.82 | 25.74 | 37.12 | 46.03 | 45.18 | 48.1 | 0.47
257 | 11 | 1 | 15.82 | 25.74 | 37.12 | 46.11 | 45.55 | 48.1 | 0.47
258 | 11 | 1 | 17.29 | 25.74 | 37.12 | 46.11 | 57.88 | 48.86 | 0.75
259 | 11 | 1 | 18.16 | 25.74 | 30.95 | 46.21 | 57.88 | 48.67 | 0.75
260 | 11 | 1 | 15.82 | 25.74 | 30.95 | 46.11 | 45.55 | 48.1 | 0.1
261 | 11 | 1 | 15.82 | 25.29 | 30.95 | 46.03 | 45.39 | 39 | 0.1
262 | 11 | 1 | 15.82 | 24.84 | 30.95 | 42.17 | 40.73 | 34.42 | 0.1
263 | 11 | 1 | 14.91 | 24.84 | 30.95 | 42.17 | 36.25 | 34.07 | 0.1
264 | 11 | 1 | 13.04 | 24.84 | 30.95 | 41.75 | 36.25 | 34.07 | 0.47
265 | 12 | 1 | 12.05 | 24.73 | 30.06 | 39.75 | 36.25 | 34.07 | 0.47
266 | 12 | 1 | 11.85 | 24.73 | 30.06 | 36.95 | 33.43 | 33.67 | 0.47
267 | 12 | 1 | 10.07 | 24.44 | 30.5 | 30.91 | 30.01 | 33.67 | 0.47
268 | 12 | 1 | 9.49 | 23.73 | 30.5 | 30.91 | 30.01 | 33.67 | 0.47
269 | 12 | 1 | 9.49 | 23.73 | 30.5 | 30.91 | 30.91 | 33.67 | 0.47
270 | 12 | 1 | 12.77 | 24.73 | 30.5 | 36.95 | 36.17 | 33.67 | 0.47
271 | 12 | 1 | 13.85 | 24.84 | 30.5 | 42.17 | 42.08 | 36.42 | 0.47
272 | 12 | 1 | 15.82 | 25.29 | 37.12 | 44.77 | 43.35 | 40.89 | 0.47
273 | 12 | 1 | 15.82 | 25.74 | 37.12 | 46.11 | 45.39 | 47.44 | 0.47
274 | 12 | 1 | 15.82 | 25.74 | 37.12 | 46.11 | 45.39 | 45.88 | 0.47
275 | 12 | 1 | 15.82 | 25.74 | 31.39 | 46.11 | 43.35 | 45.88 | 0.1
276 | 12 | 1 | 15.82 | 25.74 | 30.5 | 46.03 | 43.35 | 42.11 | 0.1
277 | 12 | 1 | 15.82 | 25.74 | 30.5 | 46.03 | 43.35 | 42.11 | 0.47
278 | 12 | 1 | 15.82 | 25.29 | 37.12 | 45.19 | 43.35 | 45.88 | 0.47
279 | 12 | 1 | 13.45 | 24.99 | 37.12 | 44.93 | 43.35 | 48.1 | 0.75
280 | 12 | 1 | 14.69 | 25.59 | 37.12 | 45.19 | 43.35 | 48.09 | 0.47
281 | 12 | 1 | 15.82 | 25.74 | 37.12 | 46.11 | 44.73 | 46.24 | 0.97
282 | 12 | 1 | 15.82 | 25.74 | 37.12 | 46.21 | 53.55 | 48.1 | 0.97
283 | 12 | 1 | 17.29 | 25.74 | 37.12 | 47.85 | 47.93 | 48.1 | 0.97
284 | 12 | 1 | 15.82 | 25.74 | 37.12 | 46.11 | 47.25 | 48.1 | 0.97
285 | 12 | 1 | 15.82 | 25.29 | 37.12 | 44.86 | 43.42 | 48.1 | 0.97
286 | 12 | 1 | 13.45 | 24.84 | 37.12 | 43.56 | 42.56 | 40.89 | 0.97
287 | 12 | 1 | 14.91 | 24.84 | 30.44 | 42.17 | 42.08 | 37.16 | 0.97
288 | 12 | 1 | 13.04 | 24.84 | 30.1 | 40.32 | 42.08 | 36.79 | 0.97
289 | 13 | 1 | 13.04 | 24.84 | 30.06 | 38.13 | 40.16 | 38.54 | 0.97
290 | 13 | 1 | 12.66 | 24.73 | 30.06 | 36.95 | 40.16 | 36.08 | 0.97
291 | 13 | 1 | 12.66 | 24.73 | 30.31 | 36.92 | 40.16 | 36.08 | 0.97
292 | 13 | 1 | 12.32 | 24.26 | 30.11 | 33.79 | 40.16 | 38.54 | 0.65
293 | 13 | 1 | 12.49 | 24.26 | 30.5 | 37.02 | 40.16 | 46.06 | 0.97
294 | 13 | 1 | 13.04 | 24.84 | 30.5 | 40.56 | 42.13 | 46.69 | 0.97
295 | 13 | 1 | 13.85 | 25.29 | 37.12 | 44.77 | 46.54 | 50.13 | 0.97
296 | 13 | 1 | 17.29 | 25.74 | 37.12 | 50.35 | 56.39 | 53.71 | 0.97
297 | 13 | 1 | 17.29 | 25.74 | 31.59 | 51.86 | 57.88 | 54.87 | 0.97
298 | 13 | 1 | 17.29 | 25.74 | 30.31 | 50.76 | 57.88 | 54.32 | 0.56
299 | 13 | 1 | 17.29 | 25.74 | 30.31 | 46.98 | 57.88 | 50.13 | 0.1
300 | 13 | 1 | 15.82 | 25.74 | 30.95 | 46.11 | 57.88 | 50.64 | 0.47
301 | 13 | 1 | 15.82 | 25.74 | 30.5 | 46.11 | 57.88 | 50.64 | 0.56
302 | 13 | 1 | 15.82 | 25.74 | 30.5 | 46.11 | 57.88 | 53.27 | 10.58
303 | 13 | 1 | 15.82 | 25.74 | 30.31 | 46.11 | 60.79 | 60.46 | 10.58
304 | 13 | 1 | 15.82 | 25.74 | 30.31 | 47.85 | 60.79 | 61.65 | 10.58
305 | 13 | 1 | 17.29 | 25.74 | 30.11 | 50.35 | 61.4 | 62.27 | 10.58
306 | 13 | 1 | 17.29 | 33.81 | 30.5 | 52.78 | 193.88 | 70.09 | 11.31
307 | 13 | 1 | 18.34 | 29.11 | 30.5 | 60.51 | 575.24 | 66.43 | 0.97
308 | 13 | 1 | 18.16 | 26.51 | 30.5 | 52.67 | 164.79 | 66.43 | 0.1
309 | 13 | 1 | 17.29 | 25.74 | 30.5 | 49.65 | 61.4 | 62.67 | 11.48
310 | 13 | 1 | 15.82 | 25.74 | 30.5 | 46.11 | 57.88 | 62.27 | 11.31
311 | 13 | 1 | 15.82 | 25.59 | 30.31 | 46.11 | 57.88 | 55.48 | 3.15
312 | 13 | 1 | 14.91 | 25.29 | 29.78 | 44.86 | 50.67 | 53.27 | 0.1
313 | 14 | 1 | 14.67 | 24.84 | 29.78 | 44.86 | 49.19 | 56.57 | 0.1
314 | 14 | 1 | 13.43 | 24.84 | 29.93 | 44.24 | 46.54 | 53.27 | 0.1
315 | 14 | 1 | 13.04 | 24.74 | 29.57 | 43.56 | 46.07 | 49.83 | 0.1
316 | 14 | 1 | 12.66 | 24.74 | 29.45 | 43.56 | 44.65 | 49.83 | 0.1
317 | 14 | 1 | 12.66 | 24.74 | 29.45 | 43.56 | 45.55 | 49.83 | 0.1
318 | 14 | 1 | 13.04 | 24.84 | 29.57 | 44.24 | 49.19 | 53.27 | 0.1
319 | 14 | 1 | 15.82 | 25.74 | 30.44 | 47.37 | 57.88 | 57.14 | 0.1
320 | 14 | 1 | 18.16 | 25.74 | 30.44 | 52.67 | 155.33 | 72.53 | 0.54
321 | 14 | 1 | 18.16 | 26.51 | 30.68 | 52.67 | 164.79 | 135.28 | 4.32
322 | 14 | 1 | 18.16 | 25.74 | 30.68 | 52.67 | 155.33 | 72.53 | 0.1
323 | 14 | 1 | 17.94 | 25.74 | 30.5 | 51.24 | 65.59 | 66.43 | 0.1
324 | 14 | 1 | 17.29 | 25.74 | 30.5 | 49.65 | 63.24 | 66.06 | 0.1
325 | 14 | 1 | 17.29 | 25.74 | 30.68 | 47.85 | 61.4 | 61.65 | 0.1
326 | 14 | 1 | 15.82 | 25.74 | 30.5 | 47.85 | 61.4 | 61.65 | 0.1
327 | 14 | 1 | 15.82 | 25.74 | 30.68 | 47.85 | 61.4 | 61.65 | 0.1
328 | 14 | 1 | 17.29 | 26.51 | 30.68 | 51.24 | 62.02 | 61.65 | 0.1
329 | 14 | 1 | 18.16 | 29.23 | 31.21 | 52.67 | 164.79 | 66.43 | 0.1
330 | 14 | 1 | 18.34 | 33.81 | 37.12 | 64.2 | 843.72 | 843.72 | 10.58
331 | 14 | 1 | 18.7 | 29.23 | 37.12 | 63.98 | 843.72 | 843.72 | 8.65
332 | 14 | 1 | 18.16 | 27.3 | 37.12 | 62.12 | 628.58 | 795.29 | 0.1
333 | 14 | 1 | 18.16 | 25.74 | 37.12 | 51.24 | 68.09 | 64.14 | 0.1
334 | 14 | 1 | 15.82 | 25.74 | 37.12 | 47.37 | 57.88 | 57.14 | 0.1
335 | 14 | 1 | 15.82 | 25.59 | 37.12 | 47.37 | 57.88 | 56.57 | 0.1
336 | 14 | 1 | 14.91 | 25.29 | 37.12 | 46.11 | 50.67 | 51.2 | 0.1
337 | 15 | 1 | 13.45 | 24.84 | 30.63 | 44.08 | 46.54 | 49.53 | 0.1
338 | 15 | 1 | 13.43 | 24.84 | 30.5 | 43.56 | 45.55 | 49.53 | 0.1
339 | 15 | 1 | 12.66 | 24.84 | 30.5 | 43.56 | 44.49 | 48.86 | 0.1
340 | 15 | 1 | 12.66 | 24.84 | 30.5 | 43.56 | 42.61 | 48.86 | 0.1
341 | 15 | 1 | 12.66 | 24.84 | 30.5 | 43.56 | 42.61 | 48.86 | 11.09
342 | 15 | 1 | 13.43 | 24.84 | 30.5 | 43.56 | 45.39 | 49.53 | 11.09
343 | 15 | 1 | 14.67 | 25.29 | 30.5 | 45.31 | 48.7 | 50.03 | 0.1
344 | 15 | 1 | 17.83 | 25.74 | 37.12 | 48.88 | 57.88 | 50.13 | 1.88
345 | 15 | 1 | 17.94 | 25.74 | 37.12 | 51.86 | 57.88 | 54.87 | 4.32
346 | 15 | 1 | 17.94 | 25.74 | 37.12 | 51.86 | 57.88 | 53.71 | 0.1
347 | 15 | 1 | 17.29 | 25.74 | 30.5 | 48.39 | 57.88 | 50.03 | 0.1
348 | 15 | 1 | 15.82 | 25.74 | 30.5 | 46.98 | 57.88 | 50.03 | 0.1
349 | 15 | 1 | 15.82 | 25.74 | 30.31 | 46.11 | 50.67 | 50.03 | 0.1
350 | 15 | 1 | 15.82 | 25.74 | 30.31 | 46.11 | 49.19 | 50.03 | 0.1
351 | 15 | 1 | 15.59 | 25.74 | 30.31 | 46.11 | 49.19 | 49.83 | 0.1
352 | 15 | 1 | 15.59 | 25.74 | 30.11 | 46.11 | 49.19 | 49.83 | 0.1
353 | 15 | 1 | 15.82 | 25.74 | 30.5 | 49.75 | 57.88 | 51.39 | 0.1
354 | 15 | 1 | 18.16 | 25.74 | 31.39 | 52.67 | 65.59 | 53.71 | 10.58
355 | 15 | 1 | 18.16 | 26.51 | 37.12 | 55.99 | 65.59 | 56.51 | 10.05
356 | 15 | 1 | 18.16 | 26.05 | 37.12 | 51.86 | 65.59 | 53.71 | 2.92
357 | 15 | 1 | 17.94 | 25.74 | 37.12 | 48.39 | 57.88 | 50.13 | 0.1
358 | 15 | 1 | 15.82 | 25.29 | 30.95 | 46.11 | 49.19 | 50.03 | 0.1
359 | 15 | 1 | 17.72 | 25.29 | 30.95 | 46.11 | 49.19 | 50.03 | 0.1
360 | 15 | 1 | 16.78 | 25.29 | 37.12 | 46.11 | 49.19 | 50.03 | 0.1
361 | 16 | 1 | 14.91 | 24.84 | 30.6 | 46.11 | 49.19 | 49.06 | 0.1
362 | 16 | 1 | 14.91 | 24.84 | 30.5 | 44.08 | 49.19 | 48.86 | 0.1
363 | 16 | 1 | 14.67 | 24.84 | 30.5 | 43.56 | 49.19 | 48.86 | 0.1
364 | 16 | 1 | 13.45 | 24.84 | 30.5 | 43.56 | 49.19 | 48.86 | 0.1
365 | 16 | 1 | 13.45 | 24.84 | 30.5 | 43.56 | 49.19 | 48.86 | 0.1
366 | 16 | 1 | 14.67 | 24.84 | 30.5 | 44.08 | 49.19 | 48.86 | 0.1
367 | 16 | 1 | 14.91 | 24.84 | 30.5 | 44.69 | 49.19 | 49.83 | 2.92
368 | 16 | 1 | 15.82 | 25.29 | 30.5 | 47.85 | 61.4 | 50.33 | 1.94
369 | 16 | 1 | 18.36 | 25.74 | 31.39 | 49.15 | 176.6 | 53.71 | 0.1
370 | 16 | 1 | 18.36 | 26.05 | 30.95 | 52.67 | 205.68 | 173.91 | 0.1
371 | 16 | 1 | 18.36 | 26.05 | 30.95 | 52.67 | 205.68 | 172.17 | 0.1
372 | 16 | 1 | 18.36 | 26.35 | 30.5 | 52.67 | 205.68 | 147.82 | 0.1
373 | 16 | 1 | 18.36 | 26.23 | 30.5 | 52.67 | 205.68 | 147.82 | 0.1
374 | 16 | 1 | 18.16 | 25.74 | 30.5 | 52.67 | 174.83 | 147.82 | 11.48
375 | 16 | 1 | 17.94 | 26.51 | 30.5 | 52.67 | 174.83 | 155.25 | 11.48
376 | 16 | 1 | 18.16 | 28.11 | 30.5 | 53.77 | 174.83 | 155.25 | 11.48
377 | 16 | 1 | 18.16 | 28.12 | 37.12 | 59.23 | 174.83 | 156.82 | 11.48
378 | 16 | 1 | 18.61 | 34.82 | 37.12 | 63.98 | 843.72 | 843.72 | 21.06
379 | 16 | 1 | 18.92 | 35.87 | 37.12 | 64.2 | 843.72 | 843.72 | 11.48
380 | 16 | 1 | 18.61 | 30.28 | 37.12 | 62.12 | 843.72 | 843.72 | 11.48
381 | 16 | 1 | 18.36 | 28.12 | 37.12 | 59.23 | 211.85 | 640.06 | 11.48
382 | 16 | 1 | 18.34 | 26.51 | 37.12 | 53.77 | 180.07 | 603.31 | 10.58
383 | 16 | 1 | 18.36 | 26.51 | 37.12 | 59.23 | 211.85 | 603.31 | 11.48
384 | 16 | 1 | 18.36 | 26.51 | 37.12 | 55.88 | 211.85 | 603.31 | 11.48
385 | 17 | 1 | 18.25 | 25.74 | 37.12 | 51.44 | 166.46 | 603.31 | 11.48
386 | 17 | 1 | 15.82 | 25.74 | 37.12 | 50.35 | 164.79 | 147.82 | 11.48
387 | 17 | 1 | 15.82 | 25.74 | 37.12 | 50.35 | 164.79 | 146.34 | 11.48
388 | 17 | 1 | 15.82 | 25.74 | 30.5 | 48.88 | 164.79 | 146.34 | 11.48
389 | 17 | 1 | 15.82 | 25.74 | 30.61 | 48.88 | 164.79 | 146.34 | 11.48
390 | 17 | 1 | 15.82 | 25.74 | 30.95 | 48.88 | 164.79 | 146.34 | 11.48
391 | 17 | 1 | 15.82 | 25.74 | 37.12 | 50.35 | 164.79 | 146.34 | 11.48
392 | 17 | 1 | 15.82 | 25.74 | 37.12 | 50.35 | 164.79 | 147.82 | 11.48
393 | 17 | 1 | 16.78 | 25.74 | 37.12 | 50.35 | 164.79 | 172.17 | 11.48
394 | 17 | 1 | 18.36 | 26.05 | 37.12 | 51.44 | 174.83 | 172.17 | 0.1
395 | 17 | 1 | 18.36 | 26.35 | 37.12 | 52.67 | 166.46 | 147.82 | 0.1
396 | 17 | 1 | 18.34 | 25.74 | 30.95 | 52.67 | 166.46 | 146.34 | 0.1
397 | 17 | 1 | 18.34 | 25.74 | 30.95 | 52.67 | 166.46 | 146.34 | 0.1
398 | 17 | 1 | 15.82 | 25.74 | 37.12 | 50.35 | 164.79 | 74.35 | 0.1
399 | 17 | 1 | 15.82 | 25.74 | 37.12 | 50.35 | 164.79 | 72.19 | 8.65
400 | 17 | 1 | 15.82 | 25.74 | 37.12 | 50.35 | 164.79 | 72.19 | 0.97
401 | 17 | 1 | 15.82 | 25.74 | 37.12 | 52.67 | 164.79 | 146.34 | 0.1
402 | 17 | 1 | 18.34 | 27.29 | 37.12 | 59.23 | 174.83 | 172.17 | 11.48
403 | 17 | 1 | 18.61 | 27.29 | 37.12 | 59.23 | 221.94 | 173.91 | 11.48
404 | 17 | 1 | 18.36 | 26.51 | 30.95 | 59.23 | 193.88 | 146.34 | 11.48
405 | 17 | 1 | 18.34 | 25.74 | 30.95 | 52.67 | 166.46 | 146.34 | 11.48
406 | 17 | 1 | 17.83 | 25.74 | 30.68 | 50.35 | 164.79 | 146.34 | 11.48
407 | 17 | 1 | 18.34 | 25.74 | 30.68 | 50.85 | 164.79 | 146.34 | 11.48
408 | 17 | 1 | 18.34 | 25.74 | 30.35 | 51.44 | 164.79 | 146.34 | 11.48
409 | 18 | 1 | 15.82 | 25.74 | 30.17 | 52.67 | 164.79 | 146.34 | 11.48
410 | 18 | 1 | 15.82 | 25.74 | 30.17 | 52.67 | 164.79 | 146.34 | 11.48
411 | 18 | 1 | 15.82 | 25.74 | 30.17 | 50.35 | 164.79 | 146.34 | 17.84
412 | 18 | 1 | 15.82 | 25.74 | 30.17 | 48.88 | 164.79 | 146.34 | 17.84
413 | 18 | 1 | 15.82 | 25.74 | 25.87 | 50.35 | 164.79 | 146.34 | 17.84
414 | 18 | 1 | 15.82 | 25.74 | 30.31 | 58.75 | 426.76 | 570.57 | 17.9
415 | 18 | 1 | 18.92 | 28.15 | 30.31 | 843.72 | 843.72 | 843.72 | 18.22
416 | 18 | 1 | 18.92 | 38.2 | 30.31 | 843.72 | 869.03 | 843.72 | 18.44
417 | 18 | 1 | 18.92 | 39.51 | 30.95 | 843.72 | 869.03 | 843.72 | 18.72
418 | 18 | 1 | 18.92 | 39.51 | 30.68 | 843.72 | 869.03 | 843.72 | 18.44
419 | 18 | 1 | 18.92 | 39.51 | 29.93 | 843.72 | 869.03 | 843.72 | 18.44
420 | 18 | 1 | 18.92 | 39.51 | 30.5 | 843.72 | 869.03 | 843.72 | 18.35
421 | 18 | 1 | 18.92 | 38.2 | 25.87 | 843.72 | 869.03 | 843.72 | 18.35
422 | 18 | 1 | 18.92 | 38.2 | 30.5 | 843.72 | 869.03 | 843.72 | 11.48
423 | 18 | 1 | 18.92 | 38.2 | 30.5 | 869.03 | 869.03 | 843.72 | 18.23
424 | 18 | 1 | 19.02 | 38.2 | 30.68 | 869.03 | 869.03 | 869.03 | 23.34
425 | 18 | 1 | 19.59 | 39.51 | 30.95 | 869.03 | 869.03 | 869.03 | 18.55
426 | 18 | 1 | 19.59 | 869.03 | 37.12 | 869.03 | 869.03 | 869.03 | 32.76
427 | 18 | 1 | 19.84 | 869.03 | 37.12 | 869.03 | 869.03 | 869.03 | 25.65
428 | 18 | 1 | 19.59 | 39.81 | 37.12 | 869.03 | 869.03 | 869.03 | 25.65
429 | 18 | 1 | 19.59 | 38.2 | 37.12 | 869.03 | 869.03 | 869.03 | 25.65
430 | 18 | 1 | 18.92 | 37.09 | 37.12 | 843.72 | 869.03 | 869.03 | 25.65
431 | 18 | 1 | 18.92 | 37.09 | 37.12 | 843.72 | 869.03 | 869.03 | 25.87
432 | 18 | 1 | 18.92 | 36.64 | 37.12 | 869.03 | 869.03 | 869.03 | 27.79
433 | 19 | 1 | 18.92 | 33.58 | 37.12 | 843.72 | 869.03 | 869.03 | 25.65
434 | 19 | 1 | 18.81 | 33.58 | 37.12 | 843.72 | 869.03 | 869.03 | 25.65
435 | 19 | 1 | 18.36 | 32.79 | 30.5 | 760.84 | 869.03 | 869.03 | 25.65
436 | 19 | 1 | 18.36 | 32.79 | 30.5 | 738.68 | 860.34 | 869.03 | 25.65
437 | 19 | 1 | 18.36 | 33.58 | 30.5 | 738.68 | 860.34 | 860.34 | 25.65
438 | 19 | 1 | 18.92 | 33.58 | 30.5 | 843.72 | 860.34 | 869.03 | 25.65
439 | 19 | 1 | 19.48 | 869.03 | 30.5 | 869.03 | 869.03 | 869.03 | 32.22
440 | 19 | 1 | 19.71 | 869.03 | 37.12 | 869.03 | 869.03 | 869.03 | 32.22
441 | 19 | 1 | 19.84 | 869.03 | 37.12 | 869.03 | 869.03 | 869.03 | 32.22
442 | 19 | 1 | 19.84 | 869.03 | 31.21 | 869.03 | 869.03 | 869.03 | 32.22
443 | 19 | 1 | 19.59 | 869.03 | 30.68 | 869.03 | 869.03 | 869.03 | 18.92
444 | 19 | 1 | 19.59 | 869.03 | 30.5 | 869.03 | 869.03 | 869.03 | 11.48
445 | 19 | 1 | 19.59 | 869.03 | 27.86 | 869.03 | 869.03 | 869.03 | 11.48
446 | 19 | 1 | 19.59 | 869.03 | 16.2 | 869.03 | 869.03 | 869.03 | 31.29
447 | 19 | 1 | 19.59 | 869.03 | 27.86 | 869.03 | 869.03 | 869.03 | 31.29
448 | 19 | 1 | 19.59 | 869.03 | 30.5 | 869.03 | 869.03 | 869.03 | 25.65
449 | 19 | 1 | 19.59 | 869.03 | 28.4 | 869.03 | 869.03 | 869.03 | 32.22
450 | 19 | 1 | 19.84 | 869.03 | 30.5 | 869.03 | 869.03 | 869.03 | 32.22
451 | 19 | 1 | 20.18 | 869.03 | 30.5 | 869.03 | 869.03 | 869.03 | 32.22
452 | 19 | 1 | 19.84 | 869.03 | 30.5 | 869.03 | 869.03 | 869.03 | 32.22
453 | 19 | 1 | 19.59 | 869.03 | 30.5 | 869.03 | 869.03 | 869.03 | 32.22
454 | 19 | 1 | 19.02 | 38.2 | 29.45 | 869.03 | 869.03 | 869.03 | 32.22
455 | 19 | 1 | 19.26 | 37.09 | 29.45 | 869.03 | 869.03 | 869.03 | 32.22
456 | 19 | 1 | 18.92 | 37.09 | 25.87 | 869.03 | 869.03 | 869.03 | 32.22
457 | 20 | 1 | 18.92 | 37.09 | 25.87 | 860.34 | 869.03 | 869.03 | 30.36
458 | 20 | 1 | 18.92 | 37.09 | 17.55 | 843.72 | 869.03 | 869.03 | 25.87
459 | 20 | 1 | 18.58 | 36.94 | 17.55 | 760.84 | 869.03 | 869.03 | 25.65
460 | 20 | 1 | 18.36 | 36.94 | 17.55 | 760.84 | 869.03 | 869.03 | 25.65
461 | 20 | 1 | 18.36 | 36.94 | 17.55 | 738.68 | 869.03 | 869.03 | 25.65
462 | 20 | 1 | 18.92 | 36.94 | 17.55 | 860.34 | 869.03 | 869.03 | 25.65
463 | 20 | 1 | 19.48 | 869.03 | 21.36 | 869.03 | 869.03 | 869.03 | 31.29
464 | 20 | 1 | 19.71 | 869.03 | 21.36 | 869.03 | 869.03 | 869.03 | 30.37
465 | 20 | 1 | 19.84 | 869.03 | 25.87 | 869.03 | 869.03 | 869.03 | 32.21
466 | 20 | 1 | 19.84 | 869.03 | 29.45 | 869.03 | 869.03 | 869.03 | 31.29
467 | 20 | 1 | 19.84 | 869.03 | 27.86 | 869.03 | 869.03 | 869.03 | 31.29
468 | 20 | 1 | 19.59 | 869.03 | 27.86 | 869.03 | 869.03 | 869.03 | 25.65
469 | 20 | 1 | 19.59 | 869.03 | 29.99 | 869.03 | 869.03 | 869.03 | 25.65
470 | 20 | 1 | 19.59 | 760.84 | 30.5 | 869.03 | 869.03 | 869.03 | 30.91
471 | 20 | 1 | 19.59 | 760.84 | 30.5 | 869.03 | 869.03 | 869.03 | 20.4
472 | 20 | 1 | 19.59 | 869.03 | 30.68 | 869.03 | 869.03 | 869.03 | 20.4
473 | 20 | 1 | 19.59 | 869.03 | 32.49 | 869.03 | 869.03 | 869.03 | 29.82
474 | 20 | 1 | 19.59 | 869.03 | 32.49 | 869.03 | 869.03 | 869.03 | 32.76
475 | 20 | 1 | 19.84 | 869.03 | 37.12 | 869.03 | 869.03 | 869.03 | 31.29
476 | 20 | 1 | 19.84 | 869.03 | 31.21 | 869.03 | 869.03 | 869.03 | 25.65
477 | 20 | 1 | 19.59 | 39.34 | 30.68 | 869.03 | 869.03 | 869.03 | 25.65
478 | 20 | 1 | 18.92 | 37.09 | 30.68 | 860.34 | 869.03 | 869.03 | 22.15
479 | 20 | 1 | 18.92 | 36.94 | 30.5 | 860.34 | 869.03 | 860.34 | 18.35
480 | 20 | 1 | 18.92 | 32.47 | 30.44 | 843.72 | 869.03 | 860.34 | 18.7
481 | 21 | 1 | 18.92 | 31.84 | 29.11 | 843.72 | 869.03 | 860.34 | 11.48
482 | 21 | 1 | 18.81 | 30.91 | 29.11 | 783.66 | 860.34 | 843.72 | 11.48
483 | 21 | 1 | 18.36 | 28.12 | 29.11 | 760.84 | 843.72 | 843.72 | 11.48
484 | 21 | 1 | 18.34 | 27.83 | 25.87 | 738.68 | 843.72 | 843.72 | 11.48
485 | 21 | 1 | 18.34 | 28.12 | 25.87 | 738.68 | 843.72 | 843.72 | 11.48
486 | 21 | 1 | 18.49 | 32.47 | 25.87 | 843.72 | 843.72 | 843.72 | 11.48
487 | 21 | 1 | 18.92 | 38.2 | 29.57 | 860.34 | 860.34 | 843.72 | 11.48
488 | 21 | 1 | 19.26 | 44.94 | 30.44 | 869.03 | 869.03 | 869.03 | 11.48
489 | 21 | 1 | 19.26 | 869.03 | 30.5 | 869.03 | 869.03 | 869.03 | 11.48
490 | 21 | 1 | 19.59 | 44.94 | 30.68 | 869.03 | 869.03 | 869.03 | 11.48
491 | 21 | 1 | 19.02 | 44.94 | 30.68 | 869.03 | 869.03 | 869.03 | 11.48
492 | 21 | 1 | 19.02 | 44.94 | 30.5 | 869.03 | 869.03 | 869.03 | 11.48
493 | 21 | 1 | 19.02 | 39.81 | 30.5 | 869.03 | 869.03 | 860.34 | 17.9
494 | 21 | 1 | 19.02 | 38.2 | 30.5 | 869.03 | 869.03 | 860.34 | 17.9
495 | 21 | 1 | 19.02 | 38.2 | 30.32 | 869.03 | 869.03 | 869.03 | 18.44
496 | 21 | 1 | 19.02 | 38.33 | 30.68 | 869.03 | 869.03 | 869.03 | 18.44
497 | 21 | 1 | 19.26 | 44.94 | 30.68 | 869.03 | 869.03 | 869.03 | 11.48
498 | 21 | 1 | 19.59 | 869.03 | 30.68 | 869.03 | 869.03 | 869.03 | 25.65
499 | 21 | 1 | 19.84 | 869.03 | 31.21 | 869.03 | 869.03 | 869.03 | 17.79
500 | 21 | 1 | 19.59 | 869.03 | 37.12 | 869.03 | 869.03 | 869.03 | 11.48
501 | 21 | 1 | 19.59 | 39.34 | 37.12 | 869.03 | 869.03 | 869.03 | 11.48
502 | 21 | 1 | 18.92 | 37.09 | 30.95 | 869.03 | 869.03 | 869.03 | 11.48
503 | 21 | 1 | 18.92 | 37.09 | 37.12 | 869.03 | 869.03 | 869.03 | 11.48
504 | 21 | 1 | 18.92 | 36.94 | 31.22 | 869.03 | 869.03 | 869.03 | 11.48
505 | 22 | 1 | 18.92 | 36.94 | 30.5 | 843.72 | 869.03 | 869.03 | 11.48
506 | 22 | 1 | 18.81 | 36.94 | 30.5 | 783.66 | 869.03 | 869.03 | 11.48
507 | 22 | 1 | 18.36 | 32.36 | 30.5 | 760.84 | 869.03 | 869.03 | 11.48
508 | 22 | 1 | 18.36 | 28.12 | 30.5 | 738.68 | 860.34 | 869.03 | 11.48
509 | 22 | 1 | 18.36 | 32.79 | 30.5 | 738.68 | 860.34 | 869.03 | 11.48
510 | 22 | 1 | 18.92 | 36.94 | 30.5 | 843.72 | 860.34 | 869.03 | 18.23
511 | 22 | 1 | 19.26 | 39.01 | 30.5 | 869.03 | 869.03 | 869.03 | 18.44
512 | 22 | 1 | 19.59 | 45.89 | 30.95 | 869.03 | 869.03 | 869.03 | 18.44
513 | 22 | 1 | 19.84 | 869.03 | 30.95 | 869.03 | 869.03 | 869.03 | 18.44
514 | 22 | 1 | 19.59 | 869.03 | 30.95 | 869.03 | 869.03 | 869.03 | 18.44
515 | 22 | 1 | 19.59 | 44.55 | 30.95 | 869.03 | 869.03 | 869.03 | 18.44
516 | 22 | 1 | 19.59 | 44.55 | 37.12 | 869.03 | 869.03 | 869.03 | 18.92
517 | 22 | 1 | 19.02 | 39.51 | 37.12 | 869.03 | 869.03 | 869.03 | 18.44
518 | 22 | 1 | 19.02 | 38.2 | 37.12 | 869.03 | 869.03 | 869.03 | 18.92
519 | 22 | 1 | 19.02 | 38.2 | 37.12 | 869.03 | 869.03 | 869.03 | 24.46
520 | 22 | 1 | 19.02 | 38.2 | 37.12 | 869.03 | 869.03 | 869.03 | 26.85
521 | 22 | 1 | 19.02 | 43.25 | 43.44 | 869.03 | 869.03 | 869.03 | 26.34
522 | 22 | 1 | 19.59 | 869.03 | 46.2 | 869.03 | 869.03 | 869.03 | 31.29
523 | 22 | 1 | 19.59 | 44.55 | 46.2 | 869.03 | 869.03 | 869.03 | 31.29
524 | 22 | 1 | 19.59 | 39.34 | 46.2 | 869.03 | 869.03 | 869.03 | 31.29
525 | 22 | 1 | 19.02 | 38.05 | 46.2 | 852.24 | 869.03 | 869.03 | 31.29
526 | 22 | 1 | 18.81 | 37.09 | 46.2 | 843.72 | 869.03 | 869.03 | 31.29
527 | 22 | 1 | 18.92 | 36.01 | 46.2 | 843.72 | 869.03 | 869.03 | 26.34
528 | 22 | 1 | 18.81 | 30.91 | 37.12 | 843.72 | 869.03 | 869.03 | 25.65
529 | 23 | 1 | 18.34 | 27.3 | 37.12 | 62.12 | 843.72 | 869.03 | 25.65
530 | 23 | 1 | 17.94 | 27.3 | 37.12 | 62.12 | 843.72 | 852.24 | 25.65
531 | 23 | 1 | 17.81 | 27.29 | 37.12 | 62.12 | 835.28 | 843.72 | 25.65
532 | 23 | 1 | 17.81 | 26.51 | 37.12 | 62.12 | 835.28 | 843.72 | 24.91
533 | 23 | 1 | 17.81 | 26.51 | 37.12 | 62.12 | 835.28 | 843.72 | 25.65
534 | 23 | 1 | 17.81 | 27.29 | 37.12 | 62.12 | 835.28 | 843.72 | 24.46
535 | 23 | 1 | 17.83 | 27.29 | 37.12 | 62.12 | 835.28 | 843.72 | 26.85
536 | 23 | 1 | 18.16 | 27.3 | 37.12 | 62.12 | 843.72 | 852.24 | 25.65
537 | 23 | 1 | 18.36 | 31.84 | 37.12 | 73.08 | 843.72 | 869.03 | 25.65
538 | 23 | 1 | 18.36 | 32.11 | 37.12 | 73.08 | 869.03 | 869.03 | 25.65
539 | 23 | 1 | 18.36 | 31.84 | 37.12 | 73.08 | 869.03 | 869.03 | 25.65
540 | 23 | 1 | 18.36 | 31.84 | 37.12 | 73.08 | 869.03 | 852.24 | 25.65
541 | 23 | 1 | 18.36 | 30.91 | 37.12 | 73.08 | 843.72 | 843.72 | 24.91
542 | 23 | 1 | 18.16 | 30.91 | 36.84 | 70.95 | 843.72 | 843.72 | 24.91
543 | 23 | 1 | 18.16 | 29.86 | 36.84 | 62.75 | 843.72 | 843.72 | 18.92
544 | 23 | 1 | 18.16 | 31.19 | 37.12 | 62.75 | 843.72 | 843.72 | 26.85
545 | 23 | 1 | 18.36 | 32.11 | 43.44 | 73.08 | 843.72 | 860.34 | 28.11
546 | 23 | 1 | 18.36 | 36.01 | 46.2 | 73.08 | 869.03 | 869.03 | 38.12
547 | 23 | 1 | 18.81 | 32.11 | 46.2 | 73.08 | 869.03 | 869.03 | 31.29
548 | 23 | 1 | 18.36 | 31.84 | 46.2 | 64.2 | 869.03 | 869.03 | 31.29
549 | 23 | 1 | 18.16 | 27.3 | 46.2 | 62.12 | 843.72 | 843.72 | 31.29
550 | 23 | 1 | 17.94 | 26.5 | 46.2 | 62.12 | 835.28 | 843.72 | 31.29
551 | 23 | 1 | 18.16 | 25.74 | 46.2 | 57.04 | 835.28 | 843.72 | 25.65
552 | 23 | 1 | 15.82 | 25.74 | 43.44 | 52.67 | 575.24 | 843.72 | 25.65
553 | 24 | 1 | 15.82 | 25.74 | 46.2 | 46.11 | 61.4 | 64.14 | 25.65
554 | 24 | 1 | 13.69 | 25.29 | 43.44 | 46.11 | 47.45 | 53.71 | 25.65
555 | 24 | 1 | 12.9 | 24.84 | 37.12 | 43.02 | 46.53 | 48.86 | 25.65
556 | 24 | 1 | 12.66 | 24.84 | 37.12 | 43.02 | 46.07 | 48.26 | 25.65
557 | 24 | 1 | 12.49 | 24.84 | 37.12 | 38.03 | 46.07 | 48.26 | 25.65
558 | 24 | 1 | 12.66 | 24.84 | 37.12 | 38.03 | 46.07 | 48.26 | 25.65
559 | 24 | 1 | 12.66 | 24.84 | 46.2 | 38.03 | 46.07 | 48.26 | 31.29
560 | 24 | 1 | 13.04 | 24.84 | 46.2 | 42.19 | 46.07 | 48.26 | 31.29
561 | 24 | 1 | 13.43 | 24.84 | 46.2 | 43.02 | 46.07 | 48.26 | 31.29
562 | 24 | 1 | 14.05 | 24.99 | 46.2 | 46.03 | 46.53 | 48.86 | 25.65
563 | 24 | 1 | 14.27 | 24.99 | 43.44 | 46.03 | 54.2 | 49.07 | 25.65
564 | 24 | 1 | 14.27 | 24.99 | 37.12 | 46.03 | 54.2 | 48.66 | 25.65
565 | 24 | 1 | 14.25 | 24.99 | 37.12 | 46.03 | 46.54 | 48.26 | 26.85
566 | 24 | 1 | 13.24 | 24.84 | 37.12 | 43.46 | 46.07 | 48.26 | 11.48
567 | 24 | 1 | 12.66 | 24.84 | 37.12 | 43.46 | 46.07 | 47.44 | 25.65
568 | 24 | 1 | 12.85 | 24.84 | 43.44 | 43.56 | 45.99 | 48.26 | 22.73
569 | 24 | 1 | 12.85 | 24.84 | 46.2 | 43.56 | 46.07 | 48.26 | 28.57
570 | 24 | 1 | 14.27 | 25.74 | 46.2 | 44.93 | 61.4 | 60.46 | 25.87
571 | 24 | 1 | 15.82 | 26.53 | 46.87 | 47.85 | 61.4 | 66.06 | 25.65
572 | 24 | 1 | 15.82 | 25.74 | 46.2 | 47.85 | 61.4 | 66.06 | 25.65
573 | 24 | 1 | 15.59 | 25.74 | 46.2 | 47.85 | 61.4 | 64.14 | 25.65
574 | 24 | 1 | 14.27 | 25.29 | 46.2 | 47.85 | 52.19 | 56.15 | 25.65
575 | 24 | 1 | 15.82 | 25.74 | 46.2 | 47.85 | 52.19 | 62.27 | 18.92
576 | 24 | 1 | 15.82 | 25.59 | 43.42 | 47.46 | 52.19 | 56.15 | 11.48
577 | 25 | 1 | 13.83 | 24.99 | 37.12 | 47.46 | 61.4 | 68.05 | 11.48
578 | 25 | 1 | 13.45 | 24.99 | 37.12 | 47.46 | 61.4 | 68.05 | 17.9
579 | 25 | 1 | 13.45 | 24.84 | 37.12 | 46.11 | 61.4 | 68.05 | 11.48
580 | 25 | 1 | 13.43 | 24.84 | 37.12 | 46.11 | 52.19 | 68.05 | 11.48
581 | 25 | 1 | 13.45 | 24.84 | 30.5 | 47.46 | 52.19 | 68.05 | 11.48
582 | 25 | 1 | 14.27 | 25.59 | 30.5 | 47.85 | 67.09 | 147.82 | 11.48
583 | 25 | 1 | 18.36 | 28.11 | 30.95 | 57.04 | 577.16 | 738.68 | 11.48
584 | 25 | 1 | 18.36 | 35.87 | 30.95 | 64.2 | 843.72 | 843.72 | 11.48
585 | 25 | 1 | 18.81 | 36.94 | 30.95 | 73.33 | 843.72 | 843.72 | 11.48
586 | 25 | 1 | 18.36 | 36.94 | 30.44 | 73.08 | 843.72 | 843.72 | 5.81
587 | 25 | 1 | 18.36 | 36.94 | 30.17 | 73.08 | 843.72 | 843.72 | 0.1
588 | 25 | 1 | 18.36 | 36.94 | 30.31 | 73.08 | 843.72 | 843.72 | 0.1
589 | 25 | 1 | 18.34 | 36.01 | 30.5 | 73.08 | 843.72 | 795.29 | 11.48
590 | 25 | 1 | 18.16 | 36.01 | 27.44 | 73.08 | 843.72 | 795.29 | 0.1
591 | 25 | 1 | 18.16 | 35.87 | 29.76 | 62.12 | 843.72 | 738.68 | 0.1
592 | 25 | 1 | 18.16 | 35.87 | 30.11 | 73.08 | 843.72 | 843.72 | 0.1
593 | 25 | 1 | 18.16 | 35.97 | 30.5 | 73.08 | 843.72 | 843.72 | 0.1
594 | 25 | 1 | 18.36 | 37.09 | 30.68 | 843.72 | 843.72 | 843.72 | 11.48
595 | 25 | 1 | 18.92 | 37.09 | 30.68 | 843.72 | 869.03 | 843.72 | 10.58
596 | 25 | 1 | 18.36 | 36.94 | 30.5 | 73.08 | 843.72 | 843.72 | 3.62
597 | 25 | 1 | 18.34 | 31.15 | 30.5 | 62.12 | 843.72 | 843.72 | 3.62
598 | 25 | 1 | 18.16 | 27.3 | 30.5 | 60.31 | 577.16 | 738.68 | 0.97
599 | 25 | 1 | 17.94 | 25.74 | 30.5 | 57.04 | 517.13 | 623.48 | 0.97
600 | 25 | 1 | 17.72 | 25.74 | 30.5 | 53.77 | 439.56 | 623.48 | 0.97
601 | 26 | 1 | 15.82 | 25.74 | 30.17 | 47.85 | 414.33 | 147.82 | 0.1
602 | 26 | 1 | 15.59 | 25.29 | 29.76 | 47.85 | 414.33 | 146.34 | 10.58
603 | 26 | 1 | 14.27 | 24.99 | 29.76 | 47.85 | 164.79 | 146.34 | 4.32
604 | 26 | 1 | 13.83 | 24.99 | 29.76 | 47.85 | 61.4 | 72.19 | 0.64
605 | 26 | 1 | 13.83 | 24.99 | 30.06 | 47.85 | 61.4 | 70.09 | 0.97
606 | 26 | 1 | 15.59 | 25.29 | 30.17 | 47.85 | 159.99 | 72.19 | 0.1
607 | 26 | 1 | 17.29 | 25.74 | 30.44 | 47.85 | 414.33 | 146.34 | 11.48
608 | 26 | 1 | 18.34 | 29.36 | 30.5 | 60.31 | 575.24 | 172.17 | 11.48
609 | 26 | 1 | 18.34 | 29.76 | 30.68 | 60.31 | 575.24 | 172.17 | 11.48
610 | 26 | 1 | 18.34 | 29.76 | 30.68 | 60.31 | 528.18 | 172.17 | 11.48
611 | 26 | 1 | 18.34 | 29.76 | 30.68 | 60.31 | 492.37 | 147.82 | 11.48
612 | 26 | 1 | 18.34 | 29.76 | 30.68 | 60.31 | 507.14 | 172.17 | 11.48
613 | 26 | 1 | 18.16 | 28.11 | 30.95 | 60.31 | 487.45 | 147.82 | 17.6
614 | 26 | 1 | 17.94 | 27.33 | 30.95 | 60.31 | 431.07 | 147.82 | 17.6
615 | 26 | 1 | 17.94 | 27.3 | 30.95 | 58.94 | 431.07 | 147.82 | 17.6
616 | 26 | 1 | 17.94 | 27.3 | 37.12 | 51.26 | 473.25 | 147.82 | 11.48
617 | 26 | 1 | 17.94 | 29.76 | 30.95 | 60.31 | 473.25 | 172.17 | 11.48
618 | 26 | 1 | 18.34 | 33.81 | 30.95 | 61.97 | 610.28 | 795.29 | 11.48
619 | 26 | 1 | 18.34 | 33.81 | 37.12 | 63.83 | 843.72 | 819.14 | 11.48
620 | 26 | 1 | 18.34 | 29.76 | 30.95 | 60.31 | 575.24 | 603.31 | 11.48
621 | 26 | 1 | 17.53 | 27.29 | 30.95 | 49.82 | 487.45 | 172.17 | 11.48
622 | 26 | 1 | 15.82 | 25.74 | 30.95 | 47.85 | 414.33 | 146.34 | 7.67
623 | 26 | 1 | 15.82 | 25.74 | 30.95 | 47.85 | 414.33 | 146.34 | 0.97
624 | 26 | 1 | 15.82 | 25.74 | 30.68 | 47.85 | 164.79 | 146.34 | 0.1
625 | 27 | 1 | 15.59 | 24.99 | 30.35 | 47.85 | 61.4 | 72.19 | 11.48
626 | 27 | 1 | 14.27 | 24.99 | 30.18 | 47.15 | 61.4 | 72.19 | 11.48
627 | 27 | 1 | 13.45 | 24.84 | 30.18 | 46.03 | 61.4 | 72.19 | 11.48
628 | 27 | 1 | 13.45 | 24.84 | 30.06 | 46.03 | 48.87 | 72.19 | 11.48
629 | 27 | 1 | 13.45 | 24.84 | 30.06 | 47.41 | 61.4 | 72.19 | 11.48
630 | 27 | 1 | 14.27 | 25.29 | 30.31 | 47.85 | 61.4 | 146.34 | 11.48
631 | 27 | 1 | 17.83 | 26.05 | 30.5 | 54.39 | 426.76 | 617.25 | 11.48
632 | 27 | 1 | 18.36 | 35.07 | 30.68 | 62.12 | 575.24 | 733.51 | 11.48
633 | 27 | 1 | 18.7 | 36.94 | 30.68 | 62.12 | 608.39 | 843.72 | 11.48
634 | 27 | 1 | 18.7 | 36.94 | 30.68 | 62.12 | 608.39 | 755.51 | 0.1
635 | 27 | 1 | 18.7 | 36.94 | 29.93 | 62.12 | 608.39 | 642.18 | 0.1
636 | 27 | 1 | 18.7 | 36.94 | 30.31 | 62.12 | 608.39 | 642.18 | 0.1
637 | 27 | 1 | 18.36 | 36.94 | 30.29 | 62.12 | 575.24 | 642.18 | 0.1
638 | 27 | 1 | 18.36 | 36.94 | 29.75 | 62.12 | 575.24 | 642.18 | 0.1
639 | 27 | 1 | 18.7 | 36.94 | 30.5 | 62.12 | 610.28 | 642.18 | 10.58
640 | 27 | 1 | 18.7 | 36.94 | 30.5 | 62.12 | 612.31 | 843.72 | 11.48
641 | 27 | 1 | 18.7 | 36.94 | 30.68 | 62.12 | 612.31 | 843.72 | 11.48
642 | 27 | 1 | 18.92 | 36.94 | 37.12 | 67.88 | 869.03 | 869.03 | 11.48
643 | 27 | 1 | 18.92 | 36.94 | 37.12 | 80.13 | 869.03 | 869.03 | 11.48
644 | 27 | 1 | 18.7 | 36.94 | 37.12 | 64.2 | 843.72 | 843.72 | 11.48
645 | 27 | 1 | 18.36 | 36.01 | 37.12 | 62.12 | 612.31 | 843.72 | 25.2
646 | 27 | 1 | 18.16 | 27.3 | 37.12 | 62.12 | 502.07 | 843.72 | 25.65
647 | 27 | 1 | 18.16 | 26.51 | 37.12 | 57.56 | 497.05 | 617.25 | 25.65
648 | 27 | 1 | 17.94 | 25.74 | 37.12 | 55.88 | 426.76 | 617.25 | 25.65
649 | 28 | 1 | 14.27 | 25.74 | 37.12 | 47.85 | 61.4 | 70.09 | 25.65
650 | 28 | 1 | 14.05 | 24.99 | 37.12 | 45.38 | 60.79 | 64.14 | 25.65
651 | 28 | 1 | 13.45 | 24.84 | 30.5 | 44.29 | 58.74 | 61.36 | 25.65
652 | 28 | 1 | 13.04 | 24.84 | 30.5 | 43.56 | 58.74 | 54.87 | 20.4
653 | 28 | 1 | 13.04 | 24.84 | 30.5 | 42.19 | 58.74 | 54.87 | 20.4
654 | 28 | 1 | 13.45 | 24.99 | 30.5 | 44.92 | 59.33 | 61.36 | 18.92
655 | 28 | 1 | 15.82 | 25.74 | 37.12 | 46.11 | 65.14 | 68.05 | 25.65
656 | 28 | 1 | 16.52 | 26.5 | 38.51 | 49.64 | 159.99 | 81.81 | 25.65
657 | 28 | 1 | 16.52 | 25.74 | 43.44 | 49.64 | 155.33 | 79.43 | 25.65
658 | 28 | 1 | 15.82 | 25.74 | 37.12 | 49.64 | 81.05 | 72.19 | 23.44
659 | 28 | 1 | 15.82 | 25.74 | 31.21 | 46.11 | 67.09 | 66.06 | 18.44
660 | 28 | 1 | 15.82 | 25.59 | 30.68 | 46.11 | 61.4 | 55.68 | 11.48
661 | 28 | 1 | 15.82 | 25.29 | 30.68 | 46.11 | 59.61 | 53.71 | 11.48
662 | 28 | 1 | 13.43 | 24.99 | 30.67 | 46.03 | 58.74 | 53.71 | 11.48
663 | 28 | 1 | 13.43 | 24.84 | 30.67 | 44.93 | 57.88 | 53.27 | 11.48
664 | 28 | 1 | 13.04 | 24.84 | 37.12 | 44.93 | 55.37 | 53.51 | 18.44
665 | 28 | 1 | 13.04 | 24.99 | 37.12 | 45.38 | 56.65 | 53.51 | 18.34
666 | 28 | 1 | 13.45 | 25.74 | 43.74 | 46.11 | 61.4 | 54.25 | 18.99
667 | 28 | 1 | 15.82 | 25.74 | 43.74 | 48.2 | 65.14 | 62.67 | 25.65
668 | 28 | 1 | 15.82 | 25.74 | 43.74 | 46.79 | 61.11 | 53.71 | 25.65
669 | 28 | 1 | 15.8 | 24.99 | 43.74 | 46.11 | 58.74 | 53.71 | 25.65
670 | 28 | 1 | 13.43 | 24.84 | 43.74 | 44.93 | 48.15 | 53.71 | 25.65
671 | 28 | 1 | 15.34 | 24.99 | 43.74 | 44.93 | 56.65 | 50.33 | 25.65
672 | 28 | 1 | 13.04 | 24.99 | 43.74 | 44.74 | 56.65 | 50.33 | 25.65
673 | 29 | 1 | 13.04 | 24.84 | 37.12 | 39.2 | 45.18 | 43.41 | 18.92
674 | 29 | 1 | 12.66 | 24.84 | 37.12 | 38.03 | 42.63 | 34.68 | 18.92
675 | 29 | 1 | 12.32 | 24.84 | 37.12 | 32.77 | 40.33 | 33.67 | 18.44
676 | 29 | 1 | 11.98 | 23.41 | 37.12 | 31.84 | 39.16 | 33.67 | 18.34
677 | 29 | 1 | 11.98 | 24.11 | 37.12 | 33.09 | 40.27 | 34.25 | 18.34
678 | 29 | 1 | 12.66 | 24.84 | 37.12 | 39.2 | 42.69 | 43.41 | 17.9
679 | 29 | 1 | 13.04 | 24.84 | 37.12 | 46.11 | 57.3 | 53.17 | 22.53
680 | 29 | 1 | 15.82 | 25.74 | 37.12 | 46.11 | 61.4 | 53.71 | 12.73
681 | 29 | 1 | 15.82 | 25.74 | 37.12 | 46.11 | 61.4 | 55.12 | 11.48
682 | 29 | 1 | 15.82 | 25.74 | 31.39 | 46.11 | 61.4 | 55.12 | 12.73
683 | 29 | 1 | 15.8 | 25.74 | 30.5 | 46.11 | 61.4 | 53.71 | 12.73
684 | 29 | 1 | 15.8 | 25.74 | 30.5 | 46.11 | 60.79 | 54.87 | 11.48
685 | 29 | 1 | 15.8 | 25.74 | 30.5 | 46.11 | 60.79 | 53.71 | 11.48
686 | 29 | 1 | 13.43 | 25.29 | 30.5 | 46.11 | 60.79 | 53.71 | 12.73
687 | 29 | 1 | 13.43 | 24.99 | 30.5 | 46.03 | 60.79 | 53.71 | 11.48
688 | 29 | 1 | 13.43 | 25.29 | 30.5 | 46.03 | 61.4 | 54.32 | 11.48
689 | 29 | 1 | 13.64 | 25.74 | 37.12 | 46.11 | 61.4 | 60.46 | 12.73
690 | 29 | 1 | 15.8 | 26.51 | 43.44 | 46.11 | 61.4 | 68.05 | 25.65
691 | 29 | 1 | 15.82 | 27.29 | 43.74 | 46.11 | 159.99 | 93.45 | 25.65
692 | 29 | 1 | 15.8 | 25.74 | 43.44 | 46.11 | 61.4 | 55.12 | 18.53
693 | 29 | 1 | 14.25 | 24.99 | 43.44 | 46.03 | 61.4 | 55.12 | 18.35
694 | 29 | 1 | 12.85 | 24.84 | 37.12 | 45.57 | 60.79 | 53.71 | 18.35
695 | 29 | 1 | 12.85 | 24.99 | 37.12 | 45.57 | 61.4 | 55.12 | 18.33
696 | 29 | 1 | 13.24 | 24.84 | 37.12 | 45.57 | 61.4 | 54.87 | 11.48
697 | 30 | 1 | 12.66 | 24.84 | 37.12 | 39.2 | 45.55 | 46.85 | 11.48
698 | 30 | 1 | 12.66 | 24.84 | 30.5 | 39.2 | 45.55 | 46.85 | 11.48
699 | 30 | 1 | 12.48 | 24.84 | 30.5 | 39.2 | 41.48 | 46.85 | 11.48
700 | 30 | 1 | 11.63 | 24.84 | 30.42 | 39.2 | 41.48 | 45.49 | 11.48
701 | 30 | 1 | 12.29 | 24.84 | 30.42 | 39.2 | 41.48 | 46.38 | 11.48
702 | 30 | 1 | 12.66 | 24.84 | 30.44 | 39.2 | 41.48 | 46.85 | 11.48
703 | 30 | 1 | 12.66 | 24.84 | 30.44 | 39.2 | 45.55 | 46.85 | 11.48
704 | 30 | 1 | 12.85 | 24.84 | 30.5 | 39.89 | 45.55 | 49.53 | 11.48
705 | 30 | 1 | 13.43 | 24.99 | 30.5 | 44.69 | 46.01 | 55.12 | 11.48
706 | 30 | 1 | 14.47 | 24.99 | 30.5 | 46.03 | 54.13 | 55.12 | 10.58
707 | 30 | 1 | 14.67 | 24.99 | 29.45 | 47.85 | 54.13 | 51.62 | 0.1
708 | 30 | 1 | 14.67 | 24.99 | 29.45 | 47.85 | 54.13 | 50.19 | 6.04
709 | 30 | 1 | 14.25 | 24.99 | 29.45 | 47.85 | 54.13 | 47.32 | 11.48
710 | 30 | 1 | 13.69 | 24.84 | 29.45 | 47.85 | 46.01 | 46.85 | 11.48
711 | 30 | 1 | 12.9 | 24.84 | 29.45 | 43.56 | 46.01 | 46.85 | 11.48
712 | 30 | 1 | 13.04 | 24.99 | 30.5 | 44.69 | 46.01 | 46.85 | 11.48
713 | 30 | 1 | 13.43 | 25.74 | 30.5 | 44.69 | 46.01 | 50.87 | 11.48
714 | 30 | 1 | 15.58 | 26.51 | 30.5 | 46.03 | 61.4 | 68.05 | 11.48
715 | 30 | 1 | 15.82 | 26.51 | 30.5 | 47.85 | 155.33 | 90.73 | 0.97
716 | 30 | 1 | 15.82 | 25.74 | 30.5 | 46.11 | 155.33 | 64.55 | 0.1
717 | 30 | 1 | 14.27 | 25.59 | 30.5 | 46.03 | 61.4 | 64.55 | 1.94
718 | 30 | 1 | 14.27 | 24.99 | 30.5 | 40.96 | 61.4 | 54.87 | 0.97
719 | 30 | 1 | 14.27 | 25.29 | 30.5 | 46.11 | 61.4 | 64.55 | 0.97
720 | 30 | 1 | 14.27 | 25.29 | 29.86 | 46.11 | 61.4 | 64.55 | 0.1
721 | 31 | 1 | 12.66 | 24.84 | 29.76 | 42.29 | 46.54 | 54.87 | 1.94
722 | 31 | 1 | 12.66 | 24.84 | 29.76 | 40.67 | 46.54 | 54.87 | 4.32
723 | 31 | 1 | 12.42 | 24.84 | 29.68 | 40.67 | 46.54 | 54.87 | 4.32
724 | 31 | 1 | 12.42 | 24.84 | 29.76 | 40.67 | 46.54 | 54.32 | 1.94
725 | 31 | 1 | 12.29 | 24.84 | 29.45 | 40.67 | 46.54 | 54.87 | 0.1
726 | 31 | 1 | 12.66 | 24.84 | 30.11 | 42.29 | 46.54 | 54.87 | 0.1
727 | 31 | 1 | 12.66 | 24.84 | 30.5 | 42.29 | 46.54 | 54.87 | 4.32
728 | 31 | 1 | 12.66 | 24.84 | 30.44 | 42.29 | 46.54 | 62.27 | 4.32
729 | 31 | 1 | 13.04 | 24.84 | 30.5 | 43.56 | 47.01 | 64.14 | 0.1
730 | 31 | 1 | 13.64 | 24.99 | 30.5 | 47.46 | 61.4 | 72.19 | 0.1
731 | 31 | 1 | 17.83 | 25.29 | 29.96 | 47.85 | 63.24 | 70.09 | 0.1
732 | 31 | 1 | 17.94 | 25.59 | 28.94 | 49.65 | 65.14 | 68.05 | 0.1
733 | 31 | 1 | 17.94 | 25.29 | 29.45 | 49.65 | 69.11 | 70.09 | 0.1
734 | 31 | 1 | 17.94 | 25.29 | 27.86 | 49.14 | 65.14 | 70.09 | 0.1
735 | 31 | 1 | 17.94 | 25.29 | 27.05 | 49.65 | 132.03 | 72.19 | 0.1
736 | 31 | 1 | 17.94 | 25.29 | 30.11 | 49.65 | 132.03 | 72.19 | 0.1
737 | 31 | 1 | 17.94 | 26.24 | 30.5 | 49.65 | 132.03 | 72.19 | 0.1
738 | 31 | 1 | 17.94 | 27.59 | 30.68 | 51.24 | 182.75 | 147.82 | 11.48
739 | 31 | 1 | 17.94 | 26.51 | 30.68 | 53.77 | 182.75 | 147.82 | 0.1
740 | 31 | 1 | 17.94 | 25.74 | 30.68 | 52.67 | 182.75 | 72.19 | 0.1
741 | 31 | 1 | 17.94 | 25.59 | 30.5 | 51.14 | 132.03 | 68.05 | 0.1
742 | 31 | 1 | 13.43 | 24.84 | 30.5 | 43.56 | 60.79 | 55.42 | 0.1
743 | 31 | 1 | 13.24 | 24.84 | 30.5 | 43.56 | 60.79 | 54.87 | 0.1
744 | 31 | 1 | 12.85 | 24.84 | 29.96 | 43.56 | 47.01 | 54.87 | 0.1
745 | 32 | 2 | 12.85 | 24.84 | 29.78 | 47.85 | 60.79 | 53.71 | 0.1
746 | 32 | 2 | 12.66 | 24.84 | 25.87 | 45.57 | 60.79 | 53.71 | 0.1
747 | 32 | 2 | 12.66 | 24.84 | 25.87 | 45.57 | 60.79 | 53.71 | 0.1
748 | 32 | 2 | 12.66 | 24.84 | 24.42 | 43.56 | 60.79 | 53.71 | 0.1
749 | 32 | 2 | 12.66 | 24.84 | 24.42 | 43.56 | 60.79 | 53.71 | 0.1
750 | 32 | 2 | 12.66 | 24.84 | 25.87 | 45.57 | 60.79 | 53.71 | 0.1
751 | 32 | 2 | 13.09 | 25.47 | 27.86 | 47.85 | 61.4 | 63.19 | 11.48
752 | 32 | 2 | 17.21 | 28.05 | 30.11 | 51.24 | 71.51 | 72.19 | 11.48
753 | 32 | 2 | 17.81 | 29.23 | 30.5 | 51.24 | 71.51 | 68.05 | 11.48
754 | 32 | 2 | 16.78 | 29.23 | 30.5 | 51.24 | 71.51 | 68.05 | 11.48
755 | 32 | 2 | 16.78 | 29.23 | 30.31 | 47.85 | 61.4 | 59.56 | 11.48
756 | 32 | 2 | 16.78 | 28.05 | 30.31 | 47.85 | 61.4 | 53.71 | 11.48
757 | 32 | 2 | 16.78 | 28.05 | 30.31 | 47.85 | 61.4 | 53.71 | 11.48
758 | 32 | 2 | 16.78 | 28.05 | 30.5 | 46.03 | 61.4 | 53.71 | 11.48
759 | 32 | 2 | 16.78 | 28.05 | 30.5 | 45.57 | 61.4 | 53.71 | 11.48
760 | 32 | 2 | 16.78 | 28.29 | 30.68 | 45.57 | 60.79 | 53.71 | 11.48
761 | 32 | 2 | 16.78 | 28.89 | 37.12 | 45.57 | 61.4 | 53.71 | 18.23
762 | 32 | 2 | 16.78 | 29.76 | 39.97 | 47.85 | 61.4 | 63.83 | 18.44
763 | 32 | 2 | 16.78 | 29.76 | 39.97 | 49.28 | 402.26 | 135.28 | 18.44
764 | 32 | 2 | 16.78 | 28.97 | 39.97 | 49.28 | 61.4 | 63.83 | 18.44
765 | 32 | 2 | 15.82 | 26.5 | 39.97 | 47.5 | 61.4 | 63.83 | 18.44
766 | 32 | 2 | 14.67 | 25.25 | 37.12 | 44.93 | 61.4 | 54.25 | 18.44
767 | 32 | 2 | 14.27 | 25.74 | 37.12 | 46.03 | 61.4 | 54.25 | 18.23
768 | 32 | 2 | 13.64 | 24.99 | 37.12 | 46.03 | 61.4 | 54.25 | 18.18
769 | 33 | 2 | 13.45 | 24.84 | 30.5 | 46.03 | 61.4 | 63.83 | 11.48
770 | 33 | 2 | 13.43 | 24.84 | 30.5 | 44.29 | 61.4 | 56.15 | 11.48
771 | 33 | 2 | 12.66 | 24.84 | 30.5 | 43.56 | 52.19 | 54.25 | 11.48
772 | 33 | 2 | 12.66 | 24.84 | 30.5 | 43.56 | 46.54 | 53.71 | 11.48
773 | 33 | 2 | 12.68 | 24.84 | 30.44 | 43.56 | 52.19 | 54.25 | 11.48
774 | 33 | 2 | 13.64 | 24.84 | 30.44 | 44.29 | 61.4 | 66.06 | 11.48
775 | 33 | 2 | 15.82 | 25.74 | 30.5 | 47.85 | 577.16 | 603.31 | 11.48
776 | 33 | 2 | 18.34 | 27.15 | 30.5 | 61.41 | 760.84 | 728.65 | 11.48
777 | 33 | 2 | 18.34 | 34.82 | 30.5 | 61.41 | 843.72 | 819.14 | 11.48
778 | 33 | 2 | 18.34 | 34.82 | 30.5 | 61.41 | 760.84 | 728.65 | 11.48
779 | 33 | 2 | 18.34 | 34.82 | 30.5 | 61.41 | 760.84 | 637.93 | 11.48
780 | 33 | 2 | 18.34 | 34.82 | 30.5 | 61.41 | 699.38 | 637.93 | 11.48
781 | 33 | 2 | 18.16 | 34.82 | 30.5 | 60.31 | 699.38 | 637.93 | 11.48
782 | 33 | 2 | 18.16 | 34.82 | 30.5 | 62.12 | 699.38 | 637.93 | 11.48
783 | 33 | 2 | 18.16 | 34.82 | 30.5 | 62.12 | 679.01 | 637.93 | 11.48
784 | 33 | 2 | 18.16 | 34.82 | 30.5 | 62.12 | 646.71 | 637.93 | 11.48
785 | 33 | 2 | 18.16 | 34.82 | 31.39 | 62.12 | 760.84 | 843.72 | 17.6
786 | 33 | 2 | 18.34 | 34.82 | 37.12 | 64.2 | 843.72 | 843.72 | 18.23
787 | 33 | 2 | 18.92 | 37.09 | 37.12 | 843.72 | 869.03 | 869.03 | 18.23
788 | 33 | 2 | 18.92 | 36.01 | 37.12 | 69.74 | 869.03 | 869.03 | 18.23
789 | 33 | 2 | 18.34 | 34.82 | 37.12 | 65.15 | 760.84 | 869.03 | 18.23
790 | 33 | 2 | 18.16 | 28.42 | 37.12 | 62.12 | 646.71 | 843.72 | 18.23
791 | 33 | 2 | 18.34 | 28.12 | 37.12 | 60.51 | 646.71 | 843.72 | 18.23
792 | 33 | 2 | 18.04 | 28.12 | 37.12 | 57.56 | 646.71 | 760.84 | 18.23
793 | 34 | 2 | 17.83 | 28.12 | 37.12 | 55.88 | 646.71 | 843.72 | 18.23
794 | 34 | 2 | 17.83 | 26.05 | 37.12 | 55.88 | 592.5 | 760.84 | 18.23
795 | 34 | 2 | 16.08 | 26.05 | 30.5 | 55.88 | 575.24 | 760.84 | 18.23
796 | 34 | 2 | 16.08 | 25.74 | 30.5 | 55.88 | 575.24 | 738.68 | 17.9
797 | 34 | 2 | 16.78 | 25.74 | 30.5 | 55.88 | 592.5 | 760.84 | 17.9
798 | 34 | 2 | 17.83 | 26.51 | 30.5 | 60.51 | 760.84 | 843.72 | 17.9
799 | 34 | 2 | 18.36 | 28.8 | 30.5 | 62.12 | 843.72 | 869.03 | 18.04
800 | 34 | 2 | 18.92 | 36.94 | 37.12 | 77.53 | 869.03 | 869.03 | 18.23
801 | 34 | 2 | 18.92 | 37.09 | 37.12 | 494.86 | 869.03 | 869.03 | 11.48
802 | 34 | 2 | 18.92 | 37.09 | 30.5 | 82.53 | 869.03 | 869.03 | 11.48
803 | 34 | 2 | 18.92 | 37.09 | 30.5 | 82.53 | 869.03 | 869.03 | 10.14
804 | 34 | 2 | 18.92 | 37.09 | 20.75 | 77.79 | 869.03 | 869.03 | 0.1
805 | 34 | 2 | 18.7 | 37.09 | 14.16 | 77.53 | 869.03 | 869.03 | 0.1
806 | 34 | 2 | 18.36 | 37.09 | 11.24 | 72.26 | 869.03 | 869.03 | 0.1
807 | 34 | 2 | 18.36 | 37.09 | 14.16 | 70.15 | 869.03 | 869.03 | 0.1
808 | 34 | 2 | 18.36 | 37.09 | 15.88 | 77.53 | 869.03 | 852.24 | 0.1
809 | 34 | 2 | 18.7 | 37.09 | 15.88 | 77.53 | 869.03 | 852.24 | 0.1
810 | 34 | 2 | 18.92 | 37.09 | 30.31 | 819.14 | 869.03 | 869.03 | 2.92
811 | 34 | 2 | 18.92 | 37.09 | 25.86 | 869.03 | 869.03 | 869.03 | 4.32
812 | 34 | 2 | 18.92 | 37.09 | 22.78 | 843.72 | 869.03 | 869.03 | 4.32
813 | 34 | 2 | 18.36 | 36.94 | 17.85 | 73.08 | 869.03 | 852.24 | 4.32
814 | 34 | 2 | 18.16 | 34.82 | 19.28 | 62.12 | 843.72 | 843.72 | 0.97
815 | 34 | 2 | 18.34 | 30.65 | 15.83 | 62.12 | 843.72 | 843.72 | 1.37
816 | 34 | 2 | 18.16 | 28.12 | 15.79 | 62.12 | 843.72 | 843.72 | 0.57
817 | 35 | 2 | 17.83 | 26.51 | 15.79 | 62.12 | 760.84 | 843.72 | 0.97
818 | 35 | 2 | 16.08 | 26.51 | 15.79 | 62.12 | 760.84 | 843.72 | 0.97
819 | 35 | 2 | 16.08 | 25.74 | 11.24 | 60.51 | 738.68 | 843.72 | 0.97
820 | 35 | 2 | 16.08 | 25.59 | 11.2 | 62.12 | 738.68 | 843.72 | 0.97
821 | 35 | 2 | 16.08 | 25.59 | 11.2 | 62.12 | 738.68 | 843.72 | 0.1
822 | 35 | 2 | 17.81 | 26.51 | 11.24 | 62.12 | 819.14 | 843.72 | 0.1
823 | 35 | 2 | 18.34 | 29.76 | 15.83 | 62.33 | 843.72 | 843.72 | 11.09
824 | 35 | 2 | 18.92 | 37.09 | 20.5 | 843.72 | 869.03 | 869.03 | 11.09
825 | 35 | 2 | 18.92 | 37.09 | 27.86 | 843.72 | 869.03 | 869.03 | 10.58
826 | 35 | 2 | 18.92 | 37.09 | 27.86 | 843.72 | 869.03 | 869.03 | 0.1
827 | 35 | 2 | 18.92 | 37.09 | 15.83 | 843.72 | 869.03 | 843.72 | 0.1
828 | 35 | 2 | 18.92 | 36.94 | 15.83 | 843.72 | 869.03 | 843.72 | 0.1
829 | 35 | 2 | 18.34 | 36.94 | 11.2 | 819.14 | 843.72 | 843.72 | 0.1
830 | 35 | 2 | 18.16 | 36.94 | 25.86 | 819.14 | 843.72 | 843.72 | 2.92
831 | 35 | 2 | 18.16 | 36.01 | 16.66 | 717.16 | 843.72 | 819.14 | 0.1
832 | 35 | 2 | 18.16 | 36.94 | 22.78 | 717.16 | 843.72 | 819.14 | 0.97
833 | 35 | 2 | 18.16 | 36.94 | 15.83 | 843.72 | 843.72 | 843.72 | 0.1
834 | 35 | 2 | 18.92 | 37.09 | 22.44 | 843.72 | 869.03 | 843.72 | 0.1
835 | 35 | 2 | 18.92 | 38.2 | 29.45 | 869.03 | 869.03 | 869.03 | 10.58
836 | 35 | 2 | 18.92 | 37.09 | 29.45 | 843.72 | 869.03 | 869.03 | 0.16
837 | 35 | 2 | 18.16 | 35.97 | 22.78 | 268.69 | 843.72 | 843.72 | 0.1
838 | 35 | 2 | 18.16 | 34.82 | 17.94 | 62.33 | 843.72 | 843.72 | 0.1
839 | 35 | 2 | 18.16 | 34.82 | 16.17 | 62.12 | 843.72 | 843.72 | 0.1
840 | 35 | 2 | 18.16 | 29.6 | 16.17 | 62.12 | 843.72 | 843.72 | 0.1
841 | 36 | 2 | 17.94 | 27.3 | 15.79 | 60.51 | 627.87 | 717.16 | 0.97
842 | 36 | 2 | 17.83 | 26.51 | 15.79 | 60.51 | 627.87 | 717.16 | 0.97
843 | 36 | 2 | 16.78 | 25.74 | 15.79 | 57.56 | 577.16 | 623.48 | 0.97
844 | 36 | 2 | 16.08 | 25.59 | 12.67 | 57.04 | 575.24 | 603.31 | 0.97
845 | 36 | 2 | 16.78 | 25.59 | 11.2 | 57.56 | 577.16 | 644.31 | 0.97
846 | 36 | 2 | 17.81 | 26.51 | 15.79 | 60.51 | 627.87 | 717.16 | 0.1
847 | 36 | 2 | 18.36 | 28.97 | 15.99 | 62.12 | 738.68 | 843.72 | 11.09
848 | 36 | 2 | 18.36 | 32.12 | 15.99 | 75.28 | 843.72 | 843.72 | 10.58
849 | 36 | 2 | 18.92 | 36.94 | 17.4 | 819.14 | 843.72 | 843.72 | 2.39
850 | 36 | 2 | 18.92 | 36.01 | 15.99 | 71.19 | 843.72 | 843.72 | 0.1
851 | 36 | 2 | 18.16 | 34.96 | 15.83 | 71.19 | 738.68 | 603.31 | 0.1
852 | 36 | 2 | 18.16 | 33.81 | 11.24 | 62.12 | 738.68 | 72.92 | 0.1
853 | 36 | 2 | 17.94 | 32.12 | 11.2 | 62.12 | 575.24 | 72.19 | 0.1
854 | 36 | 2 | 17.81 | 30.91 | 11.24 | 57.56 | 575.24 | 72.19 | 0.1
855 | 36 | 2 | 17.81 | 30.91 | 12.67 | 56.98 | 575.24 | 72.19 | 0.1
856 | 36 | 2 | 17.81 | 28.89 | 17.4 | 52.8 | 575.24 | 72.19 | 11.09
857 | 36 | 2 | 17.81 | 30.01 | 22.98 | 56.98 | 575.24 | 72.19 | 11.09
858 | 36 | 2 | 17.94 | 30.91 | 30.11 | 62.12 | 575.24 | 84.93 | 11.48
859 | 36 | 2 | 17.94 | 30.91 | 30.5 | 62.12 | 594.47 | 795.29 | 0.97
860 | 36 | 2 | 17.81 | 29.76 | 30.31 | 56.98 | 575.24 | 585.74 | 0.97
861 | 36 | 2 | 16.78 | 26.51 | 30.31 | 49.28 | 61.4 | 72.19 | 4.32
862 | 36 | 2 | 14.91 | 25.74 | 30.31 | 47.5 | 61.4 | 68.05 | 4.32
863 | 36 | 2 | 13.45 | 25.74 | 30.31 | 46.11 | 61.4 | 68.05 | 4.32
864 | 36 | 2 | 13.45 | 25.29 | 29.76 | 46.03 | 61.4 | 68.05 | 0.97
865 | 37 | 2 | 11.53 | 24.84 | 27.86 | 38.03 | 40.33 | 48.73 | 1.42
866 | 37 | 2 | 7.07 | 24.84 | 27.86 | 35.18 | 39.93 | 47.16 | 10.58
867 | 37 | 2 | 7.07 | 24.56 | 27.86 | 34.83 | 39.53 | 46.84 | 11.48
868 | 37 | 2 | 7.07 | 24.56 | 30.06 | 34.83 | 39.53 | 46.69 | 11.48
869 | 37 | 2 | 7.07 | 24.56 | 30.44 | 34.77 | 39.53 | 46.69 | 11.48
870 | 37 | 2 | 7.07 | 24.56 | 30.31 | 34.77 | 39.53 | 46.69 | 11.48
871 | 37 | 2 | 7.07 | 24.56 | 30.44 | 34.83 | 39.53 | 46.69 | 11.48
872 | 37 | 2 | 7.07 | 24.56 | 30.5 | 35.18 | 39.93 | 47.31 | 11.48
873 | 37 | 2 | 8.31 | 24.84 | 30.31 | 40.97 | 42.61 | 47.31 | 11.48
874 | 37 | 2 | 8.31 | 24.99 | 30.11 | 42.19 | 43.83 | 48.67 | 11.48
875 | 37 | 2 | 7.07 | 24.99 | 30.5 | 40.97 | 43.83 | 47.31 | 11.48
876 | 37 | 2 | 7.07 | 24.84 | 30.5 | 40.97 | 42.96 | 47.16 | 11.48
877 | 37 | 2 | 7.07 | 24.84 | 30.5 | 38.03 | 42.61 | 46.69 | 11.48
878 | 37 | 2 | 7.07 | 24.84 | 30.68 | 34.83 | 39.93 | 44.66 | 17.6
879 | 37 | 2 | 7.07 | 24.56 | 30.5 | 34.83 | 39.53 | 33.81 | 16.85
880 | 37 | 2 | 7.07 | 24.56 | 30.68 | 34.83 | 39.53 | 34.25 | 18.35
881 | 37 | 2 | 7.07 | 24.84 | 37.12 | 34.83 | 39.53 | 46.69 | 18.53
882 | 37 | 2 | 10.86 | 25.73 | 37.12 | 42.37 | 42.61 | 48.86 | 25.65
883 | 37 | 2 | 14.46 | 26.51 | 37.12 | 44.74 | 46.5 | 53.71 | 25.65
884 | 37 | 2 | 14.46 | 25.74 | 37.12 | 44.74 | 45.99 | 54.04 | 25.65
885 | 37 | 2 | 12.29 | 24.99 | 37.12 | 44.74 | 43.83 | 52.55 | 25.65
886 | 37 | 2 | 12.66 | 24.84 | 37.12 | 43.39 | 43.83 | 50.13 | 25.65
887 | 37 | 2 | 12.66 | 24.99 | 37.12 | 44.74 | 43.83 | 50.13 | 25.65
888 | 37 | 2 | 12.66 | 24.84 | 37.12 | 44.74 | 43.74 | 50.13 | 18.35
889 | 38 | 2 | 12.66 | 24.84 | 37.12 | 42.29 | 41.48 | 47.79 | 11.48
890 | 38 | 2 | 12.29 | 24.84 | 37.12 | 42.29 | 41.48 | 47.79 | 11.48
891 | 38 | 2 | 12.29 | 24.84 | 29.76 | 42.29 | 41.48 | 47.31 | 11.48
892 | 38 | 2 | 12.29 | 24.84 | 29.76 | 42.29 | 41.48 | 47.31 | 0.1
893 | 38 | 2 | 12.29 | 24.84 | 29.95 | 42.29 | 41.48 | 47.31 | 0.1
894 | 38 | 2 | 12.29 | 24.84 | 30.31 | 42.29 | 41.48 | 47.44 | 10.58
895 | 38 | 2 | 13.03 | 24.84 | 30.5 | 42.29 | 41.48 | 47.31 | 11.48
896 | 38 | 2 | 13.04 | 24.84 | 30.5 | 42.71 | 41.48 | 48.73 | 0.1
897 | 38 | 2 | 13.04 | 24.84 | 30.5 | 43.56 | 41.48 | 47.79 | 0.97
898 | 38 | 2 | 14.46 | 24.84 | 30.5 | 44.69 | 42.61 | 48.86 | 4.32
899 | 38 | 2 | 14.46 | 24.99 | 30.11 | 44.74 | 42.72 | 47.31 | 0.1
900 | 38 | 2 | 14.46 | 24.99 | 28.93 | 44.74 | 43.07 | 47.31 | 8.65
901 | 38 | 2 | 14.46 | 24.84 | 28.93 | 44.74 | 42.61 | 47.31 | 10.58
902 | 38 | 2 | 13.04 | 24.84 | 27.86 | 43.56 | 42.61 | 45.93 | 2.39
903 | 38 | 2 | 13.04 | 24.84 | 28.93 | 43.56 | 41.48 | 45.93 | 11.48
904 | 38 | 2 | 12.66 | 24.84 | 28.93 | 42.29 | 41.48 | 45.93 | 18.34
905 | 38 | 2 | 13.04 | 24.84 | 30.5 | 42.29 | 42.61 | 47.31 | 11.48
906 | 38 | 2 | 13.04 | 24.84 | 30.33 | 44.69 | 42.79 | 50.13 | 11.48
907 | 38 | 2 | 14.46 | 25.29 | 30.5 | 44.74 | 45.99 | 54.04 | 18.92
908 | 38 | 2 | 15.82 | 25.29 | 30.5 | 44.74 | 45.99 | 54.04 | 18.92
909 | 38 | 2 | 13.43 | 24.99 | 30.5 | 44.74 | 45.55 | 53.71 | 11.48
910 | 38 | 2 | 13.04 | 24.99 | 30.5 | 44.69 | 43.83 | 50.13 | 11.48
911 | 38 | 2 | 13.83 | 24.99 | 30.31 | 44.74 | 44.36 | 50.13 | 11.48
912 | 38 | 2 | 13.43 | 24.99 | 30.16 | 44.74 | 42.61 | 48.09 | 11.48
913 | 39 | 2 | 12.53 | 24.84 | 29.58 | 44.74 | 42.61 | 49.63 | 11.48
914 | 39 | 2 | 12.29 | 24.73 | 25.87 | 42.19 | 42.61 | 45.93 | 11.48
915 | 39 | 2 | 12.16 | 24.56 | 25.87 | 38.03 | 39.93 | 45.93 | 25.65
916 | 39 | 2 | 11.04 | 24.12 | 25.87 | 32.43 | 36.85 | 36.87 | 25.65
917 | 39 | 2 | 12.16 | 24.12 | 30.31 | 31.84 | 31.51 | 35.8 | 25.65
918 | 39 | 2 | 12.29 | 24.56 | 30.31 | 38.03 | 39.53 | 36.87 | 25.65
919 | 39 | 2 | 13.45 | 24.84 | 30.5 | 45.65 | 47.07 | 50.26 | 25.65
920 | 39 | 2 | 15.82 | 25.74 | 31.39 | 46.11 | 59.61 | 51.02 | 25.65
921 | 39 | 2 | 15.82 | 25.74 | 37.12 | 48.39 | 61.4 | 53.71 | 25.65
922 | 39 | 2 | 15.82 | 25.74 | 37.12 | 49.28 | 61.4 | 55.32 | 25.65
923 | 39 | 2 | 15.82 | 25.74 | 30.68 | 47.85 | 59.61 | 53.71 | 25.65
924 | 39 | 2 | 15.82 | 25.74 | 30.95 | 47.85 | 61.4 | 53.46 | 25.65
925 | 39 | 2 | 14.05 | 25.74 | 30.95 | 47.85 | 61.4 | 53.27 | 20.4
926 | 39 | 2 | 14.05 | 25.74 | 30.95 | 47.85 | 61.4 | 54.52 | 25.65
927 | 39 | 2 | 17.94 | 25.74 | 37.12 | 47.85 | 61.4 | 56.15 | 25.65
928 | 39 | 2 | 18.16 | 29.76 | 37.12 | 52.2 | 65.14 | 60.75 | 25.65
929 | 39 | 2 | 18.16 | 33.81 | 37.12 | 55.88 | 69.11 | 68.05 | 25.74
930 | 39 | 2 | 18.16 | 35.87 | 37.12 | 60.51 | 76.63 | 84.93 | 31.29
931 | 39 | 2 | 18.16 | 36.94 | 37.12 | 64.2 | 575.24 | 623.48 | 18.92
932 | 39 | 2 | 18.16 | 35.87 | 37.12 | 62.12 | 164.79 | 156.82 | 11.48
933 | 39 | 2 | 18.16 | 29.76 | 37.12 | 55.38 | 65.14 | 72.19 | 11.48
934 | 39 | 2 | 18.16 | 26.51 | 37.12 | 49.65 | 61.4 | 72.19 | 18.28
935 | 39 | 2 | 18.16 | 26.05 | 37.12 | 47.85 | 61.4 | 72.19 | 11.48
936 | 39 | 2 | 17.83 | 25.74 | 30.95 | 47.5 | 61.4 | 72.19 | 0.1
937 | 40 | 2 | 17.83 | 25.29 | 30.6 | 47.85 | 61.4 | 72.19 | 11.48
938 | 40 | 2 | 15.43 | 25.29 | 30.06 | 47.5 | 61.4 | 72.19 | 11.48
939 | 40 | 2 | 13.83 | 24.84 | 29.46 | 47.5 | 61.4 | 72.19 | 11.48
940 | 40 | 2 | 13.83 | 24.84 | 29.76 | 47.5 | 61.4 | 72.19 | 11.48
941 | 40 | 2 | 13.83 | 24.84 | 29.76 | 47.5 | 61.4 | 72.19 | 0.1
942 | 40 | 2 | 15.43 | 25.29 | 29.95 | 47.5 | 61.4 | 146.34 | 1.94
943 | 40 | 2 | 17.94 | 25.74 | 30.3 | 52.14 | 575.24 | 603.31 | 0.1
944 | 40 | 2 | 18.36 | 29.6 | 30.3 | 61.5 | 594.47 | 623.48 | 0.1
945 | 40 | 2 | 18.92 | 36.94 | 30.31 | 62.12 | 594.47 | 640.06 | 1.94
946 | 40 | 2 | 18.92 | 36.94 | 28.37 | 62.12 | 594.47 | 623.48 | 0.97
947 | 40 | 2 | 18.92 | 37.09 | 22.57 | 62.12 | 776.23 | 623.48 | 0.97
948 | 40 | 2 | 18.92 | 37.09 | 22.57 | 62.12 | 776.23 | 843.72 | 0.97
949 | 40 | 2 | 18.92 | 37.09 | 22.57 | 62.12 | 776.23 | 717.16 | 0.97
950 | 40 | 2 | 18.92 | 37.09 | 22.57 | 62.12 | 776.23 | 843.72 | 0.97
951 | 40 | 2 | 18.92 | 37.09 | 12.14 | 62.12 | 776.23 | 843.72 | 0.97
952 | 40 | 2 | 18.92 | 37.09 | 17.38 | 62.12 | 776.23 | 843.72 | 0.1
953 | 40 | 2 | 18.92 | 37.09 | 14.27 | 62.12 | 776.23 | 843.72 | 11.48
954 | 40 | 2 | 18.92 | 37.09 | 16.17 | 66.12 | 843.72 | 869.03 | 11.48
955 | 40 | 2 | 18.92 | 37.09 | 18 | 843.72 | 869.03 | 869.03 | 0.1
956 | 40 | 2 | 18.92 | 37.09 | 18 | 843.72 | 843.72 | 869.03 | 0.1
957 | 40 | 2 | 18.92 | 37.09 | 18 | 64.2 | 843.72 | 869.03 | 0.1
958 | 40 | 2 | 18.34 | 35.87 | 18 | 62.12 | 594.47 | 760.84 | 0.1
959 | 40 | 2 | 18.92 | 34.82 | 15.49 | 62.12 | 594.47 | 843.72 | 0.1
960 | 40 | 2 | 18.92 | 34.82 | 15.49 | 62.12 | 594.47 | 843.72 | 0.1
961 | 41 | 2 | 17.94 | 31.4 | 11.2 | 56.21 | 594.47 | 843.72 | 0.97
962 | 41 | 2 | 17.83 | 29.6 | 11.2 | 56.21 | 575.24 | 843.72 | 0.1
963 | 41 | 2 | 16.78 | 25.74 | 11.2 | 56.21 | 575.24 | 738.68 | 11.48
964 | 41 | 2 | 16.78 | 25.74 | 11.2 | 56.21 | 575.24 | 738.68 | 11.48
965 | 41 | 2 | 17.83 | 26.05 | 11.2 | 56.21 | 575.24 | 738.68 | 11.48
966 | 41 | 2 | 17.94 | 26.51 | 11.2 | 56.21 | 594.47 | 843.72 | 11.48
967 | 41 | 2 | 18.36 | 31.4 | 11.2 | 64.2 | 851.74 | 869.03 | 11.48
968 | 41 | 2 | 18.92 | 36.94 | 11.2 | 67.71 | 869.03 | 869.03 | 11.48
969 | 41 | 2 | 18.92 | 37.74 | 11.2 | 843.72 | 869.03 | 869.03 | 11.48
970 | 41 | 2 | 18.92 | 38.2 | 11.2 | 843.72 | 869.03 | 869.03 | 11.48
971 | 41 | 2 | 18.92 | 38.2 | 11.2 | 843.72 | 869.03 | 869.03 | 11.48
972 | 41 | 2 | 18.92 | 38.2 | 11.2 | 843.72 | 869.03 | 869.03 | 11.48
973 | 41 | 2 | 18.92 | 38.2 | 11.2 | 843.72 | 869.03 | 860.34 | 11.48
974 | 41 | 2 | 18.92 | 38.2 | 11.2 | 843.72 | 869.03 | 860.34 | 11.48
975 | 41 | 2 | 18.92 | 38.2 | 11.2 | 843.72 | 860.34 | 860.34 | 11.48
976 | 41 | 2 | 18.92 | 38.2 | 11.2 | 843.72 | 860.34 | 869.03 | 11.48
977 | 41 | 2 | 18.92 | 37.74 | 11.2 | 843.72 | 869.03 | 869.03 | 11.48
978 | 41 | 2 | 18.92 | 38.2 | 16.17 | 843.72 | 869.03 | 869.03 | 11.48
979 | 41 | 2 | 19.02 | 869.03 | 16.17 | 869.03 | 869.03 | 869.03 | 11.48
980 | 41 | 2 | 18.92 | 843.72 | 16.17 | 869.03 | 869.03 | 869.03 | 11.48
981 | 41 | 2 | 18.92 | 38.2 | 16.17 | 843.72 | 869.03 | 869.03 | 10.14
982 | 41 | 2 | 18.92 | 37.09 | 16.17 | 67.71 | 869.03 | 869.03 | 0.1
983 | 41 | 2 | 18.92 | 36.94 | 16.17 | 70.45 | 860.34 | 869.03 | 0.1
984 | 41 | 2 | 18.92 | 36.94 | 16.17 | 65.74 | 860.34 | 869.03 | 0.1
985 | 42 | 2 | 18.36 | 34.82 | 11.24 | 65.74 | 843.72 | 869.03 | 11.48
986 | 42 | 2 | 17.94 | 32.47 | 11.24 | 62.12 | 843.72 | 869.03 | 11.48
987 | 42 | 2 | 17.83 | 30.61 | 11.2 | 62.12 | 843.72 | 860.34 | 18.34
988 | 42 | 2 | 17.83 | 30.61 | 11.2 | 62.12 | 819.14 | 860.34 | 11.48
989 | 42 | 2 | 17.83 | 30.61 | 11.2 | 62.33 | 819.14 | 860.34 | 11.48
990 | 42 | 2 | 17.94 | 32.47 | 11.2 | 65.74 | 860.34 | 869.03 | 11.48
991 | 42 | 2 | 18.36 | 32.79 | 11.2 | 77.53 | 869.03 | 869.03 | 11.48
992 | 42 | 2 | 18.92 | 38.05 | 15.67 | 843.72 | 869.03 | 869.03 | 11.48
993 | 42 | 2 | 18.92 | 38.2 | 15.67 | 869.03 | 869.03 | 869.03 | 11.48
994 | 42 | 2 | 18.92 | 38.2 | 11.24 | 869.03 | 869.03 | 869.03 | 11.48
995 | 42 | 2 | 18.92 | 38.2 | 11.2 | 869.03 | 869.03 | 869.03 | 11.48
996 | 42 | 2 | 18.92 | 37.09 | 11.2 | 869.03 | 869.03 | 869.03 | 11.48
997 | 42 | 2 | 18.92 | 36.94 | 11.2 | 843.72 | 869.03 | 869.03 | 11.48
998 | 42 | 2 | 18.92 | 36.94 | 11.2 | 843.72 | 869.03 | 860.34 | 11.48
999 | 42 | 2 | 18.92 | 36.94 | 11.2 | 840.19 | 869.03 | 843.72 | 4.32
1000 | 42 | 2 | 18.92 | 37.09 | 11.2 | 840.19 | 869.03 | 869.03 | 11.48
1001 | 42 | 2 | 18.92 | 37.09 | 15.28 | 843.72 | 869.03 | 869.03 | 11.48
1002 | 42 | 2 | 18.92 | 38.2 | 15.36 | 869.03 | 869.03 | 869.03 | 11.48
1003 | 42 | 2 | 19.02 | 869.03 | 16.17 | 869.03 | 869.03 | 869.03 | 11.48
1004 | 42 | 2 | 18.92 | 843.72 | 17.73 | 869.03 | 869.03 | 869.03 | 11.48
1005 | 42 | 2 | 18.92 | 38.2 | 16.17 | 869.03 | 869.03 | 869.03 | 0.1
1006 | 42 | 2 | 18.92 | 38.2 | 16.17 | 843.72 | 869.03 | 869.03 | 0.1
1007 | 42 | 2 | 18.92 | 36.94 | 16.17 | 840.19 | 869.03 | 869.03 | 0.1
1008 | 42 | 2 | 18.92 | 36.94 | 16.17 | 738.68 | 869.03 | 869.03 | 0.1
1009 | 43 | 2 | 18.7 | 34.82 | 11.2 | 65.74 | 860.34 | 869.03 | 0.1
1010 | 43 | 2 | 18.34 | 32.47 | 11.2 | 64.2 | 860.34 | 869.03 | 5.81
1011 | 43 | 2 | 17.94 | 30.61 | 11.2 | 63.98 | 843.72 | 869.03 | 11.48
1012 | 43 | 2 | 17.81 | 30.61 | 11.2 | 62.33 | 843.72 | 860.34 | 7.67
1013 | 43 | 2 | 17.81 | 30.61 | 11.2 | 63.98 | 843.72 | 869.03 | 0.97
1014 | 43 | 2 | 18.34 | 32.47 | 11.2 | 65.74 | 860.34 | 869.03 | 4.32
1015 | 43 | 2 | 18.36 | 32.47 | 11.2 | 75.28 | 869.03 | 869.03 | 4.32
1016 | 43 | 2 | 18.92 | 38.05 | 11.2 | 843.72 | 869.03 | 869.03 | 4.32
1017 | 43 | 2 | 18.92 | 38.2 | 11.2 | 869.03 | 869.03 | 869.03 | 4.32
1018 | 43 | 2 | 18.92 | 38.2 | 11.2 | 843.72 | 869.03 | 869.03 | 0.1
1019 | 43 | 2 | 18.92 | 37.09 | 11.2 | 843.72 | 869.03 | 869.03 | 9.1
1020 | 43 | 2 | 18.92 | 37.09 | 11.2 | 843.72 | 869.03 | 860.34 | 0.97
1021 | 43 | 2 | 18.92 | 37.09 | 11.2 | 843.72 | 869.03 | 860.34 | 0.97
1022 | 43 | 2 | 18.81 | 37.09 | 11.2 | 843.72 | 869.03 | 860.34 | 10.58
1023 | 43 | 2 | 18.36 | 36.94 | 11.2 | 717.16 | 869.03 | 860.34 | 11.48
1024 | 43 | 2 | 18.36 | 36.01 | 11.2 | 717.16 | 869.03 | 860.34 | 11.48
1025 | 43 | 2 | 18.92 | 35.97 | 15.92 | 843.72 | 869.03 | 869.03 | 11.48
1026 | 43 | 2 | 18.92 | 38.2 | 26.78 | 843.72 | 869.03 | 869.03 | 11.48
1027 | 43 | 2 | 18.92 | 39.51 | 29.45 | 869.03 | 869.03 | 869.03 | 11.48
1028 | 43 | 2 | 18.92 | 38.2 | 26.78 | 869.03 | 869.03 | 869.03 | 11.48
1029 | 43 | 2 | 18.92 | 37.74 | 26.78 | 843.72 | 869.03 | 869.03 | 11.48
1030 | 43 | 2 | 18.92 | 34.82 | 16.17 | 65.74 | 860.34 | 869.03 | 11.48
1031 | 43 | 2 | 18.36 | 34.82 | 16.17 | 65.74 | 869.03 | 869.03 | 11.48
1032 | 43 | 2 | 18.36 | 28.12 | 16.17 | 63.98 | 843.72 | 869.03 | 11.48
1033 | 44 | 2 | 17.83 | 25.74 | 11.2 | 55.88 | 426.76 | 152.25 | 11.48
1034 | 44 | 2 | 15.82 | 25.74 | 11.2 | 52.67 | 159.99 | 147.82 | 16.56
1035 | 44 | 2 | 14.69 | 24.99 | 11.2 | 47.85 | 61.4 | 72.19 | 16.56
1036 | 44 | 2 | 13.83 | 24.84 | 11.2 | 45.19 | 47.76 | 66.06 | 16.56
1037 | 44 | 2 | 13.43 | 24.84 | 11.2 | 44.74 | 47.28 | 56.41 | 16.56
1038 | 44 | 2 | 13.45 | 24.84 | 11.2 | 44.29 | 47.76 | 56.41 | 16.56
1039 | 44 | 2 | 13.45 | 24.84 | 11.2 | 44.74 | 47.76 | 53.71 | 11.48
1040 | 44 | 2 | 14.27 | 24.99 | 11.2 | 44.93 | 56.19 | 62.27 | 11.48
1041 | 44 | 2 | 14.69 | 24.99 | 11.2 | 45.57 | 56.19 | 63.19 | 10.58
1042 | 44 | 2 | 15.13 | 24.99 | 11.2 | 46.03 | 56.19 | 53.71 | 10.58
1043 | 44 | 2 | 14.69 | 25.74 | 11.2 | 46.03 | 56.19 | 50.13 | 0.97
1044 | 44 | 2 | 14.25 | 25.74 | 11.2 | 46.03 | 56.19 | 50.13 | 0.97
1045 | 44 | 2 | 13.83 | 24.99 | 11.2 | 45.19 | 56.19 | 48.86 | 0.97
1046 | 44 | 2 | 13.04 | 24.84 | 11.2 | 44.74 | 47.28 | 48.86 | 0.97
1047 | 44 | 2 | 12.49 | 24.84 | 11.2 | 44.69 | 45.55 | 48.86 | 0.1
1048 | 44 | 2 | 12.49 | 24.84 | 11.2 | 43.39 | 45.55 | 48.86 | 11.48
1049 | 44 | 2 | 12.49 | 24.99 | 11.2 | 44.29 | 45.55 | 50.13 | 4.32
1050 | 44 | 2 | 13.45 | 25.74 | 11.24 | 44.74 | 47.28 | 50.95 | 6.04
1051 | 44 | 2 | 14.69 | 25.74 | 29.45 | 47.5 | 53.59 | 57.49 | 2.6
1052 | 44 | 2 | 14.46 | 25.74 | 29.45 | 47.85 | 53.59 | 57.33 | 0.1
1053 | 44 | 2 | 13.29 | 24.99 | 29.45 | 45.19 | 47.76 | 50.95 | 0.97
1054 | 44 | 2 | 12.49 | 24.99 | 29.45 | 44.74 | 46.07 | 50.13 | 0.1
1055 | 44 | 2 | 13.43 | 24.99 | 29.45 | 44.93 | 46.07 | 50.44 | 1.94
1056 | 44 | 2 | 13.04 | 24.99 | 29.45 | 44.74 | 46.07 | 50.33 | 0.97
1057 | 45 | 2 | 12.49 | 24.84 | 29.45 | 42.95 | 43.83 | 48.86 | 0.1
1058 | 45 | 2 | 12.49 | 24.84 | 29.61 | 42.95 | 43.83 | 48.86 | 5.74
1059 | 45 | 2 | 12.29 | 24.84 | 29.29 | 42.95 | 43.83 | 48.86 | 10.58
1060 | 45 | 2 | 12.29 | 24.84 | 29.45 | 42.29 | 43.83 | 48.86 | 6
1061 | 45 | 2 | 12.29 | 24.84 | 29.14 | 42.29 | 43.83 | 48.86 | 6
1062 | 45 | 2 | 12.29 | 24.84 | 30.44 | 42.29 | 43.83 | 48.86 | 0.97
1063 | 45 | 2 | 12.49 | 24.84 | 30.5 | 42.95 | 43.83 | 48.86 | 4.32
1064 | 45 | 2 | 12.49 | 24.84 | 30.95 | 42.95 | 43.83 | 48.86 | 4.32
1065 | 45 | 2 | 12.53 | 24.84 | 30.95 | 44.24 | 43.83 | 49.36 | 0.97
1066 | 45 | 2 | 13.04 | 24.99 | 30.95 | 44.69 | 45.55 | 50.7 | 0.97
1067 | 45 | 2 | 13.64 | 24.99 | 30.95 | 47.46 | 46.54 | 51.53 | 0.97
1068 | 45 | 2 | 14.25 | 25.29 | 27.44 | 47.85 | 47.28 | 51.64 | 0.97
1069 | 45 | 2 | 17.83 | 25.59 | 22.57 | 47.85 | 59.61 | 53.27 | 0.97
1070 | 45 | 2 | 17.83 | 25.29 | 30.5 | 47.85 | 57.88 | 53.32 | 0.97
1071 | 45 | 2 | 17.94 | 25.29 | 30.5 | 47.85 | 57.88 | 53.32 | 0.1
1072 | 45 | 2 | 17.94 | 25.29 | 29.47 | 52.2 | 61.4 | 61.07 | 10.58
1073 | 45 | 2 | 17.94 | 26.51 | 30.95 | 52.67 | 65.8 | 62.27 | 4.32
1074 | 45 | 2 | 17.94 | 27.3 | 30.95 | 52.67 | 74.4 | 72.19 | 10.58
1075 | 45 | 2 | 17.94 | 29.4 | 30.95 | 55.88 | 341.92 | 147.82 | 0.1
1076 | 45 | 2 | 17.94 | 27.3 | 30.95 | 55.88 | 164.79 | 147.82 | 0.1
1077 | 45 | 2 | 17.94 | 26.39 | 30.95 | 54.25 | 65.14 | 125.65 | 0.1
1078 | 45 | 2 | 17.94 | 25.74 | 30.95 | 49.28 | 63.24 | 72.19 | 2.92
1079 | 45 | 2 | 17.83 | 25.74 | 30.95 | 52.2 | 67.09 | 147.82 | 0.1
1080 | 45 | 2 | 15.82 | 25.74 | 30.89 | 49.65 | 63.24 | 147.82 | 0.1
1081 | 46 | 2 | 15.82 | 25.74 | 29.76 | 51.14 | 69.11 | 147.82 | 11.48
1082 | 46 | 2 | 15.24 | 25.74 | 30.06 | 47.85 | 67.09 | 147.82 | 0.97
1083 | 46 | 2 | 13.83 | 24.99 | 29.61 | 47.5 | 63.24 | 147.82 | 11.48
1084 | 46 | 2 | 13.83 | 24.99 | 29.97 | 47.5 | 63.24 | 125.65 | 17.6
1085 | 46 | 2 | 14.27 | 24.99 | 30.44 | 47.85 | 63.24 | 147.82 | 17.6
1086 | 46 | 2 | 15.82 | 25.74 | 30.5 | 52.67 | 362.75 | 623.48 | 17.6
1087 | 46 | 2 | 18.36 | 26.51 | 30.5 | 62.12 | 843.72 | 843.72 | 11.48
1088 | 46 | 2 | 18.92 | 36.01 | 30.5 | 65.74 | 843.72 | 843.72 | 11.48
1089 | 46 | 2 | 18.92 | 36.94 | 30.5 | 67.71 | 843.72 | 843.72 | 11.48
1090 | 46 | 2 | 18.92 | 36.94 | 30.5 | 67.71 | 843.72 | 843.72 | 11.48
1091 | 46 | 2 | 18.92 | 36.94 | 30.11 | 67.71 | 843.72 | 843.72 | 11.48
1092 | 46 | 2 | 18.92 | 36.94 | 19.35 | 67.66 | 843.72 | 843.72 | 11.48
1093 | 46 | 2 | 18.92 | 36.01 | 17.73 | 64.2 | 843.72 | 843.72 | 11.48
1094 | 46 | 2 | 18.92 | 36.94 | 30.5 | 64.2 | 843.72 | 843.72 | 11.48
1095 | 46 | 2 | 18.7 | 36.94 | 15.99 | 64.2 | 843.72 | 843.72 | 11.48
1096 | 46 | 2 | 18.36 | 36.94 | 17.93 | 64.2 | 843.72 | 843.72 | 25.65
1097 | 46 | 2 | 18.92 | 36.94 | 17.93 | 64.2 | 843.72 | 843.72 | 18.92
1098 | 46 | 2 | 18.92 | 36.94 | 30.95 | 67.71 | 869.03 | 869.03 | 19.4
1099 | 46 | 2 | 19.02 | 37.74 | 30.95 | 869.03 | 869.03 | 869.03 | 18.44
1100 | 46 | 2 | 19.02 | 37.09 | 30.95 | 869.03 | 869.03 | 869.03 | 16.56
1101 | 46 | 2 | 18.92 | 36.94 | 30.5 | 843.72 | 869.03 | 869.03 | 18.92
1102 | 46 | 2 | 18.92 | 36.01 | 30.31 | 64.2 | 843.72 | 869.03 | 11.48
1103 | 46 | 2 | 18.92 | 36.94 | 30.5 | 64.2 | 843.72 | 869.03 | 11.48
1104 | 46 | 2 | 18.92 | 36.94 | 29.16 | 64.2 | 843.72 | 869.03 | 11.48
1105 | 47 | 2 | 18.36 | 29.83 | 15.99 | 62.12 | 860.34 | 869.03 | 11.48
1106 | 47 | 2 | 18.36 | 26.51 | 15.99 | 62.12 | 843.72 | 860.34 | 11.48
1107 | 47 | 2 | 17.94 | 26.51 | 15.99 | 62.12 | 843.72 | 860.34 | 11.48
1108 | 47 | 2 | 17.94 | 26.51 | 15.99 | 62.12 | 738.68 | 860.34 | 11.48
1109 | 47 | 2 | 17.94 | 26.51 | 15.99 | 62.12 | 760.84 | 860.34 | 11.48
1110 | 47 | 2 | 18.36 | 26.51 | 15.99 | 62.12 | 843.72 | 860.34 | 11.48
1111 | 47 | 2 | 18.92 | 29.83 | 20.1 | 67.71 | 869.03 | 869.03 | 11.48
1112 | 47 | 2 | 18.92 | 37.09 | 15.99 | 843.72 | 869.03 | 869.03 | 11.48
1113 | 47 | 2 | 19.02 | 37.09 | 20.14 | 843.72 | 869.03 | 869.03 | 11.48
1114 | 47 | 2 | 19.02 | 37.09 | 14.57 | 843.72 | 869.03 | 869.03 | 11.48
1115 | 47 | 2 | 18.92 | 37.09 | 11.2 | 75.53 | 869.03 | 869.03 | 11.48
1116 | 47 | 2 | 18.92 | 36.94 | 11.2 | 67.71 | 869.03 | 860.34 | 16.56
1117 | 47 | 2 | 18.92 | 35.87 | 11.2 | 65.9 | 869.03 | 843.72 | 16.56
1118 | 47 | 2 | 18.36 | 35.87 | 11.2 | 65.74 | 869.03 | 843.72 | 17.84
1119 | 47 | 2 | 18.36 | 35.87 | 11.2 | 65.74 | 869.03 | 843.72 | 17.84
1120 | 47 | 2 | 18.36 | 36.01 | 11.2 | 65.74 | 869.03 | 843.72 | 18.04
1121 | 47 | 2 | 18.7 | 36.94 | 15.99 | 65.74 | 869.03 | 869.03 | 18.04
1122 | 47 | 2 | 18.92 | 37.09 | 23.65 | 75.28 | 869.03 | 869.03 | 18.34
1123 | 47 | 2 | 19.02 | 37.09 | 29.45 | 869.03 | 869.03 | 869.03 | 18.04
1124 | 47 | 2 | 19.02 | 37.09 | 29.45 | 869.03 | 869.03 | 869.03 | 16.56
1125 | 47 | 2 | 18.92 | 37.09 | 25.86 | 77.34 | 869.03 | 869.03 | 11.48
1126 | 47 | 2 | 18.92 | 36.94 | 23.65 | 65.9 | 869.03 | 869.03 | 11.48
1127 | 47 | 2 | 18.92 | 36.94 | 23.65 | 67.71 | 869.03 | 869.03 | 13.13
1128 | 47 | 2 | 18.92 | 31.4 | 16.44 | 66.4 | 869.03 | 869.03 | 13.13
1129 | 48 | 2 | 18.36 | 30.65 | 16.16 | 65.74 | 869.03 | 869.03 | 25.65
1130 | 48 | 2 | 18.36 | 26.51 | 16.16 | 65.74 | 869.03 | 869.03 | 25.65
1131 | 48 | 2 | 17.94 | 26.51 | 16.16 | 64.2 | 860.34 | 852.24 | 25.65
1132 | 48 | 2 | 17.72 | 26.35 | 16.16 | 62.33 | 843.72 | 843.72 | 25.65
1133 | 48 | 2 | 17.94 | 26.51 | 16.44 | 63.98 | 843.72 | 843.72 | 25.65
1134 | 48 | 2 | 18.36 | 27.3 | 16.44 | 65.74 | 860.34 | 843.72 | 18.04
1135 | 48 | 2 | 18.92 | 30.65 | 21.55 | 85.01 | 869.03 | 852.24 | 11.48
1136 | 48 | 2 | 18.92 | 36.94 | 25.86 | 843.72 | 869.03 | 869.03 | 11.48
1137 | 48 | 2 | 18.92 | 37.09 | 26.78 | 843.72 | 869.03 | 852.24 | 11.48
1138 | 48 | 2 | 18.92 | 36.94 | 27.09 | 843.72 | 869.03 | 843.72 | 11.48
1139 | 48 | 2 | 18.92 | 36.94 | 22.57 | 843.72 | 869.03 | 843.72 | 11.48
1140 | 48 | 2 | 18.92 | 36.94 | 21.55 | 843.72 | 869.03 | 843.72 | 11.48
1141 | 48 | 2 | 18.92 | 35.87 | 21.55 | 717.16 | 869.03 | 843.72 | 11.48
1142 | 48 | 2 | 18.7 | 35.87 | 22.57 | 85.01 | 869.03 | 843.72 | 11.48
1143 | 48 | 2 | 18.36 | 35.87 | 25.86 | 81.71 | 860.34 | 843.72 | 11.48
1144 | 48 | 2 | 18.34 | 35.89 | 30.35 | 82.53 | 869.03 | 843.72 | 18.92
1145 | 48 | 2 | 18.36 | 36.12 | 30.65 | 717.16 | 869.03 | 843.72 | 11.48
1146 | 48 | 2 | 18.92 | 36.94 | 30.68 | 843.72 | 869.03 | 869.03 | 11.48
1147 | 48 | 2 | 19.02 | 38.2 | 37.12 | 869.03 | 869.03 | 869.03 | 0.1
1148 | 48 | 2 | 19.02 | 38.2 | 37.12 | 869.03 | 869.03 | 869.03 | 0.1
1149 | 48 | 2 | 18.92 | 36.94 | 37.12 | 843.72 | 869.03 | 869.03 | 11.48
1150 | 48 | 2 | 18.92 | 36.94 | 30.95 | 81.71 | 869.03 | 869.03 | 11.48
1151 | 48 | 2 | 18.92 | 36.94 | 37.12 | 81.71 | 869.03 | 869.03 | 11.48
1152 | 48 | 2 | 18.92 | 31.4 | 30.95 | 81.71 | 869.03 | 869.03 | 11.48
1153 | 49 | 2 | 18.36 | 28.95 | 30.5 | 81.71 | 860.34 | 869.03 | 0.1
1154 | 49 | 2 | 18.36 | 26.51 | 30.5 | 81.71 | 860.34 | 852.24 | 0.1
1155 | 49 | 2 | 17.94 | 26.05 | 30.5 | 62.33 | 843.72 | 843.72 | 11.48
1156 | 49 | 2 | 17.94 | 26.05 | 30.5 | 62.12 | 760.84 | 843.72 | 4.32
1157 | 49 | 2 | 17.94 | 26.05 | 37.12 | 62.12 | 760.84 | 843.72 | 10.58
1158 | 49 | 2 | 18.36 | 26.51 | 37.12 | 81.71 | 860.34 | 843.72 | 0.97
1159 | 49 | 2 | 18.92 | 28.95 | 37.12 | 535.25 | 869.03 | 869.03 | 0.64
1160 | 49 | 2 | 18.92 | 37.09 | 37.12 | 843.72 | 869.03 | 869.03 | 10.58
1161 | 49 | 2 | 18.92 | 37.09 | 37.12 | 869.03 | 869.03 | 869.03 | 4.32
1162 | 49 | 2 | 18.92 | 37.09 | 37.12 | 843.72 | 869.03 | 869.03 | 11.48
1163 | 49 | 2 | 18.92 | 37.09 | 37.12 | 623.41 | 869.03 | 852.24 | 11.48
1164 | 49 | 2 | 18.92 | 37.09 | 30.5 | 623.41 | 869.03 | 843.72 | 11.48
1165 | 49 | 2 | 18.92 | 36.94 | 30.5 | 623.41 | 869.03 | 843.72 | 11.48
1166 | 49 | 2 | 18.92 | 36.94 | 30.5 | 535.25 | 869.03 | 760.84 | 11.48
1167 | 49 | 2 | 18.92 | 36.01 | 30.33 | 529.9 | 869.03 | 760.84 | 11.48
1168 | 49 | 2 | 18.81 | 36.01 | 30.5 | 529.9 | 869.03 | 843.72 | 11.48
1169 | 49 | 2 | 18.92 | 37.09 | 37.12 | 529.9 | 869.03 | 843.72 | 8.19
1170 | 49 | 2 | 18.92 | 37.09 | 37.12 | 623.41 | 869.03 | 869.03 | 1.94
1171 | 49 | 2 | 19.59 | 37.09 | 37.12 | 869.03 | 869.03 | 869.03 | 0.1
1172 | 49 | 2 | 19.02 | 37.09 | 30.95 | 843.72 | 869.03 | 869.03 | 0.1
1173 | 49 | 2 | 18.92 | 37.09 | 30.95 | 535.25 | 869.03 | 852.24 | 11.48
1174 | 49 | 2 | 18.92 | 35.87 | 30.95 | 69.45 | 869.03 | 843.72 | 11.48
1175 | 49 | 2 | 18.92 | 27.3 | 30.31 | 81.71 | 860.34 | 843.72 | 11.48
1176 | 49 | 2 | 18.92 | 26.05 | 29.11 | 81.71 | 843.72 | 843.72 | 11.48
1177 | 50 | 2 | 18.36 | 25.74 | 29.09 | 54.57 | 594.47 | 603.31 | 11.48
1178 | 50 | 2 | 18.34 | 25.59 | 28.83 | 54.57 | 594.47 | 512.82 | 11.48
1179 | 50 | 2 | 17.94 | 25.59 | 28.83 | 54.39 | 575.24 | 512.82 | 11.48
1180 | 50 | 2 | 16.08 | 25.59 | 28.83 | 52.8 | 575.24 | 512.82 | 11.48
1181 | 50 | 2 | 16.08 | 25.59 | 28.83 | 52.8 | 575.24 | 512.82 | 11.48
1182 | 50 | 2 | 18.25 | 25.74 | 29.19 | 54.39 | 581.05 | 512.82 | 18.63
1183 | 50 | 2 | 18.8 | 26.35 | 30.5 | 63.98 | 699.38 | 603.31 | 18.63
1184 | 50 | 2 | 18.92 | 28.11 | 30.5 | 63.98 | 843.72 | 683.76 | 18.63
1185 | 50 | 2 | 18.92 | 30.1 | 30.5 | 63.98 | 843.72 | 603.31 | 18.63
1186 | 50 | 2 | 18.92 | 30.1 | 30.5 | 63.98 | 843.72 | 603.31 | 18.05
1187 | 50 | 2 | 18.36 | 28.12 | 30.5 | 63.98 | 699.38 | 82.45 | 18.44
1188 | 50 | 2 | 18.36 | 26.51 | 30.5 | 62.12 | 581.05 | 74.35 | 18.02
1189 | 50 | 2 | 18.16 | 25.74 | 30.5 | 57.62 | 575.24 | 68.05 | 17.9
1190 | 50 | 2 | 17.71 | 25.74 | 30.5 | 54.94 | 575.24 | 68.05 | 17.9
1191 | 50 | 2 | 17.29 | 25.74 | 30.5 | 54.39 | 518.73 | 68.05 | 17.9
1192 | 50 | 2 | 17.29 | 25.74 | 30.5 | 54.39 | 518.73 | 68.05 | 18.44
1193 | 50 | 2 | 17.29 | 26.51 | 30.68 | 54.39 | 575.24 | 73.61 | 18.44
1194 | 50 | 2 | 18.34 | 26.51 | 37.12 | 54.94 | 575.24 | 80.05 | 18.92
1195 | 50 | 2 | 18.81 | 29.23 | 37.12 | 63.98 | 628.58 | 603.31 | 18.35
1196 | 50 | 2 | 18.92 | 27.3 | 37.12 | 63.98 | 610.28 | 80.05 | 11.48
1197 | 50 | 2 | 18.36 | 25.74 | 37.12 | 54.94 | 575.24 | 73.61 | 11.48
1198 | 50 | 2 | 17.29 | 25.74 | 37.12 | 51.26 | 164.79 | 68.05 | 11.48
1199 | 50 | 2 | 17.29 | 25.74 | 37.12 | 52.67 | 159.99 | 66.06 | 10.58
1200 | 50 | 2 | 17.29 | 25.59 | 37.12 | 48.88 | 63.24 | 56.56 | 0.1
1201 | 51 | 2 | 14.91 | 24.84 | 30.5 | 46.03 | 45.99 | 50.33 | 0.1
1202 | 51 | 2 | 14.67 | 24.84 | 30.5 | 44.74 | 45.53 | 50.33 | 11.48
1203 | 51 | 2 | 13.04 | 24.84 | 30.47 | 44.74 | 45.53 | 48.86 | 11.48
1204 | 51 | 2 | 13.04 | 24.84 | 29.97 | 44.74 | 45.53 | 48.86 | 11.48
1205 | 51 | 2 | 13.04 | 24.84 | 30.06 | 44.74 | 45.53 | 48.86 | 11.48
1206 | 51 | 2 | 13.04 | 24.84 | 30.31 | 44.74 | 45.53 | 50.33 | 11.48
1207 | 51 | 2 | 13.43 | 24.84 | 30.5 | 44.74 | 45.53 | 50.33 | 11.48
1208 | 51 | 2 | 13.43 | 24.99 | 30.5 | 44.93 | 45.55 | 50.84 | 11.48
1209 | 51 | 2 | 15.8 | 24.99 | 30.95 | 46.03 | 45.99 | 53.51 | 11.48
1210 | 51 | 2 | 15.82 | 25.59 | 29.67 | 46.98 | 46.07 | 53.51 | 17.9
1211 | 51 | 2 | 15.8 | 25.74 | 27.86 | 46.11 | 45.99 | 50.84 | 17.9
1212 | 51 | 2 | 15.8 | 25.74 | 27.86 | 46.03 | 45.99 | 50.84 | 11.48
1213 | 51 | 2 | 15.8 | 24.99 | 27.86 | 46.03 | 45.99 | 50.84 | 11.48
1214 | 51 | 2 | 13.43 | 24.99 | 27.86 | 44.74 | 45.99 | 50.84 | 11.48
1215 | 51 | 2 | 13.43 | 24.99 | 27.86 | 45.19 | 45.53 | 51.64 | 11.48
1216 | 51 | 2 | 13.43 | 24.84 | 25.87 | 47.46 | 45.55 | 51.64 | 11.48
1217 | 51 | 2 | 13.69 | 25.59 | 30.5 | 47.85 | 45.55 | 53.51 | 11.48
1218 | 51 | 2 | 15.8 | 26.51 | 30.5 | 47.85 | 53.56 | 59.13 | 11.48
1219 | 51 | 2 | 15.8 | 28.12 | 37.12 | 52.64 | 61.4 | 143.51 | 11.48
1220 | 51 | 2 | 15.82 | 27.3 | 37.12 | 52.64 | 61.4 | 72.19 | 11.48
1221 | 51 | 2 | 14.67 | 25.74 | 37.12 | 47.85 | 48.15 | 66.06 | 11.48
1222 | 51 | 2 | 13.43 | 24.99 | 37.12 | 44.93 | 45.99 | 62.27 | 11.48
1223 | 51 | 2 | 13.83 | 25.59 | 37.12 | 46.03 | 53.56 | 62.27 | 11.48
1224 | 51 | 2 | 13.45 | 24.99 | 37.12 | 46.03 | 52.6 | 59.34 | 11.48
1225 | 52 | 2 | 12.66 | 24.84 | 37.12 | 43.56 | 45.1 | 53.27 | 11.48
1226 | 52 | 2 | 12.66 | 24.84 | 37.12 | 39 | 44.65 | 51.53 | 11.48
1227 | 52 | 2 | 12.66 | 24.84 | 37.12 | 38.61 | 44.65 | 51.02 | 25.65
1228 | 52 | 2 | 12.66 | 24.84 | 30.5 | 38.61 | 44.65 | 51.02 | 18.35
1229 | 52 | 2 | 12.66 | 24.84 | 30.5 | 38.61 | 44.65 | 51.02 | 18.92
1230 | 52 | 2 | 12.66 | 24.84 | 30.5 | 39 | 44.65 | 51.02 | 25.65
1231 | 52 | 2 | 12.66 | 24.84 | 37.12 | 39 | 44.65 | 51.02 | 25.65
1232 | 52 | 2 | 13.04 | 24.84 | 37.12 | 39 | 44.65 | 51.02 | 25.65
1233 | 52 | 2 | 13.43 | 24.84 | 37.12 | 39 | 45.1 | 53.71 | 18.35
1234 | 52 | 2 | 13.45 | 24.84 | 21.36 | 42.29 | 46.54 | 55.42 | 18.35
1235 | 52 | 2 | 13.45 | 24.84 | 18.06 | 43.56 | 46.54 | 54.87 | 18.92
1236 | 52 | 2 | 17.72 | 24.84 | 17.93 | 43.56 | 46.54 | 51.53 | 18.78
1237 | 52 | 2 | 17.94 | 24.84 | 18 | 44.86 | 46.54 | 51.53 | 17.9
1238 | 52 | 2 | 17.94 | 24.84 | 15.99 | 42.19 | 45.55 | 51.02 | 17.9
1239 | 52 | 2 | 17.94 | 24.84 | 17.11 | 41.38 | 45.55 | 51.02 | 11.48
1240 | 52 | 2 | 17.94 | 24.84 | 17.35 | 43.56 | 45.1 | 51.02 | 11.48
1241 | 52 | 2 | 17.94 | 24.84 | 17.93 | 43.56 | 45.55 | 51.02 | 11.48
1242 | 52 | 2 | 17.94 | 25.29 | 30.44 | 47.85 | 57.88 | 54.92 | 11.48
1243 | 52 | 2 | 17.94 | 29.23 | 30.95 | 55.38 | 67.09 | 72.19 | 16.07
1244 | 52 | 2 | 17.94 | 29.23 | 30.68 | 55.38 | 69.11 | 72.19 | 11.48
1245 | 52 | 2 | 17.94 | 27.15 | 30.68 | 50.35 | 63.24 | 72.19 | 11.48
1246 | 52 | 2 | 17.94 | 26.05 | 30.68 | 47.85 | 61.4 | 70.6 | 11.48
1247 | 52 | 2 | 17.94 | 25.74 | 30.5 | 47.85 | 61.4 | 72.19 | 11.48
1248 | 52 | 2 | 16.78 | 25.59 | 30.17 | 47.46 | 61.4 | 68.05 | 11.48
1249 | 53 | 2 | 15.24 | 24.84 | 30.17 | 47.46 | 61.4 | 68.54 | 11.48
1250 | 53 | 2 | 13.83 | 24.84 | 29.78 | 47.46 | 61.4 | 66.06 | 11.48
1251 | 53 | 2 | 13.04 | 24.84 | 30.14 | 47.37 | 59.61 | 66.06 | 11.48
1252 | 53 | 2 | 13.04 | 24.84 | 29.83 | 47.37 | 59.61 | 64.14 | 11.48
1253 | 53 | 2 | 13.04 | 24.84 | 30.14 | 47.37 | 61.4 | 66.06 | 11.48
1254 | 53 | 2 | 13.83 | 24.84 | 30.44 | 47.85 | 61.4 | 68.73 | 9.06
1255 | 53 | 2 | 17.94 | 25.74 | 30.5 | 55.83 | 164.79 | 72.19 | 11.48
1256 | 53 | 2 | 18.16 | 28.8 | 30.68 | 60.31 | 211.85 | 190.03 | 11.48
1257 | 53 | 2 | 18.34 | 35.87 | 30.68 | 60.31 | 575.24 | 603.31 | 10.07
1258 | 53 | 2 | 18.16 | 34.82 | 30.5 | 60.31 | 205.68 | 147.82 | 10.58
1259 | 53 | 2 | 17.94 | 34.82 | 30.11 | 57.04 | 164.79 | 72.19 | 0.1
1260 | 53 | 2 | 17.94 | 28.37 | 15.88 | 55.83 | 164.79 | 68.54 | 0.1
1261 | 53 | 2 | 15.82 | 26.51 | 11.2 | 47.85 | 164.79 | 64.79 | 0.97
1262 | 53 | 2 | 15.82 | 26.51 | 11.2 | 47.85 | 159.99 | 64.14 | 0.97
1263 | 53 | 2 | 15.8 | 26.51 | 11.2 | 47.85 | 68.09 | 62.27 | 0.52
1264 | 53 | 2 | 15.34 | 26.51 | 11.24 | 47.85 | 68.09 | 62.27 | 11.48
1265 | 53 | 2 | 15.34 | 26.51 | 29.93 | 47.85 | 68.09 | 64.14 | 0.1
1266 | 53 | 2 | 17.81 | 27.15 | 30.68 | 47.85 | 80.1 | 66.06 | 10.58
1267 | 53 | 2 | 17.81 | 27.96 | 30.95 | 55.83 | 164.79 | 88.08 | 11.04
1268 | 53 | 2 | 16.3 | 26.91 | 30.95 | 47.85 | 72.97 | 68.05 | 0.1
1269 | 53 | 2 | 15.57 | 25.74 | 30.95 | 46.11 | 61.4 | 62.27 | 0.1
1270 | 53 | 2 | 12.66 | 24.99 | 30.68 | 44.93 | 57.88 | 53.71 | 0.1
1271 | 53 | 2 | 12.66 | 24.84 | 30.68 | 45.65 | 46.54 | 49.71 | 0.1
1272 | 53 | 2 | 12.66 | 24.84 | 30.68 | 45.57 | 43.42 | 48.86 | 10.58
1273 | 54 | 2 | 12.66 | 24 | 30.5 | 40.13 | 41.48 | 47.31 | 11.31
1274 | 54 | 2 | 11.71 | 24 | 30.42 | 33.75 | 39.06 | 35.8 | 11.48
1275 | 54 | 2 | 7.07 | 23.59 | 29.83 | 31.52 | 31.51 | 33.67 | 11.48
1276 | 54 | 2 | 7.07 | 23.59 | 29.69 | 31.11 | 31.51 | 33.67 | 11.48
1277 | 54 | 2 | 7.07 | 24 | 29.76 | 32.13 | 32.45 | 33.67 | 11.48
1278 | 54 | 2 | 12.29 | 24 | 29.98 | 37.59 | 40.33 | 36.87 | 11.48
1279 | 54 | 2 | 13.26 | 24.84 | 30.31 | 46.03 | 47.37 | 49.53 | 11.48
1280 | 54 | 2 | 15.8 | 25.74 | 30.44 | 47.46 | 61.4 | 57.49 | 11.48
1281 | 54 | 2 | 15.82 | 25.74 | 30.17 | 47.46 | 61.4 | 64.14 | 11.48
1282 | 54 | 2 | 15.82 | 25.74 | 30.31 | 47.85 | 61.4 | 62.27 | 11.48
1283 | 54 | 2 | 15.82 | 25.74 | 30.5 | 47.46 | 61.4 | 62.27 | 18.18
1284 | 54 | 2 | 15.8 | 25.74 | 15.99 | 47.46 | 61.4 | 57.49 | 18.34
1285 | 54 | 2 | 14.27 | 25.74 | 15.99 | 46.11 | 61.4 | 48.86 | 17.9
1286 | 54 | 2 | 13.83 | 24.99 | 30.5 | 46.03 | 61.4 | 48.86 | 17.9
1287 | 54 | 2 | 13.43 | 24.99 | 11.24 | 46.03 | 52.19 | 48.86 | 17.9
1288 | 54 | 2 | 13.43 | 24.84 | 11.24 | 45.57 | 52.19 | 48.86 | 18.35
1289 | 54 | 2 | 13.43 | 25.25 | 30.44 | 45.57 | 52.19 | 49.53 | 18.34
1290 | 54 | 2 | 14.25 | 26.5 | 30.5 | 46.03 | 61.4 | 53.71 | 18.34
1291 | 54 | 2 | 15.82 | 26.51 | 30.68 | 47.46 | 70.13 | 64.61 | 11.48
1292 | 54 | 2 | 15.8 | 26.51 | 30.68 | 47.46 | 61.4 | 57.49 | 11.48
1293 | 54 | 2 | 14.67 | 25.74 | 30.68 | 46.11 | 61.4 | 55.81 | 11.48
1294 | 54 | 2 | 13.45 | 25.74 | 30.68 | 46.03 | 48.15 | 53.27 | 0.1
1295 | 54 | 2 | 13.83 | 25.74 | 30.68 | 46.03 | 47.67 | 50.03 | 0.1
1296 | 54 | 2 | 13.04 | 24.84 | 30.17 | 46.03 | 46.54 | 48.86 | 0.1
1297 | 55 | 2 | 12.55 | 24.84 | 30.06 | 42.19 | 46.54 | 48.86 | 0.1
1298 | 55 | 2 | 12.42 | 24.48 | 29.39 | 40.34 | 45.99 | 48.86 | 0.1
1299 | 55 | 2 | 12.42 | 24 | 29.39 | 38.19 | 43.35 | 48.86 | 11.48
1300 | 55 | 2 | 11.71 | 24 | 29.39 | 32.79 | 42.79 | 47.37 | 0.1
1301 | 55 | 2 | 11.71 | 24 | 29.39 | 32.79 | 42.79 | 48.09 | 0.97
1302 | 55 | 2 | 12.42 | 24.73 | 29.39 | 40.34 | 46.54 | 48.86 | 0.1
1303 | 55 | 2 | 13.45 | 24.99 | 30.06 | 46.11 | 57.88 | 49.53 | 0.1
1304 | 55 | 2 | 15.82 | 25.74 | 30.31 | 46.11 | 61.4 | 57.49 | 0.1
1305 | 55 | 2 | 15.82 | 25.74 | 30.06 | 46.11 | 63.24 | 57.49 | 0.1
1306 | 55 | 2 | 15.82 | 25.74 | 30.35 | 47.85 | 61.4 | 57.49 | 0.97
1307 | 55 | 2 | 15.82 | 25.74 | 26.78 | 47.85 | 61.4 | 53.71 | 0.1
1308 | 55 | 2 | 15.82 | 25.74 | 21.36 | 46.11 | 59.61 | 49.36 | 1.94
1309 | 55 | 2 | 14.27 | 24.99 | 15.88 | 46.11 | 57.88 | 48.86 | 0.97
1310 | 55 | 2 | 13.45 | 24.99 | 15.88 | 46.11 | 57.88 | 48.86 | 0.97
1311 | 55 | 2 | 13.45 | 24.99 | 15.88 | 46.11 | 57.88 | 48.86 | 0.97
1312 | 55 | 2 | 13.45 | 24.99 | 16.98 | 46.03 | 59.61 | 48.86 | 0.97
1313 | 55 | 2 | 13.45 | 24.99 | 24.42 | 46.11 | 59.61 | 50.13 | 0.97
1314 | 55 | 2 | 15.82 | 26.51 | 30.5 | 47.85 | 61.4 | 58.26 | 0.97
1315 | 55 | 2 | 15.82 | 29.23 | 30.5 | 55.83 | 74.4 | 135.28 | 0.1
1316 | 55 | 2 | 15.82 | 29.23 | 30.5 | 55.83 | 72.24 | 80.05 | 0.1
1317 | 55 | 2 | 15.82 | 27.29 | 30.5 | 53.77 | 63.24 | 68.05 | 9.17
1318 | 55 | 2 | 15.11 | 26.5 | 30.5 | 47.85 | 61.4 | 66.06 | 11.48
1319 | 55 | 2 | 15.82 | 25.74 | 30.44 | 47.85 | 61.4 | 68.05 | 11.48
1320 | 55 | 2 | 15.82 | 25.74 | 29.73 | 47.46 | 61.4 | 68.05 | 11.48
1321 | 56 | 2 | 13.83 | 24.99 | 29.11 | 47.85 | 61.4 | 72.19 | 16.56
1322 | 56 | 2 | 13.45 | 24.99 | 29.11 | 47.46 | 61.4 | 72.19 | 16.56
1323 | 56 | 2 | 13.45 | 24.84 | 29.11 | 47.46 | 61.4 | 72.19 | 16.56
1324 | 56 | 2 | 13.43 | 24.84 | 29.11 | 47.46 | 61.4 | 72.19 | 16.56
1325 | 56 | 2 | 13.45 | 24.84 | 27.86 | 47.46 | 61.4 | 72.19 | 11.48
1326 | 56 | 2 | 14.05 | 24.99 | 27.86 | 52.2 | 65.14 | 72.19 | 11.48
1327 | 56 | 2 | 17.83 | 26.51 | 29.91 | 61.5 | 594.47 | 431.79 | 11.48
1328 | 56 | 2 | 18.36 | 28.97 | 30.44 | 62.12 | 612.31 | 502.91 | 11.48
1329 | 56 | 2 | 18.36 | 34.08 | 30.5 | 62.33 | 720.36 | 621.41 | 11.48
1330 | 56 | 2 | 18.36 | 28.97 | 30.68 | 62.33 | 614.33 | 440.3 | 11.48
1331 | 56 | 2 | 18.34 | 28.97 | 30.68 | 62.12 | 612.31 | 427.47 | 11.22
1332 | 56 | 2 | 18.16 | 28.97 | 30.68 | 62.12 | 612.31 | 427.47 | 11.18
1333 | 56 | 2 | 18.16 | 28.97 | 30.6 | 62.12 | 612.31 | 427.47 | 11.18
1334 | 56 | 2 | 18.16 | 34.82 | 30.53 | 62.12 | 612.31 | 585.74 | 11.18
1335 | 56 | 2 | 18.16 | 35.87 | 29.11 | 62.12 | 612.31 | 603.31 | 11.18
1336 | 56 | 2 | 18.16 | 35.87 | 29.99 | 62.12 | 843.72 | 843.72 | 11.48
1337 | 56 | 2 | 18.36 | 35.87 | 30.53 | 62.12 | 843.72 | 843.72 | 11.48
1338 | 56 | 2 | 18.36 | 36.01 | 30.95 | 63.98 | 843.72 | 869.03 | 11.48
1339 | 56 | 2 | 18.92 | 38.05 | 30.95 | 869.03 | 869.03 | 869.03 | 11.48
1340 | 56 | 2 | 18.92 | 38.17 | 30.95 | 869.03 | 869.03 | 869.03 | 11.48
1341 | 56 | 2 | 18.36 | 36.01 | 30.95 | 66.12 | 843.72 | 869.03 | 11.48
1342 | 56 | 2 | 18.36 | 35.87 | 30.95 | 62.33 | 843.72 | 869.03 | 11.48
1343 | 56 | 2 | 18.36 | 35.87 | 30.95 | 62.33 | 843.72 | 869.03 | 11.48
1344 | 56 | 2 | 18.36 | 28.12 | 30.6 | 62.12 | 843.72 | 869.03 | 10.58
1345 | 57 | 2 | 18.16 | 26.51 | 30.42 | 59.23 | 575.24 | 843.72 | 11.48
1346 | 57 | 2 | 17.72 | 26.35 | 30.27 | 53.2 | 505.3 | 623.48 | 11.48
1347 | 57 | 2 | 15.82 | 25.74 | 30.25 | 52.67 | 169.74 | 190.03 | 18.92
1348 | 57 | 2 | 15.75 | 25.74 | 29.45 | 52.67 | 164.79 | 147.82 | 18.92
1349 | 57 | 2 | 15.75 | 25.74 | 29.99 | 52.67 | 164.79 | 147.82 | 22.94
1350 | 57 | 2 | 15.82 | 25.74 | 30.35 | 52.67 | 166.46 | 156.82 | 22.94
1351 | 57 | 2 | 18.36 | 25.74 | 30.5 | 59.79 | 594.47 | 603.31 | 22.94
1352 | 57 | 2 | 18.36 | 27.15 | 30.95 | 62.33 | 843.72 | 843.72 | 11.48
1353 | 57 | 2 | 18.36 | 28.37 | 30.95 | 63.43 | 843.72 | 621.41 | 22.94
1354 | 57 | 2 | 18.36 | 28.37 | 27.86 | 62.12 | 594.47 | 587.69 | 18.23
1355 | 57 | 2 | 18.36 | 28.37 | 30.68 | 59.23 | 241.98 | 139.33 | 18.23
1356 | 57 | 2 | 18.16 | 27.02 | 29.93 | 57.5 | 174.83 | 137.94 | 18.23
1357 | 57 | 2 | 15.82 | 25.74 | 30.68 | 52.67 | 166.46 | 72.19 | 18.23
1358 | 57 | 2 | 15.82 | 25.74 | 30.68 | 52.14 | 164.79 | 72.19 | 18.23
1359 | 57 | 2 | 15.82 | 25.74 | 30.31 | 48.88 | 141.49 | 68.05 | 0.1
1360 | 57 | 2 | 15.82 | 25.74 | 30.5 | 48.88 | 141.49 | 68.54 | 0.1
1361 | 57 | 2 | 15.82 | 25.74 | 30.5 | 48.88 | 141.49 | 68.54 | 1.49
1362 | 57 | 2 | 15.82 | 25.74 | 30.68 | 50.31 | 164.79 | 136.56 | 0.1
1363 | 57 | 2 | 18.36 | 27.3 | 30.68 | 57.5 | 166.46 | 587.69 | 11.48
1364 | 57 | 2 | 18.36 | 27.3 | 30.68 | 57.5 | 166.46 | 173.91 | 10.58
1365 | 57 | 2 | 17.94 | 26.01 | 30.68 | 53.2 | 164.79 | 136.56 | 11.48
1366 | 57 | 2 | 15.82 | 25.74 | 30.68 | 48.39 | 140.07 | 136.56 | 10.14
1367 | 57 | 2 | 15.82 | 25.74 | 30.68 | 50.82 | 164.79 | 136.56 | 0.1
1368 | 57 | 2 | 15.82 | 25.74 | 30.5 | 48.88 | 164.79 | 136.56 | 0.1
1369 | 58 | 2 | 13.43 | 24.99 | 30.5 | 46.11 | 61.4 | 56.56 | 0.1
1370 | 58 | 2 | 13.43 | 24.84 | 30.5 | 46.03 | 60.79 | 56.56 | 0.1
1371 | 58 | 2 | 13.04 | 24.84 | 30.5 | 45.57 | 60.79 | 56.56 | 0.1
1372 | 58 | 2 | 12.66 | 24.84 | 29.84 | 45.57 | 59.61 | 56.56 | 0.1
1373 | 58 | 2 | 12.49 | 24.84 | 29.78 | 45.57 | 59.61 | 54.92 | 0.1
1374 | 58 | 2 | 12.66 | 24.84 | 29.78 | 45.57 | 59.61 | 56.56 | 11.22
1375 | 58 | 2 | 13.43 | 24.84 | 30.31 | 45.57 | 60.79 | 56.56 | 11.48
1376 | 58 | 2 | 13.43 | 24.84 | 30.44 | 45.65 | 60.79 | 56.56 | 11.48
1377 | 58 | 2 | 14.67 | 25.59 | 24.42 | 46.11 | 61.4 | 66.06 | 11.48
1378 | 58 | 2 | 15.82 | 25.74 | 22.57 | 46.11 | 61.4 | 66.55 | 11.48
1379 | 58 | 2 | 15.82 | 25.74 | 21.55 | 46.11 | 61.4 | 57.14 | 11.48
1380 | 58 | 2 | 15.82 | 25.74 | 22.57 | 46.11 | 61.4 | 56.99 | 11.48
1381 | 58 | 2 | 15.82 | 25.74 | 15.91 | 46.11 | 61.4 | 56.99 | 11.48
1382 | 58 | 2 | 14.27 | 25.74 | 11.2 | 46.11 | 61.4 | 56.56 | 11.48
1383 | 58 | 2 | 14.25 | 25.74 | 11.24 | 46.03 | 61.4 | 56.56 | 11.48
1384 | 58 | 2 | 14.25 | 25.74 | 15.91 | 46.11 | 61.4 | 60.01 | 18.18
1385 | 58 | 2 | 14.27 | 25.74 | 25.86 | 47.85 | 61.4 | 64.61 | 18.28
1386 | 58 | 2 | 17.83 | 28.12 | 30.68 | 53.61 | 155.33 | 147.82 | 25.65
1387 | 58 | 2 | 18.16 | 29.23 | 30.68 | 55.94 | 596.44 | 843.72 | 18.35
1388 | 58 | 2 | 18.16 | 29.23 | 30.68 | 57.04 | 596.44 | 843.72 | 18.35
1389 | 58 | 2 | 17.94 | 28.12 | 30.95 | 53.61 | 169.74 | 623.48 | 18.35
1390 | 58 | 2 | 17.83 | 27.3 | 30.95 | 52.67 | 155.33 | 147.82 | 11.48
1391 | 58 | 2 | 17.83 | 25.74 | 30.95 | 52.67 | 164.79 | 190.03 | 11.48
1392 | 58 | 2 | 17.72 | 25.74 | 30.5 | 48.39 | 74.4 | 143.51 | 11.48
1393 | 59 | 2 | 16.78 | 25.74 | 30.45 | 47.85 | 65.14 | 72.19 | 11.48
1394 | 59 | 2 | 15.82 | 25.74 | 30.06 | 46.11 | 61.4 | 68.54 | 1.94
1395 | 59 | 2 | 13.83 | 24.99 | 30.06 | 43.56 | 59.61 | 64.14 | 0.1
1396 | 59 | 2 | 13.43 | 24.84 | 30.06 | 43.56 | 46.07 | 53.71 | 0.1
1397 | 59 | 2 | 12.68 | 24.84 | 30.31 | 43.39 | 45.1 | 51.02 | 0.1
1398 | 59 | 2 | 12.68 | 24.84 | 30.17 | 42.95 | 45.1 | 48.86 | 0.1
1399 | 59 | 2 | 12.68 | 24.84 | 30.44 | 42.95 | 45.1 | 47.79 | 0.1
1400 | 59 | 2 | 13.04 | 24.84 | 30.68 | 42.95 | 45.18 | 47.79 | 0.1
1401 | 59 | 2 | 13.45 | 24.84 | 30.95 | 43.39 | 45.55 | 47.79 | 0.1
1402 | 59 | 2 | 13.45 | 24.84 | 30.68 | 45.7 | 45.1 | 45.93 | 0.1
1403 | 59 | 2 | 13.43 | 24.84 | 30.5 | 44.69 | 45.1 | 45.93 | 0.1
1404 | 59 | 2 | 13.04 | 24.84 | 30.31 | 44.69 | 45.1 | 44.15 | 0.1
1405 | 59 | 2 | 13.04 | 24.84 | 30.5 | 44.69 | 44.65 | 44.15 | 0.1
1406 | 59 | 2 | 12.49 | 24.73 | 30.5 | 42.95 | 44.2 | 43.96 | 0.1
1407 | 59 | 2 | 12.49 | 24.48 | 30.5 | 41.77 | 42.61 | 43.96 | 0.1
1408 | 59 | 2 | 12.49 | 24.44 | 30.68 | 40.9 | 42.61 | 43.96 | 0.1
1409 | 59 | 2 | 12.49 | 24.44 | 32.49 | 41.31 | 42.61 | 44.15 | 0.1
1410 | 59 | 2 | 12.66 | 24.84 | 41.75 | 43.39 | 44.65 | 44.15 | 0.1
1411 | 59 | 2 | 14.05 | 25.29 | 41.75 | 46.11 | 46.07 | 48.86 | 4.32
1412 | 59 | 2 | 14.69 | 25.74 | 41.75 | 46.11 | 45.55 | 48.86 | 4.32
1413 | 59 | 2 | 13.45 | 24.84 | 41.75 | 45.7 | 44.65 | 46.64 | 1.31
1414 | 59 | 2 | 13.04 | 24.84 | 41.75 | 44.24 | 44.2 | 45.28 | 0.64
1415 | 59 | 2 | 13.04 | 24.84 | 41.75 | 43.56 | 43.02 | 44.15 | 0.97
1416 | 59 | 2 | 13.04 | 24.84 | 37.12 | 42.55 | 42.09 | 33.74 | 0.97
1417 | 60 | 3 | 12.66 | 24.73 | 37.12 | 33.09 | 29.41 | 33.67 | 0.97
1418 | 60 | 3 | 12.49 | 23.73 | 37.12 | 31.26 | 29.14 | 33.67 | 0.97
1419 | 60 | 3 | 12.16 | 23.73 | 37.12 | 30.57 | 29.14 | 33.67 | 0.97
1420 | 60 | 3 | 11.98 | 23.59 | 37.12 | 30.57 | 29.14 | 33.67 | 0.97
1421 | 60 | 3 | 11.98 | 23.73 | 37.12 | 30.57 | 29.14 | 33.67 | 0.64
1422 | 60 | 3 | 12.49 | 24.73 | 37.12 | 31.84 | 29.28 | 33.67 | 0.1
1423 | 60 | 3 | 13.04 | 24.84 | 37.12 | 43.47 | 41.48 | 33.67 | 4.32
1424 | 60 | 3 | 14.91 | 25.29 | 37.12 | 44.69 | 43.42 | 33.67 | 0.1
1425 | 60 | 3 | 15.34 | 25.29 | 37.12 | 45.7 | 45.55 | 33.67 | 0.1
1426 | 60 | 3 | 15.34 | 25.29 | 30.95 | 45.7 | 44.07 | 33.67 | 0.1
1427 | 60 | 3 | 14.91 | 24.99 | 37.12 | 44.69 | 43.83 | 33.67 | 0.1
1428 | 60 | 3 | 14.91 | 24.84 | 30.68 | 44.37 | 42.56 | 33.67 | 0.1
1429 | 60 | 3 | 14.67 | 24.84 | 30.32 | 43.47 | 42.56 | 33.67 | 0.1
1430 | 60 | 3 | 14.67 | 24.84 | 30.31 | 43.47 | 42.56 | 33.67 | 0.1
1431 | 60 | 3 | 13.04 | 24.84 | 30.5 | 43.47 | 42.56 | 33.67 | 0.1
1432 | 60 | 3 | 13.04 | 24.84 | 30.5 | 43.56 | 43.35 | 33.67 | 0.1
1433 | 60 | 3 | 13.04 | 24.99 | 30.68 | 44.37 | 43.35 | 33.67 | 0.1
1434 | 60 | 3 | 15.34 | 25.74 | 41.75 | 46.11 | 45.55 | 34.25 | 0.1
1435 | 60 | 3 | 16.78 | 26.51 | 41.75 | 51.14 | 47.38 | 45.28 | 4.32
1436 | 60 | 3 | 18.16 | 26.05 | 41.75 | 51.14 | 47.38 | 34.29 | 0.1
1437 | 60 | 3 | 15.82 | 25.74 | 41.75 | 48.19 | 46.45 | 34.25 | 0.1
1438 | 60 | 3 | 15.34 | 25.74 | 41.75 | 45.78 | 45.55 | 34.01 | 0.1
1439 | 60 | 3 | 14.91 | 25.29 | 37.12 | 44.69 | 45.55 | 34.01 | 0.1
1440 | 60 | 3 | 13.83 | 24.99 | 30.95 | 43.56 | 42.72 | 33.67 | 0.1
1441 | 61 | 3 | 13.04 | 24.73 | 30.5 | 41.79 | 40.33 | 33.67 | 0.1
1442 | 61 | 3 | 13.04 | 24.73 | 30.06 | 40.96 | 40.27 | 33.67 | 0.1
1443 | 61 | 3 | 13.04 | 24.44 | 29.46 | 40.96 | 40.27 | 33.67 | 0.1
1444 | 61 | 3 | 13.04 | 24.73 | 29.39 | 40.96 | 40.27 | 37.24 | 0.1
1445 | 61 | 3 | 13.04 | 24.84 | 30.06 | 40.96 | 42.09 | 37.62 | 0.1
1446 | 61 | 3 | 13.04 | 24.84 | 30.06 | 43.56 | 45.1 | 37.62 | 0.1
1447 | 61 | 3 | 15.36 | 25.74 | 30.31 | 46.03 | 47.45 | 46.06 | 10.74
1448 | 61 | 3 | 16.78 | 25.74 | 30.3 | 48.88 | 48.15 | 46.69 | 8.95
1449 | 61 | 3 | 17.83 | 25.74 | 29.11 | 48.88 | 48.15 | 48.09 | 10.58
1450 | 61 | 3 | 17.83 | 25.74 | 22.57 | 48.39 | 47.93 | 47.44 | 0.1
1451 | 61 | 3 | 17.29 | 25.74 | 15.99 | 45.7 | 46.45 | 44.01 | 0.1
1452 | 61 | 3 | 15.82 | 25.29 | 11.2 | 45.7 | 45.1 | 37.62 | 0.1
1453 | 61 | 3 | 15.82 | 25.29 | 11.2 | 43.99 | 44.65 | 37.24 | 0.1
1454 | 61 | 3 | 15.82 | 24.99 | 11.2 | 43.99 | 44.65 | 34.54 | 0.1
1455 | 61 | 3 | 14.69 | 24.99 | 11.2 | 43.99 | 44.65 | 34.54 | 0.1
1456 | 61 | 3 | 14.69 | 24.99 | 11.2 | 44.69 | 44.65 | 37.24 | 0.1
1457 | 61 | 3 | 14.69 | 24.99 | 15.88 | 45.78 | 45.1 | 38.16 | 0.1
1458 | 61 | 3 | 15.82 | 25.74 | 29.84 | 47.46 | 47.03 | 46.06 | 0.1
1459 | 61 | 3 | 17.29 | 26.51 | 30.44 | 52.67 | 55.3 | 51.72 | 10.58
1460 | 61 | 3 | 17.29 | 25.74 | 30.44 | 52.67 | 53.69 | 51.72 | 4.32
1461 | 61 | 3 | 17.29 | 25.74 | 30.31 | 48.19 | 48.15 | 46.06 | 4.32
1462 | 61 | 3 | 15.82 | 25.74 | 30.31 | 45.7 | 45.55 | 44.26 | 4.32
1463 | 61 | 3 | 14.91 | 25.29 | 30.5 | 43.99 | 45.55 | 43.96 | 4.32
1464 | 61 | 3 | 14.91 | 25.29 | 30.14 | 43.56 | 45.1 | 37.24 | 0.1
1465 | 62 | 3 | 14.69 | 24.84 | 29.11 | 41.55 | 40.93 | 34.07 | 0.1
1466 | 62 | 3 | 13.85 | 24.84 | 29.11 | 39.77 | 31.51 | 34.07 | 0.1
1467 | 62 | 3 | 13.43 | 24.84 | 29.11 | 35.1 | 31.51 | 34.07 | 0.1
1468 | 62 | 3 | 13.04 | 24.84 | 29.37 | 34.08 | 31.51 | 34.07 | 2.92
1469 | 62 | 3 | 13.04 | 24.84 | 29.37 | 37.08 | 32.45 | 34.07 | 0.1
1470 | 62 | 3 | 13.85 | 24.84 | 29.83 | 42.17 | 40.93 | 34.07 | 0.17
1471 | 62 | 3 | 14.91 | 25.29 | 30.5 | 45.32 | 45.53 | 36.65 | 11.09
1472 | 62 | 3 | 17.54 | 25.74 | 30.5 | 46.11 | 46.45 | 43.96 | 11.09
1473 | 62 | 3 | 17.54 | 25.74 | 30.5 | 48.39 | 46.45 | 45.88 | 7.92
1474 | 62 | 3 | 17.54 | 25.74 | 30.5 | 45.7 | 46.45 | 44.82 | 0.1
1475 | 62 | 3 | 17.29 | 25.74 | 30.5 | 45.7 | 45.99 | 37.37 | 0.1
1476 | 62 | 3 | 16.78 | 25.29 | 30.5 | 45.7 | 45.99 | 36.65 | 0.1
1477 | 62 | 3 | 15.82 | 25.29 | 30.5 | 45.24 | 45.53 | 36.65 | 0.1
1478 | 62 | 3 | 15.82 | 25.29 | 30.5 | 45.7 | 45.55 | 36.65 | 0.1
1479 | 62 | 3 | 15.82 | 25.74 | 30.5 | 45.7 | 45.99 | 43.96 | 0.1
1480 | 62 | 3 | 15.82 | 25.74 | 30.5 | 47.46 | 54.65 | 51.72 | 0.1
1481 | 62 | 3 | 15.82 | 25.74 | 30.68 | 47.85 | 59.61 | 60.46 | 0.1
1482 | 62 | 3 | 17.54 | 27.3 | 41.75 | 51.24 | 155.33 | 131.34 | 11.48
1483 | 62 | 3 | 18.36 | 28.8 | 41.75 | 58.75 | 575.24 | 772.12 | 11.48
1484 | 62 | 3 | 18.36 | 28.12 | 41.75 | 57.04 | 161.61 | 64.14 | 11.48
1485 | 62 | 3 | 17.54 | 26.01 | 41.75 | 52.67 | 59.61 | 53.71 | 11.48
1486 | 62 | 3 | 17.29 | 25.74 | 41.75 | 46.11 | 53.06 | 51.72 | 10.58
1487 | 62 | 3 | 17.29 | 25.74 | 41.75 | 48.39 | 46.54 | 48.86 | 0.1
1488 | 62 | 3 | 16.29 | 25.59 | 37.12 | 45.7 | 45.99 | 44.72 | 0.1
1489 | 63 | 3 | 14.91 | 24.99 | 37.12 | 43.56 | 45.99 | 43.52 | 2.92
1490 | 63 | 3 | 14.06 | 24.84 | 37.12 | 43.56 | 45.99 | 43.52 | 0.1
1491 | 63 | 3 | 13.45 | 24.84 | 37.12 | 43.56 | 45.55 | 36.87 | 0.97
1492 | 63 | 3 | 13.43 | 24.84 | 30.5 | 43.56 | 43.35 | 35.8 | 0.97
1493 | 63 | 3 | 13.43 | 24.84 | 30.5 | 43.56 | 45.55 | 34.75 | 0.97
1494 | 63 | 3 | 14.06 | 24.84 | 37.12 | 43.56 | 45.99 | 43.52 | 0.1
1495 | 63 | 3 | 15.82 | 25.74 | 37.12 | 46.11 | 46.45 | 43.96 | 11.09
1496 | 63 | 3 | 17.94 | 25.74 | 37.12 | 52.67 | 49.37 | 50.13 | 10.58
1497 | 63 | 3 | 17.94 | 26.35 | 30.5 | 52.67 | 49.37 | 48.86 | 0.1
1498 | 63 | 3 | 17.94 | 26.05 | 30.35 | 48.88 | 46.75 | 46.64 | 0.1
1499 | 63 | 3 | 17.94 | 25.74 | 28.36 | 47.46 | 46.45 | 43.96 | 0.1
1500 | 63 | 3 | 15.82 | 25.59 | 15.28 | 45.7 | 45.99 | 43.52 | 0.1
1501 | 63 | 3 | 15.82 | 25.29 | 16.44 | 45.7 | 45.99 | 43.52 | 0.1
1502 | 63 | 3 | 15.82 | 25.29 | 15.28 | 45.7 | 45.99 | 43.52 | 0.1
1503 | 63 | 3 | 15.82 | 25.29 | 24.69 | 45.7 | 45.99 | 43.96 | 0.1
1504 | 63 | 3 | 15.24 | 25.74 | 28.36 | 46.11 | 46.45 | 48.04 | 0.1
1505 | 63 | 3 | 15.24 | 25.74 | 29.11 | 46.98 | 46.75 | 48.86 | 0.1
1506 | 63 | 3 | 15.82 | 25.74 | 37.12 | 51.14 | 57.88 | 53.71 | 0.1
1507 | 63 | 3 | 17.94 | 27.3 | 41.75 | 62.12 | 155.33 | 71.61 | 0.1
1508 | 63 | 3 | 18.16 | 28.12 | 41.75 | 64.2 | 558.49 | 71.61 | 10.58
1509 | 63 | 3 | 17.94 | 26.51 | 41.75 | 55.78 | 65.14 | 66.06 | 11.48
1510 | 63 | 3 | 17.94 | 25.74 | 41.75 | 48.88 | 57.88 | 56.15 | 11.48
1511 | 63 | 3 | 15.82 | 25.74 | 41.75 | 49.28 | 57.88 | 53.71 | 11.48
1512 | 63 | 3 | 15.82 | 25.74 | 41.75 | 47.41 | 57.88 | 53.71 | 11.48
1513 | 64 | 3 | 15.24 | 24.99 | 37.12 | 47.46 | 57.88 | 56.15 | 11.48
1514 | 64 | 3 | 14.67 | 24.84 | 37.12 | 47.41 | 57.88 | 56.15 | 11.48
1515 | 64 | 3 | 14.27 | 24.84 | 37.12 | 47.41 | 57.88 | 60.46 | 11.48
1516 | 64 | 3 | 13.45 | 24.84 | 37.12 | 47.41 | 57.88 | 64.14 | 11.48
1517 | 64 | 3 | 13.45 | 24.84 | 37.12 | 47.85 | 57.88 | 68.05 | 11.48
1518 | 64 | 3 | 15.24 | 24.99 | 37.12 | 49.15 | 61.4 | 72.19 | 11.48
1519 | 64 | 3 | 17.94 | 26.51 | 37.12 | 55.88 | 575.24 | 603.31 | 14.5
1520 | 64 | 3 | 18.36 | 29.83 | 37.12 | 62.12 | 614.33 | 843.72 | 16.56
1521 | 64 | 3 | 18.36 | 36.94 | 30.5 | 62.12 | 843.72 | 869.03 | 14.5
1522 | 64 | 3 | 18.36 | 36.94 | 30.5 | 62.12 | 843.72 | 640.06 | 14.5
1523 | 64 | 3 | 18.36 | 36.94 | 30.5 | 62.12 | 676.76 | 603.31 | 11.48
1524 | 64 | 3 | 18.36 | 36.94 | 30.5 | 62.12 | 614.33 | 603.31 | 0.1
1525 | 64 | 3 | 18.36 | 36.94 | 30.5 | 62.12 | 594.47 | 544.05 | 0.1
1526 | 64 | 3 | 18.36 | 36.94 | 30.5 | 62.12 | 575.24 | 544.05 | 11.48
1527 | 64 | 3 | 18.16 | 36.94 | 30.5 | 62.12 | 575.24 | 544.05 | 11.48
1528 | 64 | 3 | 18.36 | 36.94 | 31.39 | 62.12 | 575.24 | 544.05 | 0.1
1529 | 64 | 3 | 18.36 | 36.94 | 37.12 | 62.12 | 594.47 | 603.31 | 11.48
1530 | 64 | 3 | 18.36 | 36.94 | 37.12 | 62.12 | 843.72 | 843.72 | 11.48
1531 | 64 | 3 | 18.36 | 36.94 | 41.75 | 64.2 | 843.72 | 843.72 | 11.48
1532 | 64 | 3 | 18.36 | 36.94 | 41.75 | 65.69 | 843.72 | 843.72 | 11.48
1533 | 64 | 3 | 18.34 | 35.87 | 41.75 | 62.12 | 596.44 | 640.06 | 11.48
1534 | 64 | 3 | 18.16 | 28.8 | 41.75 | 57.04 | 569.49 | 156.82 | 11.48
1535 | 64 | 3 | 18.16 | 28.12 | 37.12 | 55.88 | 569.49 | 177.44 | 11.48
1536 | 64 | 3 | 17.94 | 26.51 | 37.12 | 55.38 | 569.49 | 177.44 | 11.48
1537 | 65 | 3 | 16.78 | 25.74 | 37.12 | 47.85 | 61.4 | 68.05 | 11.44
1538 | 65 | 3 | 15.82 | 25.74 | 30.5 | 47.85 | 59.61 | 66.06 | 11.31
1539 | 65 | 3 | 14.27 | 25.29 | 30.5 | 46.98 | 58.46 | 62.27 | 11.45
1540 | 65 | 3 | 14.27 | 24.84 | 30.5 | 46.98 | 57.88 | 59.85 | 11.36
1541 | 65 | 3 | 14.27 | 24.84 | 30.5 | 46.98 | 57.88 | 56.15 | 11.48
1542 | 65 | 3 | 14.27 | 24.84 | 30.5 | 46.98 | 57.88 | 62.27 | 13.95
1543 | 65 | 3 | 14.27 | 25.29 | 30.5 | 46.98 | 58.46 | 64.14 | 11.48
1544 | 65 | 3 | 15.82 | 25.74 | 30.5 | 47.46 | 59.61 | 66.06 | 11.48
1545 | 65 | 3 | 16.78 | 25.74 | 30.5 | 47.46 | 61.4 | 66.06 | 11.48
1546 | 65 | 3 | 16.78 | 25.74 | 26.54 | 47.85 | 61.4 | 64.14 | 11.48
1547 | 65 | 3 | 16.78 | 25.74 | 26.54 | 47.67 | 59.61 | 56.52 | 0.1
1548 | 65 | 3 | 16.78 | 25.74 | 29.86 | 47.46 | 58.46 | 54.86 | 0.1
1549 | 65 | 3 | 15.82 | 25.74 | 24.42 | 47.46 | 57.88 | 53.27 | 0.1
1550 | 65 | 3 | 15.82 | 25.59 | 25.87 | 47.46 | 57.88 | 53.27 | 11.48
1551 | 65 | 3 | 15.82 | 24.99 | 29.14 | 47.46 | 57.88 | 52.21 | 0.1
1552 | 65 | 3 | 15.82 | 24.99 | 29.76 | 47.46 | 57.88 | 53.27 | 0.1
1553 | 65 | 3 | 15.82 | 25.29 | 28.4 | 47.46 | 57.88 | 54.86 | 0.1
1554 | 65 | 3 | 15.82 | 25.74 | 30.5 | 47.85 | 61.4 | 62.27 | 11.48
1555 | 65 | 3 | 17.29 | 26.51 | 30.68 | 52.67 | 69.8 | 68.05 | 11.48
1556 | 65 | 3 | 17.94 | 26.51 | 30.95 | 52.67 | 69.11 | 66.06 | 5.36
1557 | 65 | 3 | 16.78 | 25.74 | 32.49 | 47.85 | 59.61 | 56.52 | 0.97
1558 | 65 | 3 | 15.82 | 25.74 | 30.95 | 47.46 | 57.88 | 54.32 | 0.97
1559 | 65 | 3 | 16.78 | 25.74 | 30.63 | 47.46 | 57.88 | 53.71 | 4.32
1560 | 65 | 3 | 15.82 | 25.59 | 30.5 | 46.98 | 50.16 | 53.71 | 0.1
1561 | 66 | 3 | 14.91 | 24.99 | 30.5 | 43.56 | 43.35 | 35.13 | 0.1
1562 | 66 | 3 | 13.83 | 24.84 | 30.5 | 42.17 | 34.03 | 34.01 | 1.94
1563 | 66 | 3 | 13.04 | 24.73 | 30.5 | 39 | 31.51 | 33.67 | 0.97
1564 | 66 | 3 | 13.04 | 24.73 | 30.5 | 38.61 | 31.19 | 33.67 | 0.97
1565 | 66 | 3 | 12.66 | 24.73 | 30.5 | 38.61 | 30.01 | 33.67 | 0.97
1566 | 66 | 3 | 12.66 | 24.73 | 30.5 | 38.61 | 30.01 | 33.67 | 0.1
1567 | 66 | 3 | 12.66 | 24.73 | 30.5 | 38.61 | 30.01 | 33.67 | 10.05
1568 | 66 | 3 | 13.04 | 24.73 | 30.76 | 38.61 | 30.01 | 33.67 | 2.92
1569 | 66 | 3 | 13.04 | 24.73 | 30.83 | 38.61 | 30.01 | 33.67 | 0.1
1570 | 66 | 3 | 13.04 | 24.84 | 29.27 | 38.61 | 30.01 | 33.67 | 0.1
1571 | 66 | 3 | 13.04 | 24.84 | 15.88 | 38.61 | 30.01 | 33.67 | 0.1
1572 | 66 | 3 | 13.04 | 24.84 | 15.88 | 39 | 30.01 | 33.67 | 0.1
1573 | 66 | 3 | 13.04 | 24.84 | 12.66 | 38.98 | 30.01 | 33.67 | 0.1
1574 | 66 | 3 | 13.04 | 24.84 | 12.66 | 38.61 | 30.01 | 33.67 | 0.1
1575 | 66 | 3 | 13.04 | 24.73 | 11.04 | 38.61 | 30.01 | 33.67 | 0.1
1576 | 66 | 3 | 13.04 | 24.73 | 12.66 | 38.61 | 30.31 | 33.67 | 0.1
1577 | 66 | 3 | 13.04 | 24.84 | 15.98 | 39.77 | 31.51 | 33.67 | 0.1
1578 | 66 | 3 | 13.45 | 24.84 | 20.72 | 43.56 | 40.16 | 33.67 | 0.1
1579 | 66 | 3 | 16.78 | 25.59 | 29.76 | 46.11 | 42.56 | 34.07 | 4.32
1580 | 66 | 3 | 17.29 | 25.74 | 29.76 | 46.11 | 42.56 | 34.07 | 4.32
1581 | 66 | 3 | 16.29 | 25.29 | 29.76 | 44.69 | 41.48 | 34.07 | 4.32
1582 | 66 | 3 | 14.91 | 25.29 | 29.76 | 43.56 | 33.78 | 33.67 | 1.43
1583 | 66 | 3 | 14.91 | 25.29 | 22.57 | 43.47 | 32.45 | 33.67 | 1.94
1584 | 66 | 3 | 14.91 | 24.84 | 22.57 | 42.17 | 31.51 | 33.67 | 0.1
1585 | 67 | 3 | 14.91 | 24.84 | 17.49 | 43.47 | 32.45 | 34.07 | 0.97
1586 | 67 | 3 | 13.85 | 24.84 | 17.49 | 42.17 | 32.45 | 34.07 | 0.97
1587 | 67 | 3 | 13.85 | 24.84 | 17.49 | 42.17 | 32.45 | 34.07 | 0.97
1588 | 67 | 3 | 13.85 | 24.84 | 17.49 | 42.17 | 32.45 | 34.07 | 0.97
1589 | 67 | 3 | 13.85 | 24.84 | 17.49 | 42.17 | 33.03 | 34.07 | 0.97
1590 | 67 | 3 | 14.91 | 24.85 | 17.49 | 45.7 | 45.55 | 34.42 | 0.1
1591 | 67 | 3 | 18.25 | 25.74 | 25.37 | 52.14 | 53.22 | 48.48 | 4.32
1592 | 67 | 3 | 18.81 | 26.35 | 28.36 | 57.04 | 74.4 | 53.27 | 0.64
1593 | 67 | 3 | 18.81 | 26.51 | 29.11 | 58.75 | 74.4 | 53.71 | 0.1
1594 | 67 | 3 | 18.81 | 27.3 | 30.32 | 57.04 | 65.14 | 50.13 | 10.58
1595 | 67 | 3 | 18.36 | 26.51 | 29.78 | 53.77 | 63.24 | 48.86 | 0.78
1596 | 67 | 3 | 18.36 | 26.5 | 20.73 | 52.67 | 63.24 | 48.86 | 0.97
1597 | 67 | 3 | 18.36 | 26.05 | 11.2 | 52.67 | 63.24 | 48.97 | 11.22
1598 | 67 | 3 | 18.34 | 25.74 | 11.2 | 52.67 | 65.14 | 53.27 | 11.22
1599 | 67 | 3 | 18.16 | 25.74 | 30.32 | 52.67 | 69.11 | 54.76 | 11.22
1600 | 67 | 3 | 18.16 | 27.29 | 30.32 | 53.2 | 164.79 | 66.06 | 11.22
1601 | 67 | 3 | 18.34 | 28.12 | 30.5 | 58.75 | 199.69 | 72.19 | 11.48
1602 | 67 | 3 | 18.36 | 31.19 | 30.5 | 63.98 | 632.76 | 603.31 | 11.48
1603 | 67 | 3 | 18.92 | 31.84 | 37.12 | 843.72 | 843.72 | 843.72 | 11.48
1604 | 67 | 3 | 18.92 | 37.09 | 37.12 | 843.72 | 869.03 | 843.72 | 11.48
1605 | 67 | 3 | 18.92 | 36.01 | 37.12 | 843.72 | 843.72 | 843.72 | 11.48
1606 | 67 | 3 | 18.36 | 28.12 | 37.12 | 64.2 | 610.28 | 843.72 | 11.48
1607 | 67 | 3 | 18.36 | 31.19 | 37.12 | 64.2 | 594.47 | 843.72 | 11.48
1608 | 67 | 3 | 18.36 | 26.51 | 30.5 | 57.51 | 575.24 | 843.72 | 11.48
1609 | 68 | 3 | 17.94 | 26.51 | 30.5 | 61.91 | 575.24 | 843.72 | 11.48
1610 | 68 | 3 | 16.78 | 26.51 | 30.47 | 57.51 | 575.24 | 835.28 | 11.48
1611 | 68 | 3 | 16.08 | 26.51 | 28.99 | 57.51 | 575.24 | 760.84 | 18.44
1612 | 68 | 3 | 16.08 | 26.05 | 28.99 | 57.51 | 575.24 | 717.16 | 18.34
1613 | 68 | 3 | 16.08 | 26.51 | 28.99 | 57.51 | 575.24 | 760.84 | 18.34
1614 | 68 | 3 | 18.34 | 26.51 | 30.06 | 61.91 | 610.28 | 843.72 | 18.92
1615 | 68 | 3 | 18.92 | 29.23 | 30.21 | 64.2 | 869.03 | 869.03 | 21.64
1616 | 68 | 3 | 18.92 | 36.94 | 29.91 | 843.72 | 869.03 | 869.03 | 21.64
1617 | 68 | 3 | 18.92 | 36.94 | 22.81 | 843.72 | 869.03 | 869.03 | 21.64
1618 | 68 | 3 | 18.92 | 36.94 | 11.24 | 67.66 | 869.03 | 869.03 | 17.9
1619 | 68 | 3 | 18.92 | 36.94 | 15.28 | 67.66 | 869.03 | 869.03 | 11.48
1620 | 68 | 3 | 18.92 | 36.94 | 11.2 | 65.69 | 869.03 | 843.72 | 11.48
1621 | 68 | 3 | 18.36 | 35.87 | 11.2 | 62.84 | 843.72 | 843.72 | 11.48
1622 | 68 | 3 | 18.36 | 35.87 | 10.23 | 62.53 | 843.72 | 843.72 | 11.22
1623 | 68 | 3 | 18.34 | 35.87 | 10.23 | 62.12 | 869.03 | 843.72 | 4.32
1624 | 68 | 3 | 18.36 | 36.94 | 10.27 | 62.12 | 869.03 | 843.72 | 0.1
1625 | 68 | 3 | 18.36 | 36.94 | 11.2 | 62.53 | 869.03 | 843.72 | 10.58
1626 | 68 | 3 | 18.36 | 36.12 | 11.2 | 67.66 | 869.03 | 869.03 | 3.89
1627 | 68 | 3 | 18.92 | 36.94 | 15.28 | 843.72 | 869.03 | 869.03 | 11.48
1628 | 68 | 3 | 18.92 | 36.94 | 15.76 | 843.72 | 869.03 | 869.03 | 0.1
1629 | 68 | 3 | 18.92 | 35.07 | 15.76 | 64.2 | 843.72 | 843.72 | 0.1
1630 | 68 | 3 | 18.36 | 28.12 | 15.76 | 62.12 | 843.72 | 843.72 | 2.92
1631 | 68 | 3 | 18.36 | 27.28 | 15.76 | 62.33 | 819.14 | 632.79 | 0.1
1632 | 68 | 3 | 18.34 | 25.74 | 15.28 | 58.75 | 632.79 | 603.31 | 0.97
1633 | 69 | 3 | 17.29 | 25.74 | 11.07 | 54.25 | 575.24 | 603.31 | 10.58
1634 | 69 | 3 | 16.29 | 25.74 | 11.07 | 52.67 | 169.74 | 72.19 | 0.1
1635 | 69 | 3 | 16.08 | 25.59 | 11.07 | 51.44 | 164.79 | 72.19 | 0.1
1636 | 69 | 3 | 15.82 | 25.59 | 11.07 | 49.94 | 164.79 | 587.69 | 0.1
1637 | 69 | 3 | 15.82 | 25.74 | 11.07 | 52.67 | 174.83 | 603.31 | 0.64
1638 | 69 | 3 | 17.29 | 25.74 | 11.07 | 55.38 | 632.79 | 619.35 | 11.18
1639 | 69 | 3 | 18.36 | 27.3 | 11.2 | 63.56 | 843.72 | 843.72 | 11.48
1640 | 69 | 3 | 18.92 | 31.4 | 11.2 | 64.2 | 869.03 | 843.72 | 11.48
1641 | 69 | 3 | 18.92 | 36.94 | 14.16 | 64.2 | 869.03 | 843.72 | 11.48
1642 | 69 | 3 | 18.92 | 36.94 | 14.16 | 64.2 | 869.03 | 843.72 | 11.48
1643 | 69 | 3 | 18.92 | 36.94 | 11.2 | 64.2 | 869.03 | 773.03 | 11.48
1644 | 69 | 3 | 18.92 | 36.94 | 10.23 | 64.2 | 843.72 | 657.07 | 11.48
1645 | 69 | 3 | 18.81 | 35.87 | 10.23 | 64.2 | 843.72 | 619.35 | 11.48
1646 | 69 | 3 | 18.36 | 35.87 | 10.23 | 64.2 | 843.72 | 619.35 | 11.48
1647 | 69 | 3 | 18.36 | 35.87 | 0.1 | 64.2 | 843.72 | 619.35 | 11.48
1648 | 69 | 3 | 18.36 | 35.87 | 10.23 | 64.2 | 843.72 | 619.35 | 11.48
1649 | 69 | 3 | 18.36 | 35.87 | 11.2 | 64.2 | 843.72 | 657.07 | 18.18
1650 | 69 | 3 | 18.92 | 36.64 | 11.2 | 64.2 | 869.03 | 869.03 | 18.44
1651 | 69 | 3 | 18.92 | 37.09 | 11.2 | 843.72 | 869.03 | 869.03 | 18.44
1652 | 69 | 3 | 18.92 | 37.09 | 15.28 | 869.03 | 869.03 | 869.03 | 18.44
1653 | 69 | 3 | 18.92 | 37.09 | 15.28 | 843.72 | 869.03 | 869.03 | 18.44
1654 | 69 | 3 | 18.8 | 29.6 | 14.16 | 64.2 | 843.72 | 843.72 | 18.44
1655 | 69 | 3 | 18.81 | 34.82 | 11.2 | 64.2 | 843.72 | 843.72 | 18.44
1656 | 69 | 3 | 18.36 | 34.82 | 10.42 | 62.12 | 843.72 | 843.72 | 18.44
1657 | 70 | 3 | 17.83 | 25.74 | 10.34 | 54.25 | 575.24 | 603.31 | 18.44
1658 | 70 | 3 | 17.29 | 25.74 | 10.3 | 54.15 | 575.24 | 603.31 | 17.9
1659 | 70 | 3 | 16.08 | 25.74 | 10.23 | 52.98 | 575.24 | 603.31 | 17.84
1660 | 70 | 3 | 16.08 | 25.51 | 10.23 | 54.15 | 575.24 | 603.31 | 17.6
1661 | 70 | 3 | 16.08 | 25.51 | 10.27 | 54.15 | 575.24 | 603.31 | 13.95
1662 | 70 | 3 | 17.72 | 25.74 | 10.3 | 54.25 | 575.24 | 603.31 | 17.6
1663 | 70 | 3 | 18.36 | 27.3 | 10.34 | 62.12 | 669.99 | 843.72 | 17.6
1664 | 70 | 3 | 18.92 | 28.97 | 10.34 | 63.71 | 843.72 | 843.72 | 17.6
1665 | 70 | 3 | 18.92 | 35.87 | 10.3 | 63.71 | 843.72 | 843.72 | 11.48
1666 | 70 | 3 | 18.81 | 34.82 | 10.23 | 62.62 | 676.76 | 639.58 | 11.48
1667 | 70 | 3 | 18.36 | 28.12 | 10.23 | 61.12 | 594.47 | 603.31 | 11.48
1668 | 70 | 3 | 18.36 | 27.3 | 7.73 | 57.04 | 575.24 | 147.82 | 11.48
1669 | 70 | 3 | 18.34 | 27.3 | 7.73 | 54.7 | 575.24 | 121.99 | 11.48
1670 | 70 | 3 | 18.16 | 27.3 | 0.1 | 54.15 | 569.49 | 121.99 | 11.48
1671 | 70 | 3 | 17.94 | 27.3 | 7.73 | 54.15 | 569.49 | 121.99 | 11.48
1672 | 70 | 3 | 17.94 | 27.3 | 10.23 | 54.15 | 575.24 | 129.42 | 11.48
1673 | 70 | 3 | 18.16 | 32.12 | 10.27 | 61.12 | 575.24 | 603.31 | 11.48
1674 | 70 | 3 | 18.34 | 34.82 | 10.34 | 62.12 | 610.28 | 843.72 | 12.42
1675 | 70 | 3 | 18.92 | 35.87 | 11.2 | 66.12 | 843.72 | 843.72 | 18.44
1676 | 70 | 3 | 18.92 | 36.94 | 11.2 | 843.72 | 869.03 | 869.03 | 18.44
1677 | 70 | 3 | 18.92 | 35.87 | 11.2 | 64.2 | 843.72 | 869.03 | 18.18
1678 | 70 | 3 | 18.34 | 32.12 | 11.2 | 62.12 | 608.25 | 843.72 | 11.48
1679 | 70 | 3 | 18.36 | 32.12 | 11.2 | 62.12 | 581.05 | 843.72 | 11.48
1680 | 70 | 3 | 18.34 | 32.12 | 10.34 | 58.16 | 575.24 | 609.41 | 11.48
1681 | 71 | 3 | 15.82 | 26.51 | 10.34 | 53.23 | 174.83 | 152.25 | 17.9
1682 | 71 | 3 | 15.82 | 25.74 | 10.34 | 53.15 | 169.74 | 147.82 | 17.9
1683 | 71 | 3 | 15.82 | 25.74 | 10.34 | 53.15 | 169.74 | 147.82 | 17.9
1684 | 71 | 3 | 15.82 | 25.74 | 10.34 | 53.15 | 171.45 | 147.82 | 17.9
1685 | 71 | 3 | 15.82 | 25.74 | 10.34 | 53.15 | 171.45 | 147.82 | 11.48
1686 | 71 | 3 | 17.26 | 25.74 | 10.23 | 54.25 | 199.69 | 152.25 | 11.48
1687 | 71 | 3 | 18.34 | 27.55 | 10.34 | 62.12 | 843.72 | 843.72 | 11.48
1688 | 71 | 3 | 18.36 | 30.28 | 10.3 | 62.53 | 843.72 | 843.72 | 11.48
1689 | 71 | 3 | 18.36 | 30.91 | 10.3 | 62.53 | 843.72 | 843.72 | 11.48
1690 | 71 | 3 | 18.36 | 30.28 | 10.23 | 62.12 | 843.72 | 639.58 | 0.1
1691 | 71 | 3 | 18.36 | 28.37 | 7.05 | 58.75 | 575.24 | 157.56 | 0.1
1692 | 71 | 3 | 18.16 | 26.51 | 7.05 | 57.04 | 199.69 | 135.28 | 0.1
1693 | 71 | 3 | 17.29 | 26.5 | 5.59 | 51.26 | 171.45 | 72.19 | 0.1
1694 | 71 | 3 | 17.26 | 25.74 | 4.33 | 51.26 | 169.74 | 72.19 | 0.1
1695 | 71 | 3 | 15.82 | 25.74 | 4.33 | 51.26 | 169.74 | 72.19 | 0.1
1696 | 71 | 3 | 16.3 | 25.74 | 4.33 | 51.26 | 169.74 | 72.19 | 0.1
1697 | 71 | 3 | 16.76 | 26.51 | 5.59 | 52.62 | 169.74 | 121.99 | 0.1
1698 | 71 | 3 | 17.94 | 27.3 | 7.05 | 58.75 | 193.88 | 139.33 | 0.1
1699 | 71 | 3 | 18.34 | 29.23 | 10.23 | 60.31 | 226.32 | 587.69 | 11.48
1700 | 71 | 3 | 18.36 | 29.23 | 10.23 | 60.31 | 226.32 | 570.57 | 10.58
1701 | 71 | 3 | 18.16 | 27.3 | 10.23 | 54.15 | 171.45 | 139.33 | 7.24
1702 | 71 | 3 | 16.76 | 25.74 | 10.23 | 47.85 | 164.79 | 75.11 | 0.97
1703 | 71 | 3 | 15.82 | 25.74 | 10.23 | 52.62 | 159.99 | 72.19 | 0.97
1704 | 71 | 3 | 15.82 | 25.74 | 10.23 | 51.14 | 67.09 | 68.05 | 0.1
1705 | 72 | 3 | 14.27 | 25.74 | 10.23 | 47.46 | 52.53 | 54.32 | 5.74
1706 | 72 | 3 | 14.27 | 25.74 | 10.23 | 47.46 | 52.53 | 53.77 | 10.58
1707 | 72 | 3 | 14.05 | 24.99 | 7.05 | 47.46 | 52.53 | 53.77 | 11.48
1708 | 72 | 3 | 13.45 | 24.84 | 7.05 | 47.46 | 52.53 | 53.77 | 0.97
1709 | 72 | 3 | 13.45 | 24.84 | 7.05 | 47.46 | 52.53 | 53.77 | 10.58
1710 | 72 | 3 | 14.05 | 24.84 | 7.05 | 47.46 | 52.53 | 55.39 | 11.48
1711 | 72 | 3 | 14.05 | 24.99 | 8.97 | 47.46 | 53.06 | 58.21 | 17.6
1712 | 72 | 3 | 14.27 | 25.74 | 7.05 | 47.46 | 61.4 | 63.26 | 11.48
1713 | 72 | 3 | 15.82 | 25.74 | 7.05 | 47.46 | 61.4 | 63.26 | 11.48
1714 | 72 | 3 | 15.82 | 25.74 | 4.33 | 47.46 | 57.88 | 54.32 | 10.14
1715 | 72 | 3 | 14.27 | 25.74 | 0.47 | 47.46 | 52.53 | 53.46 | 0.1
1716 | 72 | 3 | 14.05 | 25.74 | 0.47 | 46.98 | 52.53 | 52.93 | 0.1
1717 | 72 | 3 | 13.83 | 25.74 | 0.1 | 46.11 | 52 | 50.44 | 0.1
1718 | 72 | 3 | 13.45 | 24.84 | 0.1 | 46.03 | 49.02 | 48.86 | 0.1
1719 | 72 | 3 | 13.04 | 24.84 | 0.47 | 44.74 | 46.54 | 48.86 | 0.1
1720 | 72 | 3 | 13.29 | 24.84 | 0.47 | 44.74 | 46.54 | 50.13 | 0.1
1721 | 72 | 3 | 13.45 | 24.84 | 7.05 | 44.74 | 52 | 52.93 | 0.1
1722 | 72 | 3 | 13.69 | 25.29 | 10.23 | 47.46 | 52.53 | 53.71 | 11.48
1723 | 72 | 3 | 15.82 | 25.74 | 10.63 | 47.85 | 61.4 | 62.96 | 11.48
1724 | 72 | 3 | 15.82 | 25.74 | 11.2 | 52.64 | 61.8 | 64.14 | 11.48
1725 | 72 | 3 | 15.82 | 25.74 | 11.2 | 48.39 | 61.18 | 62.27 | 11.48
1726 | 72 | 3 | 15.82 | 25.74 | 11.2 | 47.46 | 53.06 | 54.87 | 11.48
1727 | 72 | 3 | 15.82 | 25.74 | 11.2 | 47.46 | 57.67 | 54.87 | 11.48
1728 | 72 | 3 | 14.67 | 25.74 | 11.2 | 47.46 | 52.53 | 54.05 | 11.48
1729 | 73 | 3 | 14.05 | 24.99 | 11.2 | 46.03 | 45.55 | 50.29 | 11.48
1730 | 73 | 3 | 13.45 | 24.84 | 11.2 | 44.45 | 45.1 | 48.86 | 11.48
1731 | 73 | 3 | 13.04 | 24.84 | 11.2 | 43.56 | 44.65 | 48.86 | 11.48
1732 | 73 | 3 | 13.04 | 24.84 | 11.2 | 43.56 | 44.65 | 48.27 | 11.48
1733 | 73 | 3 | 13.04 | 24.84 | 11.2 | 43.56 | 44.65 | 48.24 | 10.58
1734 | 73 | 3 | 13.04 | 24.84 | 11.2 | 43.56 | 44.65 | 48.27 | 11.48
1735 | 73 | 3 | 13.04 | 24.84 | 11.2 | 43.56 | 44.65 | 48.86 | 11.48
1736 | 73 | 3 | 13.04 | 24.84 | 11.2 | 43.56 | 44.65 | 48.27 | 11.48
1737 | 73 | 3 | 13.06 | 24.84 | 10.52 | 43.99 | 45.1 | 48.86 | 0.1
1738 | 73 | 3 | 13.45 | 24.84 | 10.34 | 44.74 | 45.1 | 48.27 | 0.1
1739 | 73 | 3 | 13.06 | 24.84 | 10.23 | 43.99 | 45.1 | 47.79 | 0.1
1740 | 73 | 3 | 13.04 | 24.84 | 0.1 | 43.82 | 44.65 | 47.44 | 0.1
1741 | 73 | 3 | 13.04 | 24.84 | 0.1 | 43.56 | 44.65 | 47.31 | 0.1
1742 | 73 | 3 | 13.04 | 24.84 | 0.1 | 43.56 | 44.65 | 47.79 | 4.32
1743 | 73 | 3 | 12.49 | 24.84 | 0.1 | 43.56 | 44.65 | 46.06 | 0.1
1744 | 73 | 3 | 12.66 | 24.84 | 7.73 | 43.56 | 44.65 | 47.79 | 0.1
1745 | 73 | 3 | 12.29 | 24.84 | 10.27 | 43.56 | 44.65 | 48.24 | 0.1
1746 | 73 | 3 | 13.04 | 24.84 | 11.2 | 43.56 | 44.65 | 48.73 | 0.1
1747 | 73 | 3 | 14.05 | 25.74 | 30.17 | 46.11 | 47.28 | 53.51 | 11.48
1748 | 73 | 3 | 15.82 | 25.74 | 30.42 | 47.85 | 52.53 | 54.32 | 11.48
1749 | 73 | 3 | 15.82 | 25.74 | 30.44 | 47.85 | 52.53 | 53.71 | 11.48
1750 | 73 | 3 | 15.82 | 25.74 | 30.35 | 47.46 | 47.37 | 53.51 | 11.48
1751 | 73 | 3 | 15.82 | 25.74 | 30.31 | 47.46 | 52.53 | 53.51 | 11.48
1752 | 73 | 3 | 15.82 | 25.59 | 28.73 | 46.98 | 52.53 | 53.51 | 0.97
1753 | 74 | 3 | 14.05 | 24.99 | 29.43 | 47.46 | 54.11 | 53.71 | 10.58
1754 | 74 | 3 | 13.69 | 24.84 | 29.47 | 46.11 | 54.11 | 53.71 | 11.44
1755 | 74 | 3 | 13.45 | 24.84 | 29.45 | 46.11 | 52.53 | 53.51 | 11.22
1756 | 74 | 3 | 13.45 | 24.84 | 30.42 | 46.03 | 52.53 | 53.51 | 11.22
1757 | 74 | 3 | 13.45 | 24.84 | 30.5 | 46.11 | 52.53 | 53.51 | 11.33
1758 | 74 | 3 | 14.67 | 25.59 | 30.5 | 47.46 | 57.88 | 54.12 | 11.22
1759 | 74 | 3 | 18.25 | 25.74 | 30.5 | 52.67 | 61.8 | 62.96 | 11.48
1760 | 74 | 3 | 18.36 | 26.84 | 30.5 | 57.5 | 155.33 | 66.06 | 11.31
1761 | 74 | 3 | 18.36 | 28.12 | 30.5 | 57.5 | 81.87 | 66.06 | 11.43
1762 | 74 | 3 | 18.36 | 27.3 | 30.5 | 54.25 | 81.87 | 64.14 | 0.1
1763 | 74 | 3 | 18.34 | 26.51 | 29.68 | 52.67 | 61.4 | 55.12 | 0.1
1764 | 74 | 3 | 18.16 | 26.05 | 30.42 | 49.37 | 61.4 | 54.67 | 0.1
1765 | 74 | 3 | 17.83 | 25.74 | 26.78 | 47.85 | 61.4 | 54.67 | 0.1
1766 | 74 | 3 | 17.94 | 25.74 | 30.5 | 47.85 | 61.4 | 54.67 | 0.1
1767 | 74 | 3 | 17.83 | 25.74 | 30.5 | 47.85 | 61.4 | 54.67 | 0.1
1768 | 74 | 3 | 17.83 | 25.74 | 30.44 | 47.85 | 61.4 | 54.67 | 0.1
1769 | 74 | 3 | 17.83 | 25.74 | 37.12 | 47.85 | 61.4 | 60.46 | 0.1
1770 | 74 | 3 | 18.16 | 26.51 | 37.12 | 48.2 | 61.4 | 66.06 | 0.1
1771 | 74 | 3 | 18.36 | 27.3 | 37.12 | 56.29 | 81.87 | 96.25 | 11.22
1772 | 74 | 3 | 18.36 | 29.4 | 37.12 | 62.12 | 575.24 | 603.31 | 11.48
1773 | 74 | 3 | 18.34 | 27.16 | 37.12 | 56.29 | 72.24 | 96.25 | 11.48
1774 | 74 | 3 | 18.16 | 25.74 | 37.12 | 50.35 | 61.4 | 72.19 | 11.4
1775 | 74 | 3 | 17.94 | 25.74 | 37.12 | 50.35 | 61.4 | 72.19 | 11.09
1776 | 74 | 3 | 17.29 | 25.74 | 37.12 | 47.85 | 61.4 | 72.19 | 11.09
1777 | 75 | 3 | 15.82 | 25.74 | 37.12 | 47.85 | 61.4 | 72.19 | 11.44
1778 | 75 | 3 | 15.82 | 25.29 | 37.12 | 47.85 | 61.4 | 72.19 | 11.09
1779 | 75 | 3 | 15.61 | 24.99 | 37.12 | 47.85 | 61.4 | 72.19 | 11.09
1780 | 75 | 3 | 15.61 | 24.99 | 37.12 | 47.85 | 61.4 | 72.19 | 11.09
1781 | 75 | 3 | 15.82 | 24.99 | 37.12 | 47.85 | 61.4 | 72.19 | 11.09
1782 | 75 | 3 | 15.82 | 25.74 | 37.12 | 49.84 | 93.3 | 72.92 | 11.09
1783 | 75 | 3 | 18.36 | 25.74 | 37.12 | 53.34 | 569.49 | 603.31 | 11.48
1784 | 75 | 3 | 18.92 | 36.01 | 37.12 | 62.12 | 843.72 | 843.72 | 11.33
1785 | 75 | 3 | 18.92 | 36.01 | 37.12 | 62.12 | 843.72 | 843.72 | 11.4
1786 | 75 | 3 | 18.92 | 36.01 | 30.5 | 62.12 | 594.47 | 623.48 | 11.48
1787 | 75 | 3 | 18.36 | 36.01 | 30.5 | 57.56 | 575.24 | 73.65 | 11.09
1788 | 75 | 3 | 18.34 | 35.87 | 30.5 | 54.25 | 575.24 | 73.65 | 11.09
1789 | 75 | 3 | 18.16 | 35.87 | 30.38 | 53.34 | 575.24 | 72.92 | 11.09
1790 | 75 | 3 | 18.16 | 34.82 | 15.75 | 52.8 | 575.24 | 72.92 | 11.09
1791 | 75 | 3 | 18.16 | 35.87 | 15.75 | 52.8 | 575.24 | 72.92 | 11.09
1792 | 75 | 3 | 18.16 | 35.87 | 15.75 | 52.8 | 575.24 | 73.65 | 11.09
1793 | 75 | 3 | 18.92 | 36.01 | 29.76 | 62.12 | 575.24 | 603.31 | 11.43
1794 | 75 | 3 | 18.92 | 36.01 | 30.29 | 62.12 | 575.24 | 709.78 | 17.32
1795 | 75 | 3 | 18.92 | 37.09 | 30.6 | 64.2 | 843.72 | 869.03 | 17.32
1796 | 75 | 3 | 18.92 | 599.36 | 37.12 | 843.72 | 869.03 | 869.03 | 17.32
1797 | 75 | 3 | 18.92 | 37.09 | 37.12 | 62.33 | 676.76 | 869.03 | 17.32
1798 | 75 | 3 | 18.92 | 36.01 | 37.12 | 62.12 | 575.24 | 709.78 | 17.32
1799 | 75 | 3 | 18.92 | 36.01 | 37.12 | 62.12 | 575.24 | 709.78 | 17.32
1800 | 75 | 3 | 18.92 | 34.82 | 37.12 | 62.12 | 575.24 | 709.78 | 17.32
1801 | 76 | 3 | 17.94 | 29.6 | 37.12 | 58.16 | 575.24 | 603.31 | 17.32
1802 | 76 | 3 | 16.08 | 29.6 | 37.12 | 52.98 | 575.24 | 603.31 | 17.32
1803 | 76 | 3 | 16.08 | 25.74 | 37.12 | 52.98 | 575.24 | 603.31 | 17.9
1804 | 76 | 3 | 16.08 | 25.29 | 37.12 | 52.98 | 575.24 | 603.31 | 17.9
1805 | 76 | 3 | 16.78 | 25.29 | 37.12 | 52.98 | 575.24 | 603.31 | 17.9
1806 | 76 | 3 | 17.83 | 26.51 | 37.12 | 52.98 | 575.24 | 603.31 | 17.9
1807 | 76 | 3 | 18.36 | 29.6 | 37.12 | 62.12 | 588.53 | 709.78 | 18.44
1808 | 76 | 3 | 18.92 | 34.82 | 37.12 | 62.12 | 610.28 | 843.72 | 18.44
1809 | 76 | 3 | 18.92 | 34.82 | 30.6 | 62.33 | 676.76 | 843.72 | 18.11
1810 | 76 | 3 | 18.36 | 34.82 | 30.29 | 62.33 | 610.28 | 597.28 | 11.48
1811 | 76 | 3 | 18.36 | 29.6 | 29.76 | 62.12 | 594.47 | 335.56 | 11.48
1812 | 76 | 3 | 18.36 | 29.6 | 27.96 | 60.51 | 594.47 | 147.82 | 11.48
1813 | 76 | 3 | 18.36 | 29.6 | 25.87 | 58.75 | 594.47 | 147.82 | 12.2
1814 | 76 | 3 | 18.34 | 29.6 | 27.86 | 58.75 | 594.47 | 72.92 | 11.48
1815 | 76 | 3 | 18.34 | 29.6 | 27.86 | 58.16 | 594.47 | 147.82 | 11.48
1816 | 76 | 3 | 18.34 | 29.6 | 30.07 | 58.16 | 588.53 | 529.96 | 11.48
1817 | 76 | 3 | 18.34 | 34.82 | 30.29 | 60.51 | 594.47 | 597.28 | 12.2
1818 | 76 | 3 | 18.92 | 34.82 | 37.12 | 62.33 | 610.28 | 623.48 | 17.6
1819 | 76 | 3 | 18.92 | 34.82 | 37.12 | 843.72 | 869.03 | 869.03 | 17.6
1820 | 76 | 3 | 18.92 | 37.09 | 37.12 | 843.72 | 869.03 | 869.03 | 11.48
1821 | 76 | 3 | 18.92 | 34.82 | 37.12 | 64.2 | 843.72 | 843.72 | 17.6
1822 | 76 | 3 | 18.34 | 34.82 | 37.12 | 62.33 | 594.47 | 623.48 | 17.6
1823 | 76 | 3 | 18.92 | 34.82 | 37.12 | 62.12 | 594.47 | 623.48 | 17.6
1824 | 76 | 3 | 18.92 | 34.82 | 37.12 | 62.12 | 594.47 | 623.48 | 17.6
1825 | 77 | 3 | 17.94 | 34.82 | 37.12 | 55.38 | 201.71 | 603.31 | 17.6
1826 | 77 | 3 | 15.82 | 25.74 | 37.12 | 52.88 | 199.69 | 158.41 | 17.6
1827 | 77 | 3 | 15.82 | 25.74 | 37.12 | 52.67 | 199.69 | 156.82 | 17.57
1828 | 77 | 3 | 15.82 | 25.74 | 37.12 | 52.88 | 174.83 | 156.82 | 11.48
1829 | 77 | 3 | 15.82 | 25.74 | 37.12 | 52.88 | 174.83 | 156.82 | 11.48
1830 | 77 | 3 | 15.82 | 25.74 | 37.12 | 52.88 | 199.69 | 158.41 | 11.48
1831 | 77 | 3 | 18.36 | 28.12 | 37.12 | 60.51 | 232.58 | 190.03 | 11.48
1832 | 77 | 3 | 18.61 | 29.23 | 37.12 | 62.21 | 843.72 | 843.72 | 11.48
1833 | 77 | 3 | 18.61 | 29.23 | 37.12 | 62.33 | 843.72 | 843.72 | 11.48
1834 | 77 | 3 | 18.36 | 28.12 | 30.5 | 60.51 | 575.24 | 184.5 | 0.1
1835 | 77 | 3 | 18.34 | 27.29 | 29.11 | 58.75 | 205.68 | 158.41 | 0.1
1836 | 77 | 3 | 18.16 | 26.51 | 28.93 | 53.77 | 199.69 | 153.79 | 0.16
1837 | 77 | 3 | 17.29 | 25.74 | 28.93 | 52.88 | 199.69 | 147.82 | 0.1
1838 | 77 | 3 | 15.82 | 25.74 | 28.93 | 52.88 | 197.69 | 72.19 | 0.1
1839 | 77 | 3 | 15.82 | 25.74 | 28.93 | 52.88 | 197.69 | 72.19 | 0.1
1840 | 77 | 3 | 16.3 | 26.5 | 28.93 | 52.88 | 199.69 | 72.19 | 0.1
1841 | 77 | 3 | 16.3 | 27.3 | 29.97 | 52.88 | 199.69 | 156.82 | 0.1
1842 | 77 | 3 | 17.94 | 28.37 | 37.12 | 60.31 | 234.93 | 173.91 | 0.1
1843 | 77 | 3 | 18.34 | 30.28 | 37.12 | 62.12 | 610.28 | 843.72 | 11.48
1844 | 77 | 3 | 18.36 | 30.91 | 37.12 | 64.2 | 843.72 | 843.72 | 11.48
1845 | 77 | 3 | 18.34 | 29.23 | 37.12 | 62.12 | 610.28 | 843.72 | 11.48
1846 | 77 | 3 | 17.94 | 29.23 | 37.12 | 57.98 | 199.69 | 179.12 | 11.48
1847 | 77 | 3 | 17.81 | 28.12 | 37.12 | 57.04 | 199.69 | 179.12 | 11.48
1848 | 77 | 3 | 16.3 | 27.3 | 37.12 | 53.77 | 199.69 | 179.12 | 11.48
1849 | 78 | 3 | 15.59 | 25.74 | 37.12 | 53.77 | 199.69 | 179.12 | 11.48
1850 | 78 | 3 | 15.11 | 25.74 | 37.12 | 52.67 | 199.69 | 179.12 | 11.48
1851 | 78 | 3 | 14.67 | 25.74 | 37.12 | 52.67 | 195.72 | 179.12 | 11.48
1852 | 78 | 3 | 14.27 | 25.74 | 37.12 | 52.67 | 164.79 | 179.12 | 11.48
1853 | 78 | 3 | 15.11 | 25.74 | 30.5 | 52.88 | 195.72 | 179.12 | 11.48
1854 | 78 | 3 | 15.82 | 25.74 | 30.5 | 52.88 | 199.69 | 210.73 | 11.48
1855 | 78 | 3 | 18.34 | 27.3 | 30.5 | 58.75 | 596.44 | 843.72 | 11.48
1856 | 78 | 3 | 18.34 | 31.84 | 29.03 | 62.12 | 843.72 | 843.72 | 11.48
1857 | 78 | 3 | 18.34 | 34.82 | 28.71 | 62.21 | 843.72 | 843.72 | 11.48
1858 | 78 | 3 | 18.34 | 34.82 | 28.93 | 62.21 | 843.72 | 843.72 | 11.48
1859 | 78 | 3 | 18.34 | 34.82 | 26.8 | 62.21 | 610.28 | 843.72 | 0.1
1860 | 78 | 3 | 18.34 | 34.82 | 25.87 | 62.12 | 592.5 | 843.72 | 0.1
1861 | 78 | 3 | 18.34 | 34.82 | 25.87 | 62.12 | 575.24 | 819.14 | 0.1
1862 | 78 | 3 | 18.16 | 34.82 | 25.87 | 62.12 | 575.24 | 810.95 | 11.48
1863 | 78 | 3 | 18.16 | 34.82 | 25.87 | 60.51 | 575.24 | 810.95 | 11.48
1864 | 78 | 3 | 18.16 | 29.6 | 28.71 | 60.51 | 575.24 | 819.14 | 11.48
1865 | 78 | 3 | 18.16 | 34.82 | 28.75 | 62.12 | 676.76 | 843.72 | 11.48
1866 | 78 | 3 | 18.34 | 34.82 | 30.12 | 62.21 | 843.72 | 843.72 | 18.34
1867 | 78 | 3 | 18.34 | 36.94 | 30.5 | 819.14 | 843.72 | 843.72 | 11.48
1868 | 78 | 3 | 18.34 | 37.09 | 37.12 | 819.14 | 843.72 | 869.03 | 18.34
1869 | 78 | 3 | 18.34 | 34.82 | 37.12 | 62.21 | 676.76 | 843.72 | 14.5
1870 | 78 | 3 | 18.16 | 29.23 | 37.12 | 62.12 | 676.76 | 843.72 | 11.48
1871 | 78 | 3 | 18.16 | 29.23 | 37.12 | 58.75 | 575.24 | 819.14 | 11.48
1872 | 78 | 3 | 17.94 | 28.12 | 30.5 | 58.75 | 552.9 | 810.95 | 11.48
1873 | 79 | 3 | 16.3 | 27.3 | 30.5 | 52.67 | 164.79 | 173.91 | 18.34
1874 | 79 | 3 | 15.24 | 25.74 | 29.47 | 48.97 | 164.79 | 147.82 | 18.34
1875 | 79 | 3 | 14.27 | 25.29 | 29.31 | 48.48 | 164.79 | 146.34 | 18.34
1876 | 79 | 3 | 13.85 | 24.99 | 29.43 | 48.48 | 164.79 | 146.34 | 17.98
1877 | 79 | 3 | 13.85 | 24.84 | 30.29 | 48.48 | 164.79 | 146.34 | 18.11
1878 | 79 | 3 | 14.25 | 24.84 | 30.35 | 48.48 | 164.79 | 146.34 | 18.35
1879 | 79 | 3 | 14.7 | 24.99 | 30.31 | 48.48 | 164.79 | 146.34 | 38.12
1880 | 79 | 3 | 15.82 | 25.74 | 30.11 | 48.48 | 164.79 | 147.82 | 32.39
1881 | 79 | 3 | 17.83 | 26.51 | 28.93 | 52.67 | 164.79 | 147.82 | 18.92
1882 | 79 | 3 | 17.94 | 27.3 | 28.93 | 52.67 | 166.46 | 146.34 | 18.44
1883 | 79 | 3 | 17.94 | 28.12 | 28.74 | 57.04 | 193.88 | 173.91 | 18.92
1884 | 79 | 3 | 17.94 | 26.51 | 28.71 | 52.2 | 166.46 | 146.34 | 18.35
1885 | 79 | 3 | 17.83 | 25.74 | 28.74 | 48.48 | 164.79 | 146.34 | 11.48
1886 | 79 | 3 | 17.83 | 24.99 | 28.74 | 48.48 | 159.99 | 146.34 | 11.48
1887 | 79 | 3 | 16.78 | 24.84 | 28.74 | 48.48 | 159.99 | 146.34 | 11.48
1888 | 79 | 3 | 17.83 | 24.99 | 29.11 | 48.48 | 164.79 | 146.34 | 11.48
1889 | 79 | 3 | 17.83 | 26.51 | 29.47 | 52.2 | 164.79 | 147.82 | 11.48
1890 | 79 | 3 | 17.94 | 28.12 | 29.31 | 57.04 | 193.88 | 173.91 | 18.44
1891 | 79 | 3 | 18.16 | 29.23 | 37.12 | 57.04 | 575.24 | 603.31 | 18.44
1892 | 79 | 3 | 18.16 | 29.23 | 37.12 | 60.51 | 575.24 | 843.72 | 18.44
1893 | 79 | 3 | 18.16 | 29.23 | 37.12 | 57.04 | 193.88 | 184.5 | 18.44
1894 | 79 | 3 | 17.94 | 27.96 | 37.12 | 55.88 | 174.83 | 172.17 | 11.48
1895 | 79 | 3 | 17.94 | 26.51 | 37.12 | 55.88 | 169.74 | 152.25 | 11.48
1896 | 79 | 3 | 15.82 | 25.74 | 37.12 | 52.14 | 168.04 | 150.73 | 11.48
1897 | 80 | 3 | 14.27 | 25.29 | 37.12 | 47.85 | 61.4 | 70.09 | 11.48
1898 | 80 | 3 | 14.1 | 24.84 | 37.12 | 47.41 | 59.61 | 68.05 | 11.48
1899 | 80 | 3 | 13.45 | 24.84 | 37.12 | 44.69 | 46.75 | 62.27 | 11.48
1900 | 80 | 3 | 13.04 | 24.84 | 37.12 | 43.56 | 45.55 | 53.27 | 0.1
1901 | 80 | 3 | 13.04 | 24.84 | 37.12 | 43.56 | 45.15 | 51.02 | 10.58
1902 | 80 | 3 | 13.04 | 24.84 | 37.12 | 43.39 | 45.15 | 50.03 | 11.22
1903 | 80 | 3 | 12.66 | 24.84 | 37.12 | 43.39 | 44.73 | 49.53 | 11.48
1904 | 80 | 3 | 13.04 | 24.84 | 37.12 | 43.39 | 44.73 | 49.63 | 0.1
1905 | 80 | 3 | 13.45 | 24.84 | 37.12 | 43.82 | 44.73 | 49.53 | 0.1
1906 | 80 | 3 | 13.45 | 24.84 | 29.99 | 44.69 | 43.86 | 49.53 | 0.1
1907 | 80 | 3 | 13.45 | 24.84 | 28.75 | 44.69 | 43.86 | 48.2 | 0.1
1908 | 80 | 3 | 13.45 | 24.84 | 28.71 | 44.69 | 43.86 | 47.16 | 0.1
1909 | 80 | 3 | 13.43 | 24.84 | 28.71 | 43.56 | 43.43 | 47.16 | 0.1
1910 | 80 | 3 | 12.66 | 24.84 | 28.71 | 43.39 | 43.43 | 47.16 | 0.1
1911 | 80 | 3 | 12.66 | 24.84 | 28.71 | 43.39 | 42.99 | 47.16 | 0.1
1912 | 80 | 3 | 12.32 | 24.84 | 28.71 | 43.39 | 42.56 | 46.69 | 0.1
1913 | 80 | 3 | 12.32 | 24.84 | 30.13 | 43.39 | 42.99 | 47.16 | 0.1
1914 | 80 | 3 | 12.66 | 24.84 | 37.12 | 43.39 | 43.43 | 47.16 | 0.1
1915 | 80 | 3 | 13.45 | 24.99 | 37.12 | 44.74 | 43.86 | 48.79 | 0.1
1916 | 80 | 3 | 14.27 | 25.74 | 37.12 | 46.21 | 45.55 | 51.2 | 0.1
1917 | 80 | 3 | 13.83 | 25.29 | 37.12 | 46.11 | 44.73 | 48.86 | 0.1
1918 | 80 | 3 | 13.04 | 24.99 | 37.12 | 43.56 | 44.28 | 47.16 | 0.1
1919 | 80 | 3 | 13.06 | 24.99 | 37.12 | 43.56 | 43.43 | 47.16 | 0.1
1920 | 80 | 3 | 13.43 | 24.84 | 37.12 | 43.56 | 43.43 | 47.44 | 0.1
1921 | 81 | 3 | 12.66 | 24.84 | 37.12 | 43.56 | 44.73 | 49.53 | 11.48
1922 | 81 | 3 | 12.66 | 24.84 | 37.12 | 43.56 | 44.73 | 49.53 | 11.4
1923 | 81 | 3 | 12.66 | 24.84 | 37.12 | 43.56 | 44.73 | 49.53 | 11.43
1924 | 81 | 3 | 12.66 | 24.84 | 37.12 | 43.39 | 44.73 | 49.53 | 11.36
1925 | 81 | 3 | 12.66 | 24.84 | 37.12 | 44.29 | 45.55 | 53.27 | 11.36
1926 | 81 | 3 | 13.45 | 24.84 | 37.12 | 46.03 | 61.4 | 64.14 | 14.5
1927 | 81 | 3 | 15.57 | 25.74 | 37.12 | 52.67 | 158.39 | 139.33 | 17.27
1928 | 81 | 3 | 16.3 | 27.29 | 37.12 | 55.38 | 169.74 | 147.82 | 17.19
1929 | 81 | 3 | 17.94 | 28.12 | 37.12 | 57.04 | 199.69 | 152.25 | 11.48
1930 | 81 | 3 | 18.16 | 28.12 | 29.45 | 58.75 | 169.74 | 143.51 | 11.48
1931 | 81 | 3 | 18.16 | 28.12 | 29.45 | 58.75 | 169.74 | 143.51 | 0.1
1932 | 81 | 3 | 18.16 | 28.12 | 29.47 | 58.75 | 169.74 | 143.51 | 11.48
1933 | 81 | 3 | 18.16 | 28.12 | 25.87 | 58.75 | 169.74 | 143.51 | 11.48
1934 | 81 | 3 | 18.16 | 28.12 | 29.47 | 58.75 | 169.74 | 143.51 | 11.48
1935 | 81 | 3 | 18.16 | 28.12 | 29.45 | 58.75 | 169.74 | 143.51 | 11.48
1936 | 81 | 3 | 18.16 | 28.97 | 28.01 | 58.75 | 205.68 | 603.31 | 11.48
1937 | 81 | 3 | 18.16 | 31.19 | 25.86 | 62.12 | 575.24 | 819.14 | 11.48
1938 | 81 | 3 | 18.92 | 31.84 | 37.12 | 62.12 | 843.72 | 843.72 | 18.72
1939 | 81 | 3 | 18.92 | 35.87 | 37.12 | 65.74 | 843.72 | 843.72 | 21.38
1940 | 81 | 3 | 18.92 | 36.94 | 37.12 | 819.14 | 869.03 | 869.03 | 25.65
1941 | 81 | 3 | 18.92 | 31.84 | 37.12 | 64.2 | 843.72 | 869.03 | 25.65
1942 | 81 | 3 | 18.92 | 31.19 | 37.12 | 62.12 | 614.33 | 843.72 | 21.38
1943 | 81 | 3 | 18.7 | 31.19 | 36.87 | 62.12 | 575.24 | 843.72 | 18.72
1944 | 81 | 3 | 18.36 | 29.6 | 22.57 | 57.04 | 575.24 | 843.72 | 18.72
1945 | 82 | 3 | 17.94 | 26.51 | 28.87 | 57.56 | 575.24 | 717.16 | 17.9
1946 | 82 | 3 | 16.08 | 25.74 | 17.32 | 55.88 | 575.24 | 717.16 | 17.9
1947 | 82 | 3 | 16.08 | 25.59 | 15.7 | 55.88 | 575.24 | 717.16 | 17.9
1948 | 82 | 3 | 16.08 | 25.59 | 15.7 | 55.88 | 575.24 | 717.16 | 17.64
1949 | 82 | 3 | 16.08 | 25.59 | 15.7 | 57.56 | 575.24 | 717.16 | 17.63
1950 | 82 | 3 | 17.81 | 26.51 | 15.7 | 59.91 | 575.24 | 717.16 | 17.64
1951 | 82 | 3 | 18.36 | 27.3 | 18.4 | 62.12 | 843.72 | 843.72 | 25.65
1952 | 82 | 3 | 18.36 | 31.4 | 19.78 | 63.98 | 843.72 | 869.03 | 18.7
1953 | 82 | 3 | 18.36 | 35.87 | 15.7 | 63.98 | 843.72 | 843.72 | 11.48
1954 | 82 | 3 | 18.36 | 35.87 | 15.28 | 62.12 | 843.72 | 843.72 | 0.1
1955 | 82 | 3 | 18.16 | 34.82 | 11.2 | 60.51 | 581.05 | 717.16 | 0.1
1956 | 82 | 3 | 18.16 | 34.82 | 11.2 | 60.51 | 581.05 | 632.79 | 0.1
1957 | 82 | 3 | 18.16 | 30.49 | 11.2 | 60.51 | 575.24 | 626.46 | 0.1
1958 | 82 | 3 | 18.16 | 34.82 | 10.23 | 60.51 | 581.05 | 632.79 | 0.1
1959 | 82 | 3 | 18.16 | 34.82 | 11.2 | 60.51 | 581.05 | 632.79 | 0.1
1960 | 82 | 3 | 18.16 | 35.87 | 11.2 | 60.51 | 581.05 | 717.16 | 0.1
1961 | 82 | 3 | 18.7 | 35.87 | 15.28 | 62.12 | 711.43 | 843.72 | 0.1
1962 | 82 | 3 | 18.92 | 35.87 | 27.99 | 62.12 | 843.72 | 843.72 | 11.48
1963 | 82 | 3 | 18.92 | 35.87 | 30.42 | 65.74 | 843.72 | 869.03 | 18.72
1964 | 82 | 3 | 18.92 | 36.94 | 30.42 | 819.14 | 843.72 | 869.03 | 18.72
1965 | 82 | 3 | 18.92 | 35.87 | 30.42 | 65.74 | 843.72 | 869.03 | 18.72
1966 | 82 | 3 | 18.92 | 34.82 | 28.99 | 62.12 | 711.43 | 843.72 | 14.85
1967 | 82 | 3 | 18.92 | 34.82 | 29.73 | 62.12 | 711.43 | 843.72 | 18.72
1968 | 82 | 3 | 18.36 | 34.82 | 28.13 | 60.51 | 581.05 | 783.66 | 18.72
1969 | 83 | 3 | 16.3 | 28.37 | 27.86 | 60.51 | 575.24 | 835.28 | 18.72
1970 | 83 | 3 | 16.08 | 26.51 | 26.81 | 55.88 | 575.24 | 835.28 | 18.92
1971 | 83 | 3 | 15.57 | 25.82 | 28.92 | 55.88 | 575.24 | 760.84 | 18.92
1972 | 83 | 3 | 15.11 | 25.74 | 28.99 | 55.88 | 575.24 | 760.84 | 18.17
1973 | 83 | 3 | 16.08 | 26.35 | 28.99 | 57.04 | 575.24 | 835.28 | 17.9
1974 | 83 | 3 | 16.3 | 27.3 | 28.99 | 60.51 | 810.95 | 843.72 | 18.92
1975 | 83 | 3 | 18.36 | 28.37 | 30.31 | 62.12 | 843.72 | 869.03 | 26.85
1976 | 83 | 3 | 18.36 | 35.87 | 29.76 | 62.12 | 843.72 | 869.03 | 18.92
1977 | 83 | 3 | 18.92 | 35.87 | 15.74 | 64.2 | 843.72 | 869.03 | 18.34
1978 | 83 | 3 | 18.92 | 35.87 | 15.74 | 63.98 | 843.72 | 869.03 | 18.34
1979 | 83 | 3 | 18.92 | 35.87 | 11.2 | 62.12 | 843.72 | 843.72 | 18.34
1980 | 83 | 3 | 18.92 | 35.87 | 11.2 | 62.12 | 843.72 | 843.72 | 18.34
1981 | 83 | 3 | 18.92 | 35.87 | 0.1 | 62.12 | 843.72 | 843.72 | 18.34
1982 | 83 | 3 | 18.92 | 35.87 | 0.1 | 62.12 | 843.72 | 843.72 | 18.34
1983 | 83 | 3 | 18.92 | 35.87 | 10.72 | 63.98 | 843.72 | 843.72 | 18.34
1984 | 83 | 3 | 18.92 | 35.87 | 0.1 | 63.98 | 843.72 | 843.72 | 18.54
1985 | 83 | 3 | 18.92 | 35.87 | 11.2 | 64.2 | 843.72 | 843.72 | 25.65
1986 | 83 | 3 | 18.92 | 35.87 | 11.2 | 65.74 | 843.72 | 843.72 | 25.65
1987 | 83 | 3 | 18.92 | 36.94 | 15.7 | 819.14 | 843.72 | 869.03 | 25.65
1988 | 83 | 3 | 18.92 | 37.09 | 23.62 | 843.72 | 869.03 | 869.03 | 25.65
1989 | 83 | 3 | 18.92 | 35.87 | 23.62 | 65.74 | 843.72 | 869.03 | 25.65
1990 | 83 | 3 | 18.92 | 34.82 | 23.62 | 62.12 | 843.72 | 869.03 | 25.65
1991 | 83 | 3 | 18.92 | 34.82 | 23.62 | 62.12 | 843.72 | 869.03 | 21.38
1992 | 83 | 3 | 18.36 | 34.82 | 23.62 | 62.12 | 835.28 | 860.34 | 18.72
1993 | 84 | 3 | 16.3 | 27.3 | 23.62 | 55.9 | 174.83 | 180.93 | 18.72
1994 | 84 | 3 | 15.11 | 25.74 | 23.62 | 53.23 | 174.83 | 180.93 | 18.45
1995 | 84 | 3 | 14.67 | 25.59 | 23.62 | 51.44 | 174.83 | 179.12 | 18.5
1996 | 84 | 3 | 13.85 | 24.84 | 23.62 | 51.44 | 174.83 | 179.12 | 18.11
1997 | 84 | 3 | 13.85 | 24.84 | 26.78 | 51.44 | 174.83 | 179.12 | 17.7
1998 | 84 | 3 | 15.57 | 25.74 | 28.94 | 53.23 | 174.83 | 180.93 | 17.9
1999 | 84 | 3 | 16.3 | 26.51 | 29.96 | 57.04 | 205.68 | 212.86 | 18.44
2000 | 84 | 3 | 18.16 | 28.12 | 29.68 | 60.51 | 233.11 | 605.32 | 17.6
2001 | 84 | 3 | 18.16 | 28.12 | 28.73 | 60.51 | 233.11 | 619.35 | 11.48
2002 | 84 | 3 | 18.16 | 28.12 | 22.57 | 60.51 | 205.68 | 212.86 | 11.48
2003 | 84 | 3 | 18.16 | 28.12 | 21.18 | 58.75 | 205.68 | 180.93 | 11.48
2004 | 84 | 3 | 18.16 | 28.11 | 20.36 | 58.75 | 176.6 | 179.12 | 11.48
2005 | 84 | 3 | 18.16 | 27.3 | 11.2 | 57.04 | 174.83 | 179.12 | 0.1
2006 | 84 | 3 | 18.16 | 27.3 | 11.2 | 56.47 | 174.83 | 179.12 | 11.48
2007 | 84 | 3 | 17.94 | 27.3 | 15.76 | 56.47 | 174.83 | 179.12 | 11.48
2008 | 84 | 3 | 17.94 | 28.11 | 15.8 | 56.47 | 174.83 | 179.12 | 11.48
2009 | 84 | 3 | 18.16 | 28.12 | 24.99 | 56.47 | 174.83 | 179.12 | 11.48
2010 | 84 | 3 | 18.16 | 28.12 | 30.42 | 58.75 | 180.07 | 179.12 | 11.48
2011 | 84 | 3 | 18.16 | 29.23 | 30.42 | 60.51 | 205.68 | 210.73 | 17.9
2012 | 84 | 3 | 18.16 | 29.23 | 30.5 | 60.51 | 205.68 | 605.32 | 17.9
2013 | 84 | 3 | 18.16 | 29.23 | 30.5 | 59.28 | 205.68 | 210.73 | 17.9
2014 | 84 | 3 | 18.16 | 27.3 | 30.5 | 56.47 | 176.6 | 179.12 | 17.9
2015 | 84 | 3 | 17.94 | 29.23 | 30.5 | 55.9 | 174.83 | 179.12 | 17.9
2016 | 84 | 3 | 17.94 | 25.74 | 29.02 | 55.9 | 169.74 | 179.12 | 17.9
2017 | 85 | 3 | 16.78 | 25.29 | 28.94 | 45.31 | 57.88 | 63.84 | 17.9
2018 | 85 | 3 | 13.83 | 24.84 | 28.94 | 44.86 | 57.88 | 63.2 | 17.84
2019 | 85 | 3 | 13.04 | 24.84 | 16.04 | 44.86 | 57.3 | 61.36 | 17.9
2020 | 85 | 3 | 13.04 | 24.84 | 16.04 | 44.86 | 57.3 | 60.78 | 17.6
2021 | 85 | 3 | 13.04 | 24.84 | 16.04 | 44.86 | 57.3 | 60.78 | 17.6
2022 | 85 | 3 | 13.04 | 24.84 | 16.04 | 44.86 | 57.3 | 61.36 | 11.48
2023 | 85 | 3 | 13.83 | 24.99 | 25.86 | 44.86 | 58.46 | 62.27 | 11.48
2024 | 85 | 3 | 15.34 | 25.74 | 23.08 | 47.5 | 61.4 | 66.06 | 11.48
2025 | 85 | 3 | 15.34 | 25.74 | 15.28 | 47.85 | 61.4 | 64.14 | 2.92
2026 | 85 | 3 | 15.34 | 25.59 | 11.2 | 47.85 | 61.4 | 58.42 | 0.1
2027 | 85 | 3 | 14.25 | 25.29 | 11.2 | 47.46 | 59.61 | 56.72 | 0.1
2028 | 85 | 3 | 13.29 | 24.99 | 0.1 | 47.46 | 59.61 | 55.12 | 0.1
2029 | 85 | 3 | 12.66 | 24.99 | 0.1 | 46.98 | 57.3 | 53.51 | 0.1
2030 | 85 | 3 | 12.34 | 24.84 | 0.1 | 44.86 | 56.19 | 38.36 | 0.1
2031 | 85 | 3 | 12.34 | 24.84 | 10.23 | 45.31 | 56.19 | 48.86 | 0.1
2032 | 85 | 3 | 12.34 | 24.84 | 10.34 | 44.86 | 52.96 | 51.02 | 0.1
2033 | 85 | 3 | 12.66 | 24.84 | 11.2 | 44.86 | 54.55 | 53.71 | 0.1
2034 | 85 | 3 | 13.04 | 24.84 | 19.39 | 44.86 | 57.3 | 56.72 | 0.1
2035 | 85 | 3 | 14.52 | 24.99 | 27.86 | 46.11 | 61.4 | 57.49 | 0.1
2036 | 85 | 3 | 15.8 | 25.74 | 28.73 | 46.11 | 61.4 | 57.49 | 10.58
2037 | 85 | 3 | 14.52 | 25.74 | 28.99 | 46.11 | 61.4 | 57.49 | 2.39
2038 | 85 | 3 | 13.83 | 24.99 | 27.86 | 46.03 | 59.61 | 57.29 | 0.1
2039 | 85 | 3 | 14.25 | 25.01 | 27.86 | 46.11 | 57.88 | 56.72 | 4.32
2040 | 85 | 3 | 13.69 | 24.99 | 16.17 | 43.56 | 56.19 | 56.15 | 0.1
2041 | 86 | 3 | 12.42 | 24.73 | 15.9 | 32.79 | 39.1 | 35.8 | 0.1
2042 | 86 | 3 | 12.42 | 24.11 | 15.76 | 32.79 | 39.1 | 35.8 | 0.1
2043 | 86 | 3 | 12.29 | 23.73 | 15.78 | 32.79 | 39.1 | 35.8 | 0.1
2044 | 86 | 3 | 11.43 | 23.59 | 15.74 | 32.79 | 39.1 | 35.8 | 0.1
2045 | 86 | 3 | 11.43 | 23.59 | 15.74 | 32.79 | 39.1 | 35.8 | 0.1
2046 | 86 | 3 | 12.29 | 23.59 | 21.99 | 32.79 | 39.1 | 35.8 | 10.58
2047 | 86 | 3 | 12.29 | 23.73 | 19.39 | 32.79 | 39.1 | 35.8 | 11.48
2048 | 86 | 3 | 12.42 | 24.11 | 19.39 | 32.79 | 39.1 | 35.8 | 0.1
2049 | 86 | 3 | 12.42 | 24.84 | 11.2 | 32.79 | 39.49 | 36.87 | 0.1
2050 | 86 | 3 | 12.61 | 24.84 | 11.2 | 33.13 | 39.49 | 36.16 | 0.97
2051 | 86 | 3 | 12.42 | 24.84 | 10.34 | 38.61 | 40.27 | 36.87 | 0.1
2052 | 86 | 3 | 12.49 | 24.84 | 10.23 | 38.61 | 40.27 | 37.42 | 0.1
2053 | 86 | 3 | 12.66 | 24.84 | 8.84 | 38.58 | 41.48 | 37.98 | 0.1
2054 | 86 | 3 | 12.29 | 24.84 | 10.23 | 35.94 | 40.27 | 37.98 | 0.1
2055 | 86 | 3 | 12.29 | 24.84 | 10.23 | 35.94 | 39.49 | 37.98 | 11.48
2056 | 86 | 3 | 12.29 | 24.84 | 10.34 | 38.13 | 40.27 | 37.98 | 11.48
2057 | 86 | 3 | 13.04 | 24.84 | 15.28 | 39.74 | 40.27 | 37.98 | 11.48
2058 | 86 | 3 | 13.04 | 24.84 | 26.65 | 44.69 | 43.83 | 48.09 | 11.48
2059 | 86 | 3 | 14.46 | 25.74 | 30.06 | 44.69 | 45.55 | 55.12 | 18.34
2060 | 86 | 3 | 17.83 | 26.51 | 30.5 | 44.69 | 49.19 | 66.06 | 18.34
2061 | 86 | 3 | 17.83 | 26.05 | 30.5 | 44.69 | 47.38 | 59.57 | 18.34
2062 | 86 | 3 | 14.46 | 26.05 | 30.5 | 44.69 | 45.99 | 57.49 | 18.34
2063 | 86 | 3 | 14.46 | 25.74 | 30.5 | 44.69 | 46.54 | 59.57 | 18.18
2064 | 86 | 3 | 13.83 | 24.84 | 30.47 | 43.9 | 46.07 | 55.12 | 17.9
2065 | 87 | 3 | 13.04 | 24.84 | 29.47 | 40.96 | 41.48 | 50.19 | 17.9
2066 | 87 | 3 | 13.04 | 24.84 | 29.47 | 34.82 | 41.48 | 48.86 | 11.48
2067 | 87 | 3 | 12.66 | 24.84 | 29.47 | 32.82 | 40.27 | 48.86 | 11.22
2068 | 87 | 3 | 12.29 | 24.84 | 30.5 | 32.82 | 40.27 | 47.44 | 11.18
2069 | 87 | 3 | 12.29 | 24.84 | 30.5 | 38.61 | 40.27 | 37.98 | 9.17
2070 | 87 | 3 | 12.29 | 24.11 | 30.5 | 31.11 | 40.27 | 37.98 | 0.97
2071 | 87 | 3 | 11.63 | 23.59 | 30.5 | 31.11 | 30.61 | 37.98 | 11.48
2072 | 87 | 3 | 11.63 | 23.59 | 30.5 | 31.11 | 30.61 | 37.98 | 0.1
2073 | 87 | 3 | 11.63 | 23.59 | 30.5 | 31.86 | 32.45 | 36.05 | 0.1
2074 | 87 | 3 | 11.63 | 23.59 | 30.35 | 31.86 | 32.45 | 34.68 | 0.1
2075 | 87 | 3 | 8.31 | 23.59 | 27.86 | 31.86 | 32.45 | 34.48 | 0.1
2076 | 87 | 3 | 7.07 | 23.55 | 28.87 | 31.86 | 30.82 | 34.01 | 0.1
2077 | 87 | 3 | 7.07 | 23.41 | 23.71 | 30.93 | 29.28 | 33.67 | 0.1
2078 | 87 | 3 | 7.07 | 21.12 | 24.99 | 30.03 | 28.6 | 33.67 | 0.1
2079 | 87 | 3 | 7.07 | 20.5 | 15.28 | 30.03 | 28.6 | 33.67 | 0.1
2080 | 87 | 3 | 7.07 | 20.5 | 15.92 | 30.03 | 28.6 | 33.67 | 0.1
2081 | 87 | 3 | 7.07 | 21.34 | 28.71 | 30.03 | 28.6 | 33.67 | 0.1
2082 | 87 | 3 | 7.07 | 23.41 | 30.33 | 30.03 | 28.6 | 33.67 | 0.1
2083 | 87 | 3 | 7.07 | 23.41 | 30.31 | 30.03 | 28.6 | 33.67 | 0.1
2084 | 87 | 3 | 7.07 | 23.59 | 30.31 | 30.03 | 28.89 | 33.67 | 0.97
2085 | 87 | 3 | 7.07 | 24.11 | 30.31 | 30.03 | 28.9 | 33.67 | 0.97
2086 | 87 | 3 | 7.07 | 23.59 | 34.73 | 30.03 | 28.85 | 33.67 | 0.1
2087 | 87 | 3 | 8.31 | 22.4 | 34.73 | 30.03 | 28.85 | 33.67 | 2.92
2088 | 87 | 3 | 7.07 | 20.77 | 30.5 | 30.03 | 28.77 | 33.67 | 0.1
2089 | 88 | 3 | 7.07 | 16.3 | 30.5 | 30.03 | 28.6 | 33.08 | 0.97
2090 | 88 | 3 | 7.07 | 16.3 | 30.5 | 30.03 | 28.6 | 32.12 | 0.97
2091 | 88 | 3 | 7.07 | 16.3 | 30.5 | 30.03 | 28.6 | 32.12 | 0.97
2092 | 88 | 3 | 7.07 | 16.3 | 30.5 | 30.03 | 28.6 | 32.12 | 0.97
2093 | 88 | 3 | 7.07 | 16.3 | 30.5 | 30.03 | 28.6 | 32.12 | 0.1
2094 | 88 | 3 | 7.07 | 17.05 | 30.5 | 30.03 | 28.6 | 32.88 | 0.1
2095 | 88 | 3 | 7.07 | 17.05 | 34.73 | 30.03 | 28.6 | 32.88 | 10.84
2096 | 88 | 3 | 7.07 | 22.07 | 30.5 | 30.03 | 28.6 | 32.88 | 0.1
2097 | 88 | 3 | 7.07 | 22.87 | 29.91 | 30.03 | 28.6 | 32.32 | 0.1
2098 | 88 | 3 | 7.07 | 22.87 | 28.77 | 30.03 | 28.6 | 32.12 | 0.1
2099 | 88 | 3 | 7.07 | 22.87 | 22.57 | 30.03 | 28.6 | 32.12 | 0.1
2100 | 88 | 3 | 7.07 | 22.87 | 15.28 | 30.03 | 28.6 | 32.12 | 0.1
2101 | 88 | 3 | 7.07 | 21.27 | 11.2 | 30.03 | 28.6 | 32.12 | 0.1
2102 | 88 | 3 | 7.07 | 21.12 | 11.2 | 30.03 | 28.6 | 32.12 | 0.1
2103 | 88 | 3 | 7.07 | 21.12 | 11.2 | 30.03 | 28.6 | 32.12 | 0.1
2104 | 88 | 3 | 7.07 | 21.12 | 15.28 | 30.03 | 28.6 | 32.12 | 0.1
2105 | 88 | 3 | 7.07 | 22.87 | 15.28 | 30.03 | 28.6 | 32.32 | 0.1
2106 | 88 | 3 | 7.07 | 22.87 | 28.71 | 30.03 | 28.6 | 33.41 | 0.1
2107 | 88 | 3 | 7.07 | 22.87 | 29.52 | 30.03 | 28.6 | 33.67 | 0.1
2108 | 88 | 3 | 7.07 | 23.41 | 30.5 | 30.03 | 28.6 | 33.67 | 2.92
2109 | 88 | 3 | 7.07 | 22.87 | 29.73 | 30.03 | 28.6 | 33.29 | 0.97
2110 | 88 | 3 | 7.07 | 22.07 | 29.73 | 30.03 | 28.6 | 32.88 | 0.97
2111 | 88 | 3 | 7.07 | 16.95 | 29.73 | 30.03 | 28.6 | 33.08 | 1.47
2112 | 88 | 3 | 7.07 | 16.62 | 28.73 | 30.03 | 28.6 | 32.88 | 0.47
2113 | 89 | 3 | 7.07 | 16.3 | 28.78 | 30.03 | 28.6 | 33.08 | 0.1
2114 | 89 | 3 | 7.07 | 15.82 | 29.45 | 30.03 | 28.6 | 33.08 | 0.1
2115 | 89 | 3 | 7.07 | 15.82 | 29.45 | 30.03 | 28.6 | 33.08 | 0.1
2116 | 89 | 3 | 7.07 | 16.62 | 29.38 | 30.03 | 28.6 | 33.08 | 0.1
2117 | 89 | 3 | 7.07 | 16.95 | 29.52 | 30.03 | 28.6 | 33.34 | 0.1
2118 | 89 | 3 | 7.07 | 23.63 | 30.5 | 30.03 | 28.86 | 33.67 | 0.1
2119 | 89 | 3 | 12.66 | 24.84 | 34.73 | 30.91 | 30.82 | 33.67 | 2.92
2120 | 89 | 3 | 13.04 | 24.84 | 30.5 | 35.7 | 34.66 | 33.74 | 0.1
2121 | 89 | 3 | 13.43 | 24.84 | 28.75 | 35.96 | 35.6 | 33.67 | 0.1
2122 | 89 | 3 | 13.04 | 24.84 | 28.72 | 35.33 | 34.66 | 33.67 | 0.1
2123 | 89 | 3 | 12.9 | 24.84 | 22.57 | 30.93 | 31.51 | 33.67 | 0.1
2124 | 89 | 3 | 12.9 | 24.84 | 15.28 | 30.91 | 30.34 | 33.67 | 0.1
2125 | 89 | 3 | 12.53 | 24.84 | 15.28 | 30.91 | 30.34 | 33.67 | 0.1
2126 | 89 | 3 | 12.66 | 24.84 | 11.2 | 30.57 | 30.34 | 33.67 | 0.1
2127 | 89 | 3 | 12.32 | 24.73 | 15.28 | 30.57 | 30.34 | 33.67 | 0.1
2128 | 89 | 3 | 12.49 | 24.26 | 15.28 | 30.57 | 30.34 | 33.67 | 0.1
2129 | 89 | 3 | 12.32 | 24.84 | 19.98 | 30.57 | 30.59 | 33.67 | 0.1
2130 | 89 | 3 | 12.66 | 24.84 | 25.86 | 31.82 | 33.56 | 33.67 | 0.97
2131 | 89 | 3 | 12.9 | 24.84 | 28.87 | 36.37 | 38.01 | 34.07 | 0.47
2132 | 89 | 3 | 13.04 | 24.84 | 34.73 | 39.77 | 40.86 | 34.29 | 0.47
2133 | 89 | 3 | 12.9 | 24.84 | 34.73 | 38.61 | 40.16 | 33.67 | 0.47
2134 | 89 | 3 | 12.49 | 24.84 | 34.73 | 33.9 | 33.65 | 33.67 | 0.47
2135 | 89 | 3 | 12.66 | 24.73 | 34.73 | 30.57 | 30.59 | 33.67 | 0.47
2136 | 89 | 3 | 7.07 | 21.98 | 34.73 | 30.03 | 28.86 | 33.67 | 0.1
2137 | 90 | 3 | 7.07 | 17.63 | 30.5 | 30.03 | 28.6 | 33.22 | 0.1
2138 | 90 | 3 | 7.07 | 16.78 | 30.5 | 30.03 | 28.6 | 33.67 | 0.1
2139 | 90 | 3 | 7.07 | 16.78 | 30.5 | 30.03 | 28.6 | 32.88 | 0.1
2140 | 90 | 3 | 7.07 | 16.78 | 30.5 | 30.03 | 28.6 | 32.88 | 0.1
2141 | 90 | 3 | 7.07 | 17.56 | 30.5 | 30.03 | 28.6 | 32.88 | 10.58
2142 | 90 | 3 | 7.07 | 21.75 | 34.73 | 30.03 | 28.6 | 33.67 | 0.1
2143 | 90 | 3 | 7.07 | 23.59 | 34.73 | 30.03 | 28.81 | 33.67 | 4.32
2144 | 90 | 3 | 7.07 | 24.11 | 30.5 | 31.52 | 30.59 | 33.67 | 0.1
2145 | 90 | 3 | 8.31 | 24.11 | 28.84 | 34.28 | 30.92 | 33.67 | 0.1
2146 | 90 | 3 | 7.07 | 24.11 | 28.71 | 31.21 | 30.59 | 33.67 | 0.1
2147 | 90 | 3 | 7.07 | 24.01 | 24.19 | 30.03 | 29.46 | 33.67 | 0.1
2148 | 90 | 3 | 7.07 | 23.84 | 22.57 | 30.03 | 28.6 | 32.88 | 0.1
2149 | 90 | 3 | 7.07 | 23.59 | 22.57 | 30.03 | 28.6 | 32.88 | 0.1
2150 | 90 | 3 | 7.07 | 23.31 | 20.18 | 30.03 | 28.6 | 32.12 | 0.1
2151 | 90 | 3 | 7.07 | 23.31 | 20.18 | 30.03 | 28.6 | 32.12 | 0.1
2152 | 90 | 3 | 7.07 | 23.31 | 22.57 | 30.03 | 28.6 | 32.12 | 0.1
2153 | 90 | 3 | 7.07 | 23.59 | 28.71 | 30.03 | 28.6 | 32.88 | 0.1
2154 | 90 | 3 | 7.07 | 23.59 | 30.5 | 30.03 | 28.83 | 32.88 | 0.1
2155 | 90 | 3 | 7.07 | 24.11 | 34.73 | 30.03 | 30.59 | 33.67 | 0.1
2156 | 90 | 3 | 8.31 | 24.11 | 37.12 | 32.19 | 33.56 | 33.67 | 0.1
2157 | 90 | 3 | 8.31 | 24.11 | 34.73 | 30.57 | 30.34 | 33.67 | 0.1
2158 | 90 | 3 | 7.07 | 24.11 | 34.73 | 30.03 | 28.85 | 33.67 | 0.1
2159 | 90 | 3 | 8.31 | 23.73 | 34.73 | 30.03 | 28.81 | 33.67 | 0.1
2160 | 90 | 3 | 7.07 | 21.24 | 28.87 | 30.03 | 28.6 | 33.67 | 0.1
2161 | 91 | 4 | 7.07 | 16.62 | 29.45 | 30.03 | 28.6 | 33.67 | 0.1
2162 | 91 | 4 | 7.07 | 15.97 | 30.12 | 30.03 | 28.6 | 33.38 | 0.1
2163 | 91 | 4 | 7.07 | 15.82 | 28.73 | 30.03 | 28.6 | 33.34 | 0.1
2164 | 91 | 4 | 7.07 | 16.45 | 28.73 | 30.03 | 28.6 | 33.34 | 0.1
2165 | 91 | 4 | 7.07 | 15.51 | 28.87 | 30.03 | 28.6 | 33.34 | 0.1
2166 | 91 | 4 | 7.07 | 20.5 | 28.87 | 30.03 | 28.6 | 33.67 | 0.1
2167 | 91 | 4 | 12.41 | 24.73 | 30.5 | 30.03 | 29.28 | 33.67 | 2.92
2168 | 91 | 4 | 12.9 | 24.84 | 28.99 | 30.93 | 30.34 | 33.67 | 0.1
2169 | 91 | 4 | 12.9 | 24.84 | 28.75 | 31.49 | 30.34 | 33.67 | 0.1
2170 | 91 | 4 | 12.9 | 24.84 | 25.85 | 30.57 | 29.14 | 33.67 | 0.1
2171 | 91 | 4 | 12.69 | 24.84 | 15.28 | 30.57 | 29.14 | 33.67 | 0.1
2172 | 91 | 4 | 12.29 | 24.73 | 11.2 | 30.03 | 28.89 | 33.38 | 0.1
2173 | 91 | 4 | 12.05 | 24.73 | 10.23 | 30.03 | 28.6 | 33.34 | 0.1
2174 | 91 | 4 | 11.48 | 24.73 | 8.84 | 30.03 | 28.6 | 33.08 | 0.1
2175 | 91 | 4 | 10.97 | 24.26 | 8.84 | 30.03 | 28.6 | 33.08 | 0.1
2176 | 91 | 4 | 10.97 | 23.31 | 10.23 | 30.03 | 28.6 | 33.08 | 0.1
2177 | 91 | 4 | 10.97 | 23.59 | 15.28 | 30.03 | 28.6 | 33.34 | 0.1
2178 | 91 | 4 | 12.29 | 24.26 | 24.52 | 30.03 | 29.92 | 33.67 | 0.1
2179 | 91 | 4 | 12.69 | 24.84 | 28.73 | 35.96 | 36.01 | 33.67 | 0.1
2180 | 91 | 4 | 12.9 | 24.99 | 30.5 | 35.96 | 38.52 | 33.67 | 2.92
2181 | 91 | 4 | 12.9 | 24.99 | 30.5 | 35.96 | 37.09 | 33.67 | 5.56
2182 | 91 | 4 | 12.66 | 24.84 | 30.5 | 35.1 | 33.95 | 33.67 | 4.32
2183 | 91 | 4 | 12.9 | 24.84 | 30.5 | 31.49 | 30.9 | 33.67 | 10.58
2184 | 91 | 4 | 12.53 | 24.73 | 30.5 | 30.57 | 29.75 | 33.67 | 0.1
2185 | 92 | 4 | 12.45 | 23.59 | 28.98 | 30.57 | 30.61 | 33.67 | 0.1
2186 | 92 | 4 | 10.97 | 21.24 | 28.87 | 30.03 | 30.61 | 33.67 | 0.1
2187 | 92 | 4 | 10.97 | 21.75 | 28.78 | 30.03 | 30.61 | 33.67 | 0.1
2188 | 92 | 4 | 10.97 | 23.05 | 28.78 | 30.57 | 31.53 | 33.74 | 0.1
2189 | 92 | 4 | 11.54 | 24.12 | 28.78 | 33.75 | 40.27 | 44.45 | 0.1
2190 | 92 | 4 | 13.43 | 24.99 | 28.78 | 43.56 | 42.56 | 47.11 | 0.1
2191 | 92 | 4 | 15.82 | 25.74 | 28.87 | 46.11 | 45.55 | 51.72 | 10.74
2192 | 92 | 4 | 15.82 | 25.74 | 28.69 | 46.11 | 48.8 | 53.86 | 0.1
2193 | 92 | 4 | 15.82 | 25.74 | 20.03 | 46.79 | 48.8 | 54.87 | 0.1
2194 | 92 | 4 | 15.82 | 25.74 | 15.28 | 46.11 | 46.54 | 50.13 | 0.1
2195 | 92 | 4 | 15.82 | 25.74 | 10.34 | 46.03 | 46.07 | 48.67 | 0.1
2196 | 92 | 4 | 15.82 | 25.29 | 10.34 | 43.72 | 43.42 | 47.63 | 0.1
2197 | 92 | 4 | 13.45 | 24.99 | 7.05 | 43.56 | 42.56 | 46.64 | 0.1
2198 | 92 | 4 | 13.45 | 24.99 | 5.54 | 42.95 | 42.56 | 46.64 | 0.1
2199 | 92 | 4 | 13.43 | 24.99 | 5.54 | 43.39 | 42.56 | 46.64 | 0.1
2200 | 92 | 4 | 13.45 | 24.84 | 10.34 | 43.72 | 42.56 | 47.15 | 0.1
2201 | 92 | 4 | 13.45 | 24.99 | 11.2 | 44.74 | 43.83 | 48.86 | 0.1
2202 | 92 | 4 | 17.83 | 25.74 | 20.03 | 44.86 | 47.45 | 53.71 | 7.29
2203 | 92 | 4 | 17.83 | 25.74 | 28.78 | 47.5 | 50.67 | 59.57 | 11.48
2204 | 92 | 4 | 18.16 | 26.84 | 28.78 | 48.19 | 55.73 | 72.19 | 16.78
2205 | 92 | 4 | 17.94 | 26.51 | 28.78 | 47.85 | 53.59 | 70.09 | 17.6
2206 | 92 | 4 | 17.83 | 25.74 | 28.78 | 47.85 | 55.73 | 72.19 | 17.6
2207 | 92 | 4 | 17.83 | 25.59 | 28.78 | 47.85 | 53.59 | 72.19 | 17.6
2208 | 92 | 4 | 17.83 | 25.29 | 28.78 | 47.85 | 46.07 | 64.55 | 17.6
2209 | 93 | 4 | 13.45 | 24.84 | 28.78 | 41.79 | 45.99 | 59.05 | 17.6
2210 | 93 | 4 | 13.45 | 24.84 | 28.73 | 41.38 | 45.55 | 55.42 | 17.6
2211 | 93 | 4 | 13.43 | 24.84 | 28.73 | 41.38 | 45.55 | 55.42 | 17.6
2212 | 93 | 4 | 13.43 | 24.84 | 28.73 | 41.38 | 45.55 | 54.87 | 17.6
2213 | 93 | 4 | 13.43 | 24.84 | 28.73 | 41.38 | 45.55 | 54.87 | 17.6
2214 | 93 | 4 | 13.45 | 24.84 | 28.73 | 41.38 | 45.55 | 55.42 | 17.6
2215 | 93 | 4 | 13.45 | 24.84 | 28.78 | 44.74 | 46.05 | 55.66 | 17.6
2216 | 93 | 4 | 15.82 | 24.99 | 28.73 | 44.86 | 47.93 | 62.27 | 17.6
2217 | 93 | 4 | 15.82 | 24.99 | 20.03 | 46.03 | 50.67 | 62.27 | 16.78
2218 | 93 | 4 | 15.82 | 24.99 | 20.03 | 44.74 | 49.37 | 56.52 | 11.48
2219 | 93 | 4 | 15.82 | 24.99 | 19.98 | 44.74 | 47.37 | 54.87 | 11.48
2220 | 93 | 4 | 15.82 | 24.84 | 15.76 | 44.74 | 46.05 | 54.87 | 11.48
2221 | 93 | 4 | 13.43 | 24.84 | 15.28 | 41.38 | 45.99 | 54.87 | 11.48
2222 | 93 | 4 | 13.04 | 24.84 | 15.28 | 40.96 | 45.55 | 53.71 | 11.48
2223 | 93 | 4 | 13.04 | 24.84 | 11.2 | 40.96 | 45.55 | 53.71 | 12.2
2224 | 93 | 4 | 13.04 | 24.84 | 15.28 | 41.38 | 45.55 | 53.81 | 12.2
2225 | 93 | 4 | 13.43 | 24.84 | 16.28 | 43.56 | 45.55 | 54.87 | 22.31
2226 | 93 | 4 | 13.83 | 24.99 | 27.05 | 47.85 | 53.59 | 62.27 | 25.65
2227 | 93 | 4 | 14.27 | 25.74 | 30.5 | 48.19 | 59.61 | 68.05 | 25.65
2228 | 93 | 4 | 15.34 | 26.51 | 37.12 | 48.19 | 59.61 | 70.09 | 25.65
2229 | 93 | 4 | 14.67 | 25.29 | 37.12 | 47.85 | 53.59 | 66.06 | 25.65
2230 | 93 | 4 | 14.27 | 25.29 | 37.12 | 47.85 | 55.2 | 66.06 | 18.23
2231 | 93 | 4 | 14.27 | 24.99 | 37.12 | 44.74 | 47.76 | 64.14 | 18.23
2232 | 93 | 4 | 13.45 | 24.84 | 30.5 | 43.56 | 47.76 | 66.06 | 11.48
2233 | 94 | 4 | 13.04 | 24.84 | 30.5 | 43.56 | 45.55 | 60.18 | 11.48
2234 | 94 | 4 | 13.04 | 24.84 | 29.57 | 43.56 | 45.55 | 57.84 | 11.48
2235 | 94 | 4 | 13.04 | 24.84 | 29.57 | 43.12 | 45.55 | 53.71 | 11.48
2236 | 94 | 4 | 13.04 | 24.84 | 29.57 | 43.12 | 45.55 | 53.71 | 11.48
2237 | 94 | 4 | 13.04 | 24.84 | 30.5 | 43.12 | 45.55 | 53.71 | 17.87
2238 | 94 | 4 | 13.04 | 24.84 | 30.5 | 43.56 | 45.55 | 53.71 | 18.23
2239 | 94 | 4 | 13.04 | 24.84 | 37.12 | 43.56 | 45.55 | 53.71 | 18.92
2240 | 94 | 4 | 13.43 | 24.84 | 30.5 | 43.56 | 45.55 | 59.05 | 17.87
2241 | 94 | 4 | 13.83 | 24.84 | 28.84 | 43.56 | 47.76 | 62.27 | 13.37
2242 | 94 | 4 | 15.34 | 24.84 | 28.71 | 44.69 | 47.76 | 62.27 | 11.48
2243 | 94 | 4 | 15.34 | 24.84 | 27.02 | 43.56 | 47.76 | 53.71 | 11.48
2244 | 94 | 4 | 13.83 | 24.84 | 22.57 | 43.56 | 46.01 | 53.71 | 11.48
2245 | 94 | 4 | 13.04 | 24.84 | 15.78 | 43.56 | 45.55 | 53.71 | 11.22
2246 | 94 | 4 | 13.04 | 24.84 | 15.28 | 43.12 | 45.55 | 53.17 | 0.1
2247 | 94 | 4 | 13.04 | 24.84 | 21.24 | 42.29 | 45.55 | 53.17 | 0.1
2248 | 94 | 4 | 12.66 | 24.84 | 22.57 | 43.12 | 45.55 | 53.17 | 0.1
2249 | 94 | 4 | 13.04 | 24.84 | 28.71 | 43.12 | 45.55 | 53.17 | 0.1
2250 | 94 | 4 | 13.04 | 24.84 | 30.5 | 44.69 | 45.55 | 53.17 | 11.48
2251 | 94 | 4 | 13.83 | 24.84 | 37.12 | 44.69 | 45.55 | 53.71 | 11.48
2252 | 94 | 4 | 14.25 | 25.74 | 37.12 | 47.85 | 46.01 | 54.76 | 11.48
2253 | 94 | 4 | 13.83 | 25.29 | 37.12 | 47.67 | 46.01 | 53.71 | 11.48
2254 | 94 | 4 | 13.69 | 25.29 | 37.12 | 47.46 | 46.01 | 59.05 | 18.34
2255 | 94 | 4 | 13.43 | 24.84 | 37.12 | 43.56 | 45.55 | 53.71 | 18.34
2256 | 94 | 4 | 13.04 | 24.84 | 37.12 | 43.12 | 45.55 | 53.71 | 18.34
2257 | 95 | 4 | 13.04 | 24.84 | 37.12 | 43.56 | 45.55 | 53.71 | 18.34
2258 | 95 | 4 | 13.04 | 24.84 | 37.12 | 43.56 | 45.55 | 53.71 | 18.34
2259 | 95 | 4 | 13.04 | 24.84 | 37.12 | 42.29 | 45.55 | 53.71 | 18.34
2260 | 95 | 4 | 13.04 | 24.84 | 37.12 | 47.46 | 45.55 | 53.71 | 18.34
2261 | 95 | 4 | 13.64 | 24.84 | 37.12 | 47.46 | 59.61 | 54.25 | 18.34
2262 | 95 | 4 | 15.34 | 27.15 | 37.12 | 50.34 | 65.14 | 82.45 | 18.34
2263 | 95 | 4 | 18.16 | 28.12 | 37.12 | 56.29 | 575.24 | 814.29 | 25.65
2264 | 95 | 4 | 18.16 | 29.23 | 30.5 | 56.29 | 575.24 | 819.14 | 17.9
2265 | 95 | 4 | 18.16 | 29.23 | 28.71 | 56.29 | 70.84 | 603.31 | 11.48
2266 | 95 | 4 | 18.16 | 29.23 | 28.71 | 52.87 | 69.11 | 63.83 | 11.48
2267 | 95 | 4 | 18.16 | 28.12 | 15.28 | 51.13 | 63.24 | 54.25 | 5.81
2268 | 95 | 4 | 17.94 | 25.74 | 10.27 | 47.93 | 60.21 | 53.71 | 0.1
2269 | 95 | 4 | 15.43 | 25.59 | 10.23 | 47.85 | 60.21 | 53.71 | 0.1
2270 | 95 | 4 | 15.43 | 25.29 | 11.2 | 47.85 | 60.21 | 53.71 | 0.1
2271 | 95 | 4 | 15.43 | 25.29 | 10.23 | 47.85 | 60.21 | 53.71 | 0.1
2272 | 95 | 4 | 15.43 | 25.59 | 22.57 | 47.85 | 60.21 | 53.71 | 10.99
2273 | 95 | 4 | 17.94 | 25.74 | 27.05 | 48.19 | 61.4 | 54.25 | 11.22
2274 | 95 | 4 | 18.16 | 27.96 | 28.71 | 49.84 | 65.14 | 56.98 | 11.48
2275 | 95 | 4 | 18.16 | 28.12 | 28.73 | 52.2 | 76.63 | 101.88 | 18.23
2276 | 95 | 4 | 18.16 | 28.12 | 28.73 | 56.29 | 558.49 | 603.31 | 24.72
2277 | 95 | 4 | 18.16 | 27.96 | 28.73 | 55.38 | 69.11 | 585.74 | 24.72
2278 | 95 | 4 | 17.94 | 27.96 | 28.73 | 52.87 | 69.11 | 101.88 | 24.72
2279 | 95 | 4 | 17.94 | 26.51 | 28.73 | 51.13 | 65.14 | 101.88 | 24.72
2280 | 95 | 4 | 14.67 | 25.29 | 28.73 | 47.85 | 63.24 | 86.6 | 18.92
2281 | 96 | 4 | 14.25 | 24.99 | 22.57 | 47.85 | 65.14 | 86.6 | 18.64
2282 | 96 | 4 | 14.25 | 24.84 | 22.28 | 47.85 | 65.14 | 86.6 | 18.04
2283 | 96 | 4 | 13.43 | 24.84 | 22.86 | 47.85 | 65.14 | 86.6 | 18.04
2284 | 96 | 4 | 13.64 | 24.99 | 25.86 | 47.85 | 65.14 | 86.6 | 17.9
2285 | 96 | 4 | 14.67 | 25.47 | 28.73 | 48.19 | 67.09 | 86.6 | 17.9
2286 | 96 | 4 | 16.3 | 27.96 | 28.73 | 52.2 | 79.73 | 603.31 | 17.9
2287 | 96 | 4 | 18.16 | 28.12 | 28.87 | 56.29 | 575.24 | 603.31 | 18.04
2288 | 96 | 4 | 18.16 | 29.4 | 20.09 | 56.29 | 575.24 | 843.72 | 17.9
2289 | 96 | 4 | 18.16 | 29.4 | 28.73 | 56.29 | 575.24 | 819.14 | 11.18
2290 | 96 | 4 | 18.16 | 29.4 | 28.73 | 53.41 | 79.73 | 603.31 | 11.18
2291 | 96 | 4 | 18.16 | 29.4 | 20.09 | 56.29 | 79.73 | 603.31 | 10.95
2292 | 96 | 4 | 18.16 | 29.4 | 16.25 | 52.87 | 79.73 | 87.48 | 10.74
2293 | 96 | 4 | 18.16 | 28.12 | 10.27 | 51.13 | 67.77 | 86.6 | 11.09
2294 | 96 | 4 | 18.16 | 26.51 | 15.28 | 51.13 | 67.77 | 86.6 | 13.13
2295 | 96 | 4 | 18.16 | 26.51 | 10.27 | 49.64 | 67.77 | 86.6 | 11.48
2296 | 96 | 4 | 18.16 | 26.51 | 11.2 | 49.14 | 67.77 | 86.6 | 16.56
2297 | 96 | 4 | 18.16 | 27.3 | 15.28 | 49.64 | 67.77 | 86.6 | 13.13
2298 | 96 | 4 | 18.16 | 27.96 | 16.25 | 49.84 | 67.77 | 86.6 | 17.9
2299 | 96 | 4 | 18.16 | 28.12 | 28.73 | 53.77 | 79.73 | 101.88 | 25.65
2300 | 96 | 4 | 18.16 | 28.12 | 22.86 | 56.29 | 575.24 | 603.31 | 25.65
2301 | 96 | 4 | 18.16 | 28.11 | 36.13 | 55.38 | 199.69 | 603.31 | 25.65
2302 | 96 | 4 | 17.94 | 27.96 | 37.12 | 52.87 | 69.11 | 101.88 | 25.65
2303 | 96 | 4 | 17.94 | 27.15 | 36.13 | 51.64 | 67.77 | 87.48 | 25.65
2304 | 96 | 4 | 15.43 | 25.29 | 29.45 | 49.14 | 67.09 | 86.6 | 25.65
2305 | 97 | 4 | 15.43 | 25.17 | 29.45 | 47.85 | 64.49 | 75.86 | 25.65
2306 | 97 | 4 | 14.67 | 24.99 | 29.45 | 47.85 | 64.49 | 75.86 | 25.65
2307 | 97 | 4 | 14.67 | 24.99 | 30.12 | 47.85 | 64.49 | 75.86 | 24.74
2308 | 97 | 4 | 15.43 | 24.99 | 28.73 | 47.85 | 64.49 | 75.86 | 20.4
2309 | 97 | 4 | 15.43 | 25.48 | 28.73 | 48.19 | 64.49 | 76.59 | 25.65
2310 | 97 | 4 | 17.94 | 27.96 | 28.73 | 55.38 | 69.11 | 603.31 | 18.92
2311 | 97 | 4 | 18.16 | 29.76 | 36.13 | 56.29 | 211.85 | 843.72 | 17.9
2312 | 97 | 4 | 18.16 | 29.76 | 30.5 | 56.29 | 75.87 | 603.31 | 11.43
2313 | 97 | 4 | 18.16 | 29.76 | 36.13 | 56.29 | 75.87 | 90.1 | 11.09
2314 | 97 | 4 | 18.16 | 29.76 | 30.12 | 51.13 | 75.87 | 76.59 | 11.09
2315 | 97 | 4 | 18.16 | 27.3 | 28.78 | 50.58 | 65.14 | 74.35 | 11.09
2316 | 97 | 4 | 18.16 | 26.84 | 19.23 | 47.85 | 64.49 | 74.35 | 11.09
2317 | 97 | 4 | 17.94 | 25.74 | 19.23 | 47.85 | 64.49 | 70.09 | 10.62
2318 | 97 | 4 | 17.94 | 25.29 | 28.73 | 47.85 | 64.49 | 68.05 | 11.09
2319 | 97 | 4 | 17.94 | 25.29 | 15.28 | 47.85 | 64.49 | 68.05 | 11.09
2320 | 97 | 4 | 17.94 | 26.51 | 19.23 | 47.85 | 64.49 | 74.35 | 11.09
2321 | 97 | 4 | 18.16 | 27.3 | 28.6 | 48.33 | 64.49 | 74.35 | 17.07
2322 | 97 | 4 | 18.16 | 27.3 | 28.87 | 52.87 | 65.14 | 75.11 | 17.54
2323 | 97 | 4 | 18.16 | 27.96 | 37.12 | 52.87 | 69.11 | 87.48 | 24.55
2324 | 97 | 4 | 18.16 | 29.76 | 37.12 | 55.38 | 75.87 | 603.31 | 24.55
2325 | 97 | 4 | 18.16 | 29.76 | 37.12 | 56.29 | 75.87 | 603.31 | 24.55
2326 | 97 | 4 | 18.16 | 29.76 | 37.12 | 52.87 | 75.87 | 603.31 | 24.55
2327 | 97 | 4 | 18.16 | 27.9 | 37.12 | 50.35 | 75.87 | 603.31 | 24.55
2328 | 97 | 4 | 17.83 | 25.59 | 37.12 | 48.33 | 64.49 | 512.82 | 24.55
2329 | 98 | 4 | 15.43 | 25.29 | 37.12 | 47.85 | 64.49 | 512.82 | 24.55
2330 | 98 | 4 | 15.43 | 25.29 | 30.5 | 47.85 | 64.49 | 512.82 | 24.55
2331 | 98 | 4 | 15.43 | 25.29 | 30.5 | 47.85 | 64.49 | 512.82 | 18.23
2332 | 98 | 4 | 15.43 | 25.29 | 29.45 | 47.85 | 64.49 | 512.82 | 18.23
2333 | 98 | 4 | 16.78 | 25.29 | 28.87 | 49.84 | 64.49 | 518 | 18.23
2334 | 98 | 4 | 18.16 | 29.6 | 30.5 | 52.87 | 81.3 | 603.31 | 18.23
2335 | 98 | 4 | 18.16 | 29.76 | 30.5 | 58.63 | 81.3 | 603.31 | 25.65
2336 | 98 | 4 | 18.16 | 29.76 | 30.5 | 58.63 | 81.3 | 642.18 | 17.9
2337 | 98 | 4 | 18.16 | 34.82 | 30.5 | 58.63 | 81.3 | 603.31 | 17.07
2338 | 98 | 4 | 18.16 | 29.76 | 28.87 | 58.63 | 81.3 | 603.31 | 17.31
2339 | 98 | 4 | 18.16 | 29.76 | 28.87 | 52.87 | 81.3 | 512.82 | 17.07
2340 | 98 | 4 | 18.16 | 27.3 | 28.78 | 52.87 | 69.11 | 512.82 | 17.07
2341 | 98 | 4 | 18.16 | 27.3 | 28.78 | 49.84 | 69.11 | 87.48 | 17.07
2342 | 98 | 4 | 17.94 | 27.3 | 28.78 | 49.84 | 69.11 | 84.93 | 16.95
2343 | 98 | 4 | 17.94 | 27.3 | 28.78 | 49.84 | 69.11 | 87.48 | 17.07
2344 | 98 | 4 | 17.94 | 27.96 | 28.78 | 49.84 | 69.11 | 87.48 | 17.07
2345 | 98 | 4 | 18.16 | 27.96 | 28.73 | 50.34 | 211.85 | 603.31 | 17.07
2346 | 98 | 4 | 18.16 | 28.12 | 30.5 | 58.63 | 575.24 | 702.68 | 17.6
2347 | 98 | 4 | 18.16 | 28.12 | 37.12 | 58.63 | 575.24 | 702.68 | 17.94
2348 | 98 | 4 | 18.16 | 29.76 | 37.12 | 62.12 | 843.72 | 843.72 | 25.65
2349 | 98 | 4 | 18.16 | 29.76 | 37.12 | 58.63 | 575.24 | 843.72 | 24.55
2350 | 98 | 4 | 18.16 | 29.76 | 37.12 | 55.38 | 575.24 | 819.14 | 18.92
2351 | 98 | 4 | 17.94 | 27.3 | 37.12 | 52.87 | 310.96 | 603.31 | 17.9
2352 | 98 | 4 | 15.43 | 25.74 | 37.12 | 49.84 | 310.96 | 597.28 | 17.9
2353 | 99 | 4 | 14.67 | 25.29 | 30.5 | 49.84 | 310.96 | 597.28 | 17.9
2354 | 99 | 4 | 13.83 | 25.29 | 29.59 | 49.84 | 69.11 | 597.28 | 17.9
2355 | 99 | 4 | 13.83 | 25.29 | 29.31 | 49.84 | 69.11 | 597.28 | 17.9
2356 | 99 | 4 | 13.85 | 25.29 | 28.73 | 49.84 | 310.96 | 597.28 | 17.9
2357 | 99 | 4 | 15.43 | 25.74 | 28.73 | 49.84 | 310.96 | 597.28 | 17.9
2358 | 99 | 4 | 17.94 | 28.12 | 28.87 | 57.04 | 558.49 | 819.14 | 18.23
2359 | 99 | 4 | 18.16 | 29.76 | 28.87 | 58.63 | 575.24 | 843.72 | 25.65
2360 | 99 | 4 | 18.16 | 29.76 | 28.78 | 60.51 | 819.14 | 869.03 | 18.12
2361 | 99 | 4 | 18.16 | 34.82 | 15.28 | 58.63 | 594.47 | 819.14 | 17.9
2362 | 99 | 4 | 18.16 | 29.76 | 10.3 | 58.63 | 365.84 | 702.68 | 11.18
2363 | 99 | 4 | 18.16 | 29.76 | 10.23 | 53.41 | 314.1 | 603.31 | 10.94
2364 | 99 | 4 | 18.16 | 27.96 | 10.23 | 50.34 | 310.96 | 88.36 | 0.1
2365 | 99 | 4 | 17.94 | 27.3 | 5.54 | 49.84 | 310.96 | 87.48 | 0.1
2366 | 99 | 4 | 17.94 | 26.51 | 10.3 | 49.84 | 310.96 | 87.48 | 0.1
2367 | 99 | 4 | 17.94 | 26.51 | 10.3 | 49.84 | 310.96 | 82.45 | 10.84
2368 | 99 | 4 | 17.94 | 27.15 | 10.3 | 49.84 | 310.96 | 88.36 | 10.99
2369 | 99 | 4 | 18.16 | 28.11 | 11.2 | 50.34 | 310.96 | 603.31 | 11.22
2370 | 99 | 4 | 18.16 | 28.12 | 15.28 | 57.04 | 575.24 | 603.31 | 18.38
2371 | 99 | 4 | 18.16 | 28.12 | 29.31 | 58.63 | 575.24 | 603.31 | 24.55
2372 | 99 | 4 | 18.16 | 29.76 | 28.73 | 58.63 | 575.24 | 843.72 | 26.75
2373 | 99 | 4 | 18.16 | 29.76 | 28.73 | 57.04 | 575.24 | 819.14 | 25.65
2374 | 99 | 4 | 18.16 | 29.76 | 29.73 | 55.38 | 365.84 | 843.72 | 25.65
2375 | 99 | 4 | 18.16 | 27.3 | 27.74 | 52.87 | 365.84 | 603.31 | 25.65
2376 | 99 | 4 | 17.71 | 25.59 | 15.92 | 50.34 | 310.96 | 603.31 | 25.65
2377 | 100 | 4 | 13.83 | 25.29 | 15.78 | 47.85 | 59.61 | 72.19 | 25.65
2378 | 100 | 4 | 13.69 | 25.29 | 15.78 | 47.46 | 57.88 | 70.09 | 25.65
2379 | 100 | 4 | 13.64 | 25.29 | 16.06 | 47.46 | 50.67 | 66.06 | 25.65
2380 | 100 | 4 | 13.64 | 25.29 | 15.78 | 47.46 | 50.67 | 66.06 | 25.65
2381 | 100 | 4 | 13.69 | 25.29 | 15.78 | 47.46 | 50.67 | 70.09 | 25.65
2382 | 100 | 4 | 13.83 | 25.29 | 19.88 | 47.85 | 59.61 | 70.09 | 25.65
2383 | 100 | 4 | 13.85 | 25.29 | 21.99 | 47.85 | 59.61 | 72.19 | 26.85
2384 | 100 | 4 | 16.04 | 25.29 | 15.28 | 47.85 | 59.61 | 72.19 | 24.46
2385 | 100 | 4 | 16.04 | 25.29 | 10.34 | 47.85 | 59.61 | 70.09 | 17.9
2386 | 100 | 4 | 14.69 | 24.99 | 10.3 | 46.98 | 49.69 | 62.27 | 11.18
2387 | 100 | 4 | 13.43 | 24.99 | 0.1 | 44.74 | 49.19 | 52.55 | 11.36
2388 | 100 | 4 | 13.43 | 24.84 | 0.1 | 43.56 | 47.76 | 52.55 | 11.36
2389 | 100 | 4 | 12.66 | 24.84 | 0.1 | 42.29 | 45.55 | 48.86 | 10.99
2390 | 100 | 4 | 12.66 | 24.84 | 0.1 | 42.29 | 45.55 | 37.98 | 11.36
2391 | 100 | 4 | 12.66 | 24.84 | 0.1 | 42.29 | 45.55 | 37.98 | 11.09
2392 | 100 | 4 | 12.66 | 24.84 | 5.54 | 42.29 | 45.55 | 45.18 | 10.99
2393 | 100 | 4 | 12.66 | 24.84 | 10.34 | 43.56 | 45.55 | 52.55 | 10.99
2394 | 100 | 4 | 13.85 | 24.84 | 15.28 | 44.69 | 45.55 | 52.55 | 11.37
2395 | 100 | 4 | 14.89 | 24.99 | 29.57 | 47.85 | 45.99 | 61.82 | 14.13
2396 | 100 | 4 | 15.34 | 25.74 | 29.57 | 47.85 | 53.59 | 70.09 | 25
2397 | 100 | 4 | 14.25 | 25.29 | 29.57 | 47.46 | 53.59 | 70.09 | 14.13
2398 | 100 | 4 | 14.1 | 24.99 | 29.31 | 47.46 | 53.59 | 68.05 | 11.48
2399 | 100 | 4 | 13.83 | 24.99 | 28.73 | 43.99 | 49.19 | 64.14 | 11.18
2400 | 100 | 4 | 12.49 | 24.84 | 29.45 | 43.56 | 45.99 | 58.27 | 0.1
2401 | 101 | 4 | 12.66 | 24.73 | 28.64 | 35.85 | 41.48 | 48.86 | 11.09
2402 | 101 | 4 | 12.29 | 24.73 | 28.73 | 32.79 | 39.1 | 46.06 | 0.1
2403 | 101 | 4 | 12.29 | 24.26 | 28.73 | 32.04 | 34.14 | 46.06 | 0.1
2404 | 101 | 4 | 8.31 | 24 | 28.73 | 31.42 | 34.14 | 46.06 | 0.1
2405 | 101 | 4 | 8.31 | 24 | 28.73 | 31.42 | 34.14 | 46.06 | 0.1
2406 | 101 | 4 | 8.31 | 24 | 28.73 | 31.86 | 39.1 | 46.06 | 0.1
2407 | 101 | 4 | 8.31 | 24 | 29.12 | 32.13 | 39.1 | 44.9 | 10.58
2408 | 101 | 4 | 8.31 | 24.11 | 20 | 32.79 | 39.1 | 46.06 | 0.1
2409 | 101 | 4 | 8.31 | 24.73 | 15.28 | 32.13 | 39.1 | 34.68 | 0.1
2410 | 101 | 4 | 8.31 | 24.11 | 11.2 | 31.42 | 37.86 | 33.67 | 0.1
2411 | 101 | 4 | 8.31 | 24 | 10.23 | 30.2 | 31.17 | 33.67 | 0.1
2412 | 101 | 4 | 8.31 | 23.77 | 0.1 | 30.03 | 31.17 | 33.67 | 0.1
2413 | 101 | 4 | 7.07 | 17.12 | 0.1 | 30.03 | 29.46 | 33.67 | 0.1
2414 | 101 | 4 | 7.07 | 16.3 | 0.1 | 30.03 | 28.6 | 33.67 | 0.1
2415 | 101 | 4 | 7.07 | 16.78 | 7.73 | 30.03 | 28.6 | 33.67 | 0.1
2416 | 101 | 4 | 7.07 | 23.41 | 15.28 | 30.03 | 29.46 | 33.67 | 0.1
2417 | 101 | 4 | 8.31 | 24 | 15.28 | 30.2 | 31.17 | 33.67 | 0.1
2418 | 101 | 4 | 12.29 | 24.84 | 28.73 | 31.42 | 37.96 | 37.57 | 10.99
2419 | 101 | 4 | 13.04 | 24.84 | 28.71 | 38.61 | 42.61 | 51.02 | 11.33
2420 | 101 | 4 | 13.83 | 24.84 | 28.87 | 43.56 | 45.99 | 58.21 | 11.48
2421 | 101 | 4 | 14.69 | 24.84 | 28.87 | 43.56 | 45.99 | 58.27 | 11.18
2422 | 101 | 4 | 14.69 | 24.84 | 28.87 | 43.56 | 46.24 | 61.82 | 11.09
2423 | 101 | 4 | 13.43 | 24.84 | 28.87 | 40.96 | 45.99 | 59.21 | 0.1
2424 | 101 | 4 | 12.66 | 24.84 | 28.87 | 35.85 | 42.61 | 50.33 | 0.1
2425 | 102 | 4 | 12.66 | 24.84 | 29.03 | 40.34 | 42.72 | 51.02 | 10.84
2426 | 102 | 4 | 12.66 | 24.84 | 28.99 | 35.85 | 42.61 | 50.33 | 10.84
2427 | 102 | 4 | 12.49 | 24.84 | 29.45 | 37.02 | 42.61 | 50.33 | 10.99
2428 | 102 | 4 | 12.49 | 24.84 | 29.45 | 39.77 | 45.53 | 50.33 | 11.09
2429 | 102 | 4 | 12.83 | 24.84 | 29.43 | 42.19 | 45.53 | 54.87 | 11.18
2430 | 102 | 4 | 14.1 | 24.99 | 28.87 | 47.46 | 55 | 64.55 | 11.22
2431 | 102 | 4 | 15.82 | 25.74 | 28.87 | 47.46 | 59.61 | 68.05 | 11.48
2432 | 102 | 4 | 17.94 | 26.51 | 28.78 | 47.46 | 59.61 | 68.05 | 11.18
2433 | 102 | 4 | 15.82 | 25.74 | 28.78 | 47.46 | 57.88 | 64.55 | 0.1
2434 | 102 | 4 | 15.82 | 25.74 | 28.37 | 47.46 | 54.11 | 59.21 | 0.1
2435 | 102 | 4 | 15.82 | 24.99 | 22.57 | 44.74 | 46.75 | 51.39 | 0.1
2436 | 102 | 4 | 15.82 | 24.99 | 16.77 | 43.56 | 45.99 | 49.53 | 0.1
2437 | 102 | 4 | 13.43 | 24.84 | 15.28 | 43.08 | 45.99 | 48.86 | 0.1
2438 | 102 | 4 | 13.04 | 24.84 | 15.28 | 42.65 | 45.53 | 48.86 | 0.1
2439 | 102 | 4 | 13.04 | 24.84 | 15.28 | 42.19 | 45.53 | 48.86 | 0.1
2440 | 102 | 4 | 13.04 | 24.84 | 20.18 | 42.62 | 45.99 | 48.86 | 0.1
2441 | 102 | 4 | 13.04 | 24.84 | 22.57 | 43.39 | 45.99 | 49.53 | 0.1
2442 | 102 | 4 | 13.45 | 24.99 | 28.78 | 44.74 | 54.11 | 50.03 | 0.1
2443 | 102 | 4 | 14.27 | 25.74 | 30.12 | 46.03 | 57.88 | 53.71 | 0.1
2444 | 102 | 4 | 15.34 | 25.74 | 30.5 | 46.03 | 57.88 | 53.71 | 0.1
2445 | 102 | 4 | 15.34 | 24.99 | 30.5 | 44.74 | 54.11 | 58.27 | 0.1
2446 | 102 | 4 | 14.05 | 24.99 | 30.5 | 46.03 | 54.11 | 58.27 | 0.1
2447 | 102 | 4 | 13.45 | 24.84 | 30.5 | 44.37 | 46.54 | 53.71 | 0.1
2448 | 102 | 4 | 13.04 | 24.84 | 30.5 | 40.55 | 44.65 | 49.53 | 10.95
2449 | 103 | 4 | 13.04 | 24.73 | 30.5 | 38.03 | 42.13 | 48.86 | 11.18
2450 | 103 | 4 | 12.49 | 24.12 | 30.5 | 38.03 | 41.48 | 48.86 | 11.18
2451 | 103 | 4 | 12.41 | 24.84 | 30.5 | 38.03 | 43.07 | 49.53 | 11.18
2452 | 103 | 4 | 12.9 | 24.84 | 30.5 | 40.3 | 43.4 | 50.33 | 11.18
2453 | 103 | 4 | 13.04 | 24.84 | 30.5 | 43.49 | 45.99 | 52.55 | 11.33
2454 | 103 | 4 | 17.83 | 25.29 | 30.5 | 47.85 | 49.19 | 61.82 | 13.38
2455 | 103 | 4 | 18.16 | 27.96 | 30.5 | 47.85 | 58.35 | 72.19 | 18.92
2456 | 103 | 4 | 18.16 | 27.96 | 30.5 | 49.2 | 58.35 | 72.19 | 13.38
2457 | 103 | 4 | 18.16 | 27.96 | 29.42 | 47.85 | 54.18 | 66.06 | 11.18
2458 | 103 | 4 | 18.16 | 25.74 | 28.05 | 47.85 | 49.37 | 56.15 | 10.68
2459 | 103 | 4 | 18.16 | 25.74 | 11.67 | 44.74 | 47.93 | 51.53 | 10.58
2460 | 103 | 4 | 17.94 | 24.99 | 11.2 | 44.74 | 46.05 | 50.84 | 10.58
2461 | 103 | 4 | 17.94 | 24.84 | 11.2 | 44.37 | 46.05 | 50.51 | 0.1
2462 | 103 | 4 | 17.94 | 24.84 | 11.2 | 43.93 | 45.99 | 50.33 | 0.1
2463 | 103 | 4 | 17.94 | 24.84 | 11.2 | 43.93 | 45.99 | 50.33 | 0.1
2464 | 103 | 4 | 17.94 | 24.84 | 11.2 | 44.37 | 46.05 | 50.33 | 0.1
2465 | 103 | 4 | 18.16 | 24.99 | 11.2 | 44.84 | 47.93 | 53.27 | 10.74
2466 | 103 | 4 | 18.16 | 26.05 | 11.2 | 47.85 | 56.65 | 56.41 | 11.43
2467 | 103 | 4 | 18.16 | 27.3 | 15.28 | 49.2 | 57.88 | 68.05 | 17.6
2468 | 103 | 4 | 18.16 | 27.96 | 28.73 | 49.2 | 61.4 | 72.19 | 17.6
2469 | 103 | 4 | 18.16 | 27.3 | 28.73 | 49.2 | 57.88 | 72.19 | 17.6
2470 | 103 | 4 | 18.16 | 25.74 | 28.73 | 49.2 | 59.61 | 72.19 | 17.6
2471 | 103 | 4 | 17.94 | 25.59 | 16.17 | 49.2 | 57.88 | 68.05 | 11.33
2472 | 103 | 4 | 13.83 | 24.99 | 15.4 | 47.85 | 53.4 | 66.06 | 11.18
2473 | 104 | 4 | 13.43 | 24.84 | 15.28 | 43.56 | 47.76 | 64.14 | 2.92
2474 | 104 | 4 | 13.04 | 24.84 | 15.78 | 42.65 | 46.37 | 56.15 | 0.1
2475 | 104 | 4 | 13.04 | 24.84 | 15.28 | 42.65 | 46.28 | 53.81 | 0.1
2476 | 104 | 4 | 13.04 | 24.84 | 15.28 | 42.65 | 46.28 | 53.81 | 0.1
2477 | 104 | 4 | 13.43 | 24.84 | 15.28 | 44.46 | 47.76 | 62.67 | 0.1
2478 | 104 | 4 | 14.27 | 25.59 | 15.28 | 47.85 | 56.19 | 68.05 | 0.1
2479 | 104 | 4 | 15.8 | 26.51 | 15.28 | 49.2 | 61.4 | 70.09 | 11.22
2480 | 104 | 4 | 15.82 | 26.51 | 15.28 | 49.2 | 61.4 | 70.09 | 0.1
2481 | 104 | 4 | 15.82 | 25.74 | 11.2 | 48.88 | 59.61 | 66.06 | 0.1
2482 | 104 | 4 | 15.8 | 24.99 | 11.2 | 47.46 | 56.19 | 60.46 | 0.1
2483 | 104 | 4 | 14.27 | 24.99 | 0.1 | 46.98 | 55 | 51.72 | 0.1
2484 | 104 | 4 | 13.45 | 24.99 | 0.1 | 43.56 | 46.28 | 51.72 | 0.1
2485 | 104 | 4 | 13.43 | 24.84 | 0.1 | 42.29 | 46.28 | 51.39 | 0.1
2486 | 104 | 4 | 12.66 | 24.84 | 0.1 | 41.82 | 46.05 | 48.86 | 0.1
2487 | 104 | 4 | 12.66 | 24.84 | 5.54 | 41.82 | 46.05 | 47.31 | 0.1
2488 | 104 | 4 | 12.66 | 24.84 | 7.73 | 41.82 | 46.05 | 47.31 | 0.1
2489 | 104 | 4 | 12.66 | 24.84 | 11.2 | 42.65 | 46.28 | 50.13 | 0.1
2490 | 104 | 4 | 13.45 | 24.99 | 11.2 | 43.56 | 46.75 | 50.72 | 11.09
2491 | 104 | 4 | 13.83 | 24.99 | 11.2 | 44.74 | 54.45 | 53.71 | 11.48
2492 | 104 | 4 | 14.27 | 25.62 | 15.76 | 46.03 | 54.55 | 62.27 | 11.48
2493 | 104 | 4 | 14.1 | 24.99 | 15.78 | 47.46 | 54.45 | 62.27 | 11.48
2494 | 104 | 4 | 13.83 | 24.99 | 15.76 | 44.74 | 47.76 | 60.24 | 11.48
2495 | 104 | 4 | 13.43 | 24.99 | 15.76 | 43.56 | 46.75 | 53.27 | 11.48
2496 | 104 | 4 | 12.66 | 24.84 | 15.76 | 42.29 | 46.28 | 51.72 | 0.1
2497 | 105 | 4 | 12.66 | 24.84 | 15.28 | 43.08 | 45.99 | 53.71 | 0.1
2498 | 105 | 4 | 12.66 | 24.84 | 15.28 | 41.86 | 45.99 | 53.71 | 2.35
2499 | 105 | 4 | 12.66 | 24.84 | 15.28 | 41.86 | 45.99 | 53.71 | 0.1
2500 | 105 | 4 | 12.66 | 24.84 | 15.28 | 43.56 | 45.99 | 54.32 | 0.1
2501 | 105 | 4 | 13.04 | 24.84 | 15.28 | 44.29 | 46.28 | 54.87 | 1.75
2502 | 105 | 4 | 14.27 | 25.29 | 15.28 | 47.85 | 57.88 | 66.06 | 11.22
2503 | 105 | 4 | 17.83 | 27.3 | 16.17 | 49.2 | 61.4 | 68.05 | 11.22
2504 | 105 | 4 | 17.94 | 27.3 | 15.28 | 49.2 | 59.61 | 68.02 | 6.04
2505 | 105 | 4 | 17.94 | 26.51 | 11.2 | 49.2 | 57.88 | 64.55 | 0.1
2506 | 105 | 4 | 17.83 | 25.74 | 11.2 | 47.85 | 47.76 | 54.93 | 0.1
2507 | 105 | 4 | 17.83 | 24.99 | 0.1 | 44.74 | 46.75 | 54.25 | 0.1
2508 | 105 | 4 | 15.82 | 24.99 | 0.1 | 44.74 | 46.45 | 53.71 | 0.1
2509 | 105 | 4 | 15.15 | 24.84 | 11.2 | 44.41 | 46.05 | 51.02 | 0.1
2510 | 105 | 4 | 15.15 | 24.84 | 11.2 | 44.37 | 45.99 | 51.02 | 0.1
2511 | 105 | 4 | 15.15 | 24.84 | 11.2 | 44.29 | 45.99 | 51.02 | 0.1
2512 | 105 | 4 | 15.15 | 24.84 | 28.87 | 44.37 | 45.99 | 51.64 | 0.1
2513 | 105 | 4 | 15.15 | 24.84 | 26.96 | 44.69 | 46.37 | 54.32 | 10.74
2514 | 105 | 4 | 17.83 | 25.59 | 30.5 | 45.04 | 47.01 | 54.92 | 11.48
2515 | 105 | 4 | 17.94 | 26.05 | 30.5 | 47.85 | 55 | 66.06 | 11.48
2516 | 105 | 4 | 17.94 | 26.39 | 30.5 | 49.2 | 57.88 | 68.02 | 17.9
2517 | 105 | 4 | 17.94 | 26.35 | 27.24 | 49.2 | 54.55 | 68.02 | 17.9
2518 | 105 | 4 | 17.83 | 25.75 | 28.73 | 49.2 | 55 | 68.02 | 17.9
2519 | 105 | 4 | 16.78 | 25.29 | 28.73 | 44.86 | 49.19 | 66.06 | 17.9
2520 | 105 | 4 | 13.45 | 24.99 | 24.09 | 44.74 | 46.37 | 57.82 | 17.9
2521 | 106 | 4 | 13.04 | 24.84 | 20.32 | 44.69 | 46.37 | 62.27 | 17.9
2522 | 106 | 4 | 13.04 | 24.84 | 11.2 | 44.69 | 46.37 | 61.82 | 17.9
2523 | 106 | 4 | 13.04 | 24.84 | 11.2 | 44.69 | 46.37 | 61.65 | 17.9
2524 | 106 | 4 | 13.04 | 24.84 | 10.34 | 44.74 | 46.37 | 61.65 | 17.9
2525 | 106 | 4 | 13.45 | 24.84 | 10.34 | 47.46 | 46.37 | 62.27 | 17.9
2526 | 106 | 4 | 15.8 | 27.3 | 10.34 | 49.2 | 55 | 68.02 | 17.9
2527 | 106 | 4 | 17.94 | 27.96 | 10.34 | 52.2 | 63.24 | 72.19 | 17.9
2528 | 106 | 4 | 17.94 | 27.96 | 10.34 | 52.2 | 61.4 | 72.19 | 17.9
2529 | 106 | 4 | 17.94 | 27.3 | 10.3 | 49.2 | 61.4 | 68.02 | 16.48
2530 | 106 | 4 | 15.82 | 27.3 | 5.59 | 48.88 | 57.88 | 66.06 | 11.48
2531 | 106 | 4 | 15.82 | 25.74 | 4.33 | 47.85 | 55 | 61.46 | 10.58
2532 | 106 | 4 | 15.82 | 24.99 | 0.1 | 46.98 | 48.24 | 58.7 | 11.09
2533 | 106 | 4 | 13.43 | 24.99 | 0.1 | 44.74 | 46.45 | 58.7 | 0.1
2534 | 106 | 4 | 12.66 | 24.99 | 0.1 | 44.74 | 45.99 | 53.27 | 11.09
2535 | 106 | 4 | 12.66 | 24.99 | 0.1 | 44.74 | 45.99 | 52.93 | 0.1
2536 | 106 | 4 | 12.66 | 24.84 | 0.1 | 44.69 | 45.99 | 52.93 | 0.1
2537 | 106 | 4 | 12.85 | 24.99 | 5.54 | 44.74 | 45.99 | 52.93 | 5.96
2538 | 106 | 4 | 13.83 | 25.59 | 10.23 | 44.77 | 46.45 | 58.11 | 11.48
2539 | 106 | 4 | 14.89 | 24.99 | 10.3 | 44.77 | 46.45 | 62.27 | 11.33
2540 | 106 | 4 | 14.89 | 24.99 | 10.34 | 45.14 | 46.45 | 62.27 | 11.33
2541 | 106 | 4 | 14.89 | 24.99 | 10.34 | 44.77 | 46.07 | 62.27 | 11.33
2542 | 106 | 4 | 14.89 | 24.99 | 10.34 | 44.74 | 53.4 | 62.27 | 11.33
2543 | 106 | 4 | 13.45 | 24.99 | 13.03 | 44.74 | 47.76 | 60.85 | 11.33
2544 | 106 | 4 | 12.66 | 24.84 | 13.03 | 44.74 | 45.99 | 58.7 | 13.38
2545 | 107 | 4 | 12.32 | 24.84 | 10.3 | 37.25 | 42.61 | 49.53 | 13.38
2546 | 107 | 4 | 10.61 | 24.12 | 10.3 | 36.88 | 41.48 | 47.79 | 16
2547 | 107 | 4 | 10.61 | 24.12 | 10.3 | 36.88 | 41.48 | 47.31 | 16
2548 | 107 | 4 | 10.61 | 23.77 | 10.3 | 36.88 | 41.48 | 44.6 | 17.43
2549 | 107 | 4 | 10.61 | 24.12 | 10.3 | 36.88 | 41.48 | 47.31 | 17.63
2550 | 107 | 4 | 10.61 | 24.56 | 10.3 | 36.88 | 41.48 | 47.79 | 17.19
2551 | 107 | 4 | 10.61 | 24.84 | 10.34 | 38.03 | 42.61 | 48.09 | 17.9
2552 | 107 | 4 | 12.49 | 24.84 | 10.34 | 43.39 | 43.83 | 51.72 | 11.48
2553 | 107 | 4 | 12.49 | 24.99 | 10.3 | 43.39 | 45.02 | 51.72 | 11.22
2554 | 107 | 4 | 12.49 | 24.99 | 6.22 | 43.39 | 44.07 | 44.6 | 10.58
2555 | 107 | 4 | 12.49 | 24.84 | 4.33 | 43.39 | 43.86 | 38.79 | 0.1
2556 | 107 | 4 | 12.49 | 24.84 | 4.33 | 42.17 | 43.43 | 38.79 | 0.1
2557 | 107 | 4 | 10.45 | 24.11 | 3.13 | 37.98 | 41.67 | 37.91 | 0.1
2558 | 107 | 4 | 7.07 | 23.84 | 4.33 | 36.88 | 41.48 | 37.91 | 0.1
2559 | 107 | 4 | 7.07 | 23.84 | 5.54 | 36.88 | 41.48 | 35.8 | 0.1
2560 | 107 | 4 | 7.07 | 23.84 | 7.12 | 36.88 | 41.48 | 38.79 | 0.1
2561 | 107 | 4 | 10.45 | 23.84 | 10.3 | 36.88 | 41.48 | 38.79 | 0.1
2562 | 107 | 4 | 10.45 | 24.56 | 10.34 | 42.29 | 42.61 | 44.6 | 11.18
2563 | 107 | 4 | 10.45 | 24.84 | 10.63 | 43.39 | 43.83 | 47.79 | 11.18
2564 | 107 | 4 | 12.29 | 24.84 | 13.08 | 43.39 | 43.83 | 50.13 | 11.22
2565 | 107 | 4 | 12.29 | 24.84 | 14.93 | 43.39 | 44.07 | 50.13 | 11.09
2566 | 107 | 4 | 12.49 | 24.84 | 13.08 | 43.39 | 45.18 | 50.13 | 11.09
2567 | 107 | 4 | 12.49 | 24.84 | 11.2 | 43.08 | 43.86 | 48.86 | 11.09
2568 | 107 | 4 | 10.45 | 24.12 | 10.55 | 37.25 | 41.9 | 39.18 | 11.09
2569 | 108 | 4 | 10.45 | 24.12 | 10.34 | 32.04 | 39.1 | 44.6 | 10.97
2570 | 108 | 4 | 10.45 | 24.12 | 10.34 | 31.11 | 32.45 | 38.79 | 11.48
2571 | 108 | 4 | 10.45 | 24.12 | 10.34 | 31.11 | 32.45 | 37.98 | 11.48
2572 | 108 | 4 | 10.45 | 24.84 | 10.34 | 31.11 | 32.45 | 37.98 | 13.58
2573 | 108 | 4 | 12.29 | 24.84 | 10.55 | 31.34 | 32.45 | 37.98 | 15.51
2574 | 108 | 4 | 12.29 | 24.84 | 11.2 | 31.34 | 32.45 | 37.98 | 11.48
2575 | 108 | 4 | 12.29 | 24.84 | 14.16 | 31.84 | 32.45 | 37.98 | 15.51
2576 | 108 | 4 | 12.29 | 24.84 | 15.28 | 31.84 | 32.45 | 38.79 | 11.48
2577 | 108 | 4 | 12.29 | 24.84 | 14.16 | 31.84 | 32.45 | 37.98 | 11.09
2578 | 108 | 4 | 12.29 | 24.84 | 11.2 | 31.52 | 32.45 | 34.01 | 10.58
2579 | 108 | 4 | 12.29 | 24.84 | 11.2 | 31.22 | 32.45 | 33.67 | 0.1
2580 | 108 | 4 | 10.45 | 24.84 | 11.2 | 31.19 | 32.45 | 33.67 | 0.1
2581 | 108 | 4 | 10.45 | 23.77 | 15.28 | 31.03 | 32.13 | 33.67 | 0.1
2582 | 108 | 4 | 7.07 | 23.77 | 15.28 | 30.91 | 31.19 | 33.67 | 0.1
2583 | 108 | 4 | 7.07 | 23.77 | 15.28 | 30.91 | 30.34 | 33.67 | 0.1
2584 | 108 | 4 | 7.07 | 23.59 | 28.73 | 30.91 | 31.19 | 33.67 | 0.1
2585 | 108 | 4 | 7.07 | 23.77 | 28.4 | 31.03 | 32.13 | 33.67 | 0.1
2586 | 108 | 4 | 10.45 | 24.56 | 30.5 | 31.11 | 32.45 | 33.67 | 10.58
2587 | 108 | 4 | 10.45 | 24.84 | 37.12 | 31.34 | 32.8 | 34.82 | 10.97
2588 | 108 | 4 | 12.85 | 24.84 | 37.12 | 43.56 | 42.61 | 47.31 | 11.48
2589 | 108 | 4 | 12.85 | 24.84 | 37.12 | 43.56 | 42.61 | 49.22 | 11.48
2590 | 108 | 4 | 12.66 | 24.84 | 37.12 | 42.19 | 42.61 | 48.73 | 11.48
2591 | 108 | 4 | 12.29 | 24.84 | 37.12 | 37.02 | 42.61 | 44.6 | 11.48
2592 | 108 | 4 | 12.29 | 24.84 | 37.12 | 37.02 | 36.22 | 43.36 | 17.19
2593 | 109 | 4 | 12.29 | 24.84 | 37.12 | 37.02 | 42.61 | 52.55 | 17.19
2594 | 109 | 4 | 12.29 | 24.84 | 37.12 | 42.29 | 42.61 | 52.55 | 17.19
2595 | 109 | 4 | 12.29 | 24.84 | 37.12 | 43.56 | 41.48 | 50.7 | 17.19
2596 | 109 | 4 | 12.29 | 24.84 | 37.12 | 43.56 | 45.55 | 52.55 | 17.19
2597 | 109 | 4 | 13.29 | 24.84 | 37.12 | 47.46 | 57.3 | 53.71 | 17.19
2598 | 109 | 4 | 15.34 | 25.74 | 37.12 | 49.2 | 60.74 | 66.06 | 16.98
2599 | 109 | 4 | 17.94 | 27.96 | 37.12 | 52.2 | 65.14 | 585.74 | 24.53
2600 | 109 | 4 | 17.94 | 27.96 | 37.12 | 52.2 | 65.14 | 585.74 | 17.19
2601 | 109 | 4 | 17.94 | 27.96 | 30.5 | 52.2 | 61.4 | 68.05 | 10.93
2602 | 109 | 4 | 17.94 | 27.3 | 29.08 | 52.2 | 59.61 | 66.06 | 10.58
2603 | 109 | 4 | 17.94 | 27.3 | 28.78 | 47.93 | 59.61 | 64.14 | 0.1
2604 | 109 | 4 | 17.94 | 25.74 | 28.73 | 47.85 | 57.88 | 54.52 | 0.1
2605 | 109 | 4 | 17.94 | 24.99 | 28.78 | 47.85 | 57.88 | 53.71 | 0.1
2606 | 109 | 4 | 17.83 | 24.99 | 28.78 | 47.46 | 57.88 | 53.71 | 0.1
2607 | 109 | 4 | 17.83 | 24.99 | 28.71 | 47.85 | 57.88 | 53.71 | 0.1
2608 | 109 | 4 | 17.94 | 25.74 | 28.71 | 47.93 | 57.88 | 53.71 | 10.58
2609 | 109 | 4 | 17.94 | 26.51 | 29.13 | 49.2 | 57.88 | 55.74 | 10.58
2610 | 109 | 4 | 17.94 | 27.96 | 37.12 | 52.2 | 61.4 | 55.74 | 11.4
2611 | 109 | 4 | 17.94 | 27.96 | 37.12 | 52.2 | 61.4 | 70.09 | 17.19
2612 | 109 | 4 | 17.94 | 27.96 | 28.99 | 52.2 | 65.14 | 72.19 | 17.19
2613 | 109 | 4 | 17.94 | 27.96 | 28.97 | 52.2 | 61.4 | 70.09 | 17.19
2614 | 109 | 4 | 16.78 | 27.3 | 28.87 | 49.2 | 59.61 | 68.05 | 17.19
2615 | 109 | 4 | 15.11 | 25.29 | 28.87 | 47.85 | 57.88 | 66.06 | 11.48
2616 | 109 | 4 | 13.45 | 24.99 | 28.71 | 47.46 | 57.3 | 66.06 | 11.09
2617 | 110 | 4 | 13.04 | 24.99 | 28.71 | 44.74 | 45.99 | 64.14 | 11.48
2618 | 110 | 4 | 13.04 | 24.84 | 22.57 | 44.74 | 45.99 | 64.14 | 11.48
2619 | 110 | 4 | 12.66 | 24.84 | 15.8 | 44.74 | 45.99 | 64.14 | 10.81
2620 | 110 | 4 | 13.04 | 24.84 | 15.76 | 44.74 | 45.99 | 64.14 | 10.58
2621 | 110 | 4 | 13.45 | 24.99 | 15.76 | 47.46 | 50.67 | 66.06 | 10.71
2622 | 110 | 4 | 15.82 | 26.51 | 15.76 | 49.2 | 59.61 | 70.09 | 11.48
2623 | 110 | 4 | 15.82 | 27.96 | 15.76 | 52.2 | 61.4 | 72.19 | 17.6
2624 | 110 | 4 | 17.94 | 27.96 | 15.76 | 49.2 | 61.4 | 70.09 | 11.71
2625 | 110 | 4 | 15.82 | 27.3 | 15.76 | 49.2 | 59.61 | 68.05 | 10.76
2626 | 110 | 4 | 15.82 | 25.74 | 12.1 | 47.46 | 59.61 | 62.27 | 0.1
2627 | 110 | 4 | 15.82 | 25.74 | 15.28 | 47.46 | 59.61 | 61.65 | 0.1
2628 | 110 | 4 | 15.82 | 24.99 | 11.2 | 46.98 | 57.88 | 60.46 | 0.1
2629 | 110 | 4 | 13.43 | 24.99 | 11.2 | 44.74 | 49.19 | 59.85 | 0.1
2630 | 110 | 4 | 13.04 | 24.84 | 11.2 | 44.74 | 45.99 | 52.93 | 0.1
2631 | 110 | 4 | 13.04 | 24.84 | 10.34 | 44.74 | 45.99 | 52.93 | 0.1
2632 | 110 | 4 | 13.04 | 24.84 | 11.2 | 44.74 | 45.99 | 53.71 | 0.1
2633 | 110 | 4 | 13.04 | 24.99 | 11.2 | 44.74 | 45.99 | 53.71 | 0.1
2634 | 110 | 4 | 14.25 | 24.99 | 15.28 | 44.74 | 45.99 | 59.85 | 0.1
2635 | 110 | 4 | 14.89 | 25.74 | 15.28 | 44.74 | 46.07 | 60.46 | 10.58
2636 | 110 | 4 | 14.89 | 26.35 | 28.71 | 46.08 | 46.45 | 63.19 | 11.04
2637 | 110 | 4 | 15.34 | 26.51 | 28.71 | 47.85 | 46.45 | 63.19 | 10.93
2638 | 110 | 4 | 14.89 | 26.39 | 28.71 | 47.85 | 54.11 | 64.14 | 10.71
2639 | 110 | 4 | 13.69 | 24.99 | 28.71 | 47.46 | 46.07 | 62.9 | 11.48
2640 | 110 | 4 | 13.04 | 24.84 | 28.71 | 44.74 | 45.99 | 62.27 | 11.48
2641 | 111 | 4 | 13.04 | 24.84 | 28.71 | 43.56 | 45.99 | 53.27 | 11.48
2642 | 111 | 4 | 13.04 | 24.84 | 28.71 | 43.56 | 45.55 | 53.46 | 11.48
2643 | 111 | 4 | 13.04 | 24.84 | 27.86 | 43.56 | 45.99 | 53.71 | 15.27
2644 | 111 | 4 | 13.04 | 24.84 | 27.86 | 43.56 | 45.99 | 53.71 | 15.27
2645 | 111 | 4 | 13.43 | 24.84 | 27.86 | 47.46 | 45.99 | 53.71 | 16.56
2646 | 111 | 4 | 14.25 | 26.51 | 27.86 | 49.2 | 54.11 | 64.14 | 16.56
2647 | 111 | 4 | 17.94 | 27.3 | 19.98 | 51.24 | 57.88 | 68.05 | 17.6
2648 | 111 | 4 | 17.94 | 27.3 | 19.98 | 51.24 | 57.88 | 66.06 | 10.58
2649 | 111 | 4 | 17.94 | 27.18 | 15.76 | 47.85 | 57.88 | 64.14 | 10.58
2650 | 111 | 4 | 15.34 | 24.99 | 11.2 | 47.85 | 50.67 | 56.15 | 0.1
2651 | 111 | 4 | 15.34 | 24.99 | 10.34 | 44.74 | 50.67 | 51.64 | 0.1
2652 | 111 | 4 | 13.43 | 24.84 | 10.34 | 44.69 | 46.54 | 51.12 | 0.1
2653 | 111 | 4 | 12.66 | 24.84 | 10.34 | 43.08 | 45.55 | 50.19 | 0.1
2654 | 111 | 4 | 12.66 | 24.84 | 10.34 | 43.08 | 45.55 | 47.31 | 0.1
2655 | 111 | 4 | 12.66 | 24.84 | 10.34 | 43.08 | 45.55 | 46.68 | 0.1
2656 | 111 | 4 | 12.66 | 24.84 | 10.34 | 43.08 | 45.55 | 50.19 | 0.1
2657 | 111 | 4 | 12.66 | 24.84 | 19.98 | 43.56 | 45.55 | 51.12 | 0.1
2658 | 111 | 4 | 12.9 | 24.99 | 28.78 | 44.69 | 45.55 | 51.64 | 10.58
2659 | 111 | 4 | 13.69 | 24.99 | 28.78 | 47.46 | 45.55 | 53.19 | 10.58
2660 | 111 | 4 | 13.83 | 24.99 | 28.78 | 47.46 | 45.55 | 59.05 | 15.27
2661 | 111 | 4 | 13.83 | 25.74 | 28.87 | 47.46 | 46.01 | 62.27 | 15.27
2662 | 111 | 4 | 13.64 | 25.29 | 28.78 | 47.46 | 46.01 | 56.41 | 15.27
2663 | 111 | 4 | 13.04 | 24.84 | 28.73 | 43.56 | 45.55 | 53.27 | 15.27
2664 | 111 | 4 | 12.66 | 24.84 | 28.73 | 43.56 | 45.55 | 51.12 | 15.27
2665 | 112 | 4 | 12.66 | 24.84 | 28.73 | 43.56 | 45.55 | 50.19 | 15.27
2666 | 112 | 4 | 12.66 | 24.84 | 28.73 | 43.56 | 45.55 | 50.19 | 10.58
2667 | 112 | 4 | 12.66 | 24.84 | 25.91 | 43.56 | 45.55 | 50.19 | 10.58
2668 | 112 | 4 | 12.66 | 24.84 | 19.23 | 43.56 | 45.55 | 50.19 | 10.58
2669 | 112 | 4 | 13.04 | 24.84 | 15.78 | 46.98 | 45.55 | 50.7 | 10.58
2670 | 112 | 4 | 13.83 | 25.74 | 19.23 | 48.39 | 54.13 | 59.05 | 10.58
2671 | 112 | 4 | 17.94 | 27.3 | 20 | 52.2 | 57.88 | 66.06 | 10.58
2672 | 112 | 4 | 18.04 | 27.3 | 28.73 | 52.2 | 57.88 | 66.06 | 10.58
2673 | 112 | 4 | 17.83 | 27.3 | 24.19 | 52.2 | 57.88 | 64.14 | 10.58
2674 | 112 | 4 | 15.34 | 26.51 | 20.03 | 47.85 | 54.13 | 53.81 | 10.58
2675 | 112 | 4 | 15.34 | 25.74 | 15.28 | 47.85 | 48.24 | 51.64 | 10.58
2676 | 112 | 4 | 13.43 | 24.99 | 15.28 | 47.46 | 46.01 | 50.19 | 0.1
2677 | 112 | 4 | 13.04 | 24.84 | 15.28 | 45.14 | 46.01 | 50.19 | 0.1
2678 | 112 | 4 | 13.04 | 24.84 | 15.28 | 44.69 | 46.01 | 47.31 | 0.1
2679 | 112 | 4 | 13.04 | 24.84 | 15.28 | 44.69 | 46.01 | 48.73 | 0.1
2680 | 112 | 4 | 13.04 | 24.84 | 10.34 | 44.69 | 45.55 | 50.19 | 0.1
2681 | 112 | 4 | 13.43 | 25.59 | 15.78 | 44.69 | 46.01 | 50.19 | 0.1
2682 | 112 | 4 | 14.89 | 25.74 | 15.28 | 45.14 | 46.01 | 51.64 | 10.58
2683 | 112 | 4 | 15.34 | 26.35 | 24.12 | 47.85 | 46.01 | 54.52 | 10.79
2684 | 112 | 4 | 15.34 | 27.15 | 28.73 | 47.85 | 46.01 | 66.06 | 17.63
2685 | 112 | 4 | 15.34 | 27.15 | 28.73 | 47.85 | 54.13 | 66.06 | 17.63
2686 | 112 | 4 | 15.34 | 26.51 | 28.73 | 47.85 | 54.13 | 66.06 | 17.63
2687 | 112 | 4 | 13.83 | 24.99 | 28.73 | 47.46 | 46.01 | 66.06 | 17.63
2688 | 112 | 4 | 13.04 | 24.84 | 28.73 | 45.14 | 46.01 | 62.27 | 17.63
2689 | 113 | 4 | 13.04 | 24.84 | 28.73 | 47.37 | 57.3 | 64.79 | 17.63
2690 | 113 | 4 | 13.04 | 24.84 | 28.73 | 47.37 | 57.3 | 64.14 | 17.63
2691 | 113 | 4 | 13.04 | 24.84 | 28.73 | 47.37 | 57.3 | 64.14 | 17.63
2692 | 113 | 4 | 13.04 | 24.84 | 28.73 | 47.37 | 57.3 | 64.14 | 17.63
2693 | 113 | 4 | 13.43 | 25.29 | 28.73 | 47.46 | 57.88 | 64.79 | 17.63
2694 | 113 | 4 | 16.78 | 27.3 | 28.73 | 49.2 | 61.4 | 68.05 | 17.63
2695 | 113 | 4 | 18.16 | 27.96 | 28.78 | 52.2 | 61.4 | 70.09 | 25.32
2696 | 113 | 4 | 18.16 | 27.96 | 28.78 | 52.2 | 63.24 | 70.09 | 17.63
2697 | 113 | 4 | 18.16 | 27.96 | 15.28 | 52.2 | 62.56 | 68.05 | 11.09
2698 | 113 | 4 | 18.16 | 27.96 | 11.2 | 52.2 | 59.61 | 66.06 | 10.58
2699 | 113 | 4 | 18.16 | 27.3 | 11.03 | 49.28 | 59.61 | 66.06 | 0.1
2700 | 113 | 4 | 18.16 | 26.05 | 10.34 | 47.85 | 59.02 | 64.14 | 0.1
2701 | 113 | 4 | 17.94 | 24.99 | 10.34 | 47.85 | 57.3 | 64.14 | 0.1
2702 | 113 | 4 | 17.83 | 24.99 | 10.34 | 47.85 | 57.3 | 57.84 | 0.1
2703 | 113 | 4 | 15.43 | 24.99 | 10.3 | 47.37 | 56.19 | 54.52 | 0.1
2704 | 113 | 4 | 15.43 | 25.29 | 10.34 | 47.46 | 57.3 | 54.92 | 10.58
2705 | 113 | 4 | 15.43 | 25.74 | 10.34 | 47.85 | 57.88 | 64.14 | 10.58
2706 | 113 | 4 | 17.94 | 26.51 | 11.03 | 49.2 | 59.61 | 64.79 | 11.48
2707 | 113 | 4 | 18.16 | 27.96 | 15.28 | 49.2 | 61.4 | 68.05 | 23.53
2708 | 113 | 4 | 18.16 | 27.96 | 15.92 | 52.2 | 61.4 | 70.09 | 25.55
2709 | 113 | 4 | 18.16 | 27.96 | 15.92 | 52.2 | 61.4 | 72.19 | 25.55
2710 | 113 | 4 | 17.94 | 27.3 | 15.92 | 52.2 | 61.4 | 70.09 | 25.55
2711 | 113 | 4 | 17.94 | 26.05 | 15.92 | 50.35 | 61.4 | 68.05 | 25.55
2712 | 113 | 4 | 13.83 | 25.29 | 15.92 | 47.85 | 57.88 | 66.06 | 25.55
2713 | 114 | 4 | 13.29 | 24.99 | 15.78 | 43.56 | 49.19 | 66.06 | 25.55
2714 | 114 | 4 | 13.04 | 24.84 | 15.78 | 43.56 | 45.55 | 64.14 | 25.55
2715 | 114 | 4 | 13.04 | 24.84 | 15.78 | 43.56 | 45.55 | 56.15 | 25.55
2716 | 114 | 4 | 13.43 | 24.84 | 15.78 | 43.56 | 45.55 | 56.72 | 20.32
2717 | 114 | 4 | 13.43 | 24.84 | 15.76 | 43.56 | 45.55 | 54.52 | 20.32
2718 | 114 | 4 | 13.43 | 24.84 | 15.8 | 43.56 | 45.55 | 62.27 | 25.55
2719 | 114 | 4 | 13.64 | 24.84 | 18.03 | 47.46 | 45.55 | 64.14 | 25.55
2720 | 114 | 4 | 13.83 | 24.99 | 15.28 | 47.59 | 49.19 | 64.14 | 17.19
2721 | 114 | 4 | 15.34 | 24.99 | 12.5 | 46.08 | 49.19 | 56.15 | 10.58
2722 | 114 | 4 | 13.04 | 24.84 | 15.28 | 43.56 | 45.99 | 53.27 | 0.1
2723 | 114 | 4 | 13.04 | 24.84 | 12.5 | 43.56 | 45.99 | 51.02 | 0.1
2724 | 114 | 4 | 13 | 24.84 | 15.28 | 43.08 | 45.55 | 50.51 | 0.1
2725 | 114 | 4 | 12.32 | 24.84 | 12.5 | 40.96 | 43.35 | 48.09 | 0.1
2726 | 114 | 4 | 12.29 | 24.84 | 12.5 | 40.34 | 42.61 | 46.06 | 0.1
2727 | 114 | 4 | 12.29 | 24.84 | 15.76 | 40.55 | 42.61 | 43.89 | 0.1
2728 | 114 | 4 | 12.29 | 24.84 | 10.34 | 41.82 | 42.61 | 47.31 | 0.1
2729 | 114 | 4 | 12.29 | 24.84 | 15.28 | 43.08 | 43.04 | 50.51 | 0.1
2730 | 114 | 4 | 13.03 | 24.84 | 28.87 | 43.56 | 43.83 | 50.51 | 0.1
2731 | 114 | 4 | 13.03 | 24.99 | 28.73 | 43.56 | 43.83 | 51.62 | 5.24
2732 | 114 | 4 | 13.04 | 24.99 | 29.01 | 44.74 | 45.15 | 53.71 | 10.58
2733 | 114 | 4 | 13.29 | 24.99 | 29.62 | 44.74 | 45.99 | 53.71 | 10.58
2734 | 114 | 4 | 13.45 | 24.99 | 29.73 | 44.74 | 49.19 | 53.71 | 10.58
2735 | 114 | 4 | 13.04 | 24.84 | 29.73 | 43.56 | 49.19 | 53.27 | 1.94
2736 | 114 | 4 | 12.66 | 24.84 | 29.43 | 41.82 | 43.04 | 51.39 | 0.1
2737 | 115 | 4 | 12.66 | 24.84 | 29.45 | 39.16 | 42.61 | 48.57 | 0.1
2738 | 115 | 4 | 12.32 | 24.84 | 30.35 | 39.16 | 42.18 | 48.37 | 0.1
2739 | 115 | 4 | 12.29 | 24.84 | 29.91 | 39.16 | 42.18 | 48.37 | 8.65
2740 | 115 | 4 | 12.29 | 24.84 | 29.31 | 39.16 | 42.18 | 48.86 | 4.32
2741 | 115 | 4 | 12.29 | 24.84 | 30.35 | 39.16 | 42.18 | 48.86 | 0.1
2742 | 115 | 4 | 12.29 | 24.84 | 30.35 | 39.16 | 42.18 | 48.86 | 0.64
2743 | 115 | 4 | 12.32 | 24.84 | 30.5 | 39.16 | 42.18 | 48.86 | 10.81
2744 | 115 | 4 | 12.66 | 24.84 | 29.91 | 39.16 | 42.61 | 48.86 | 0.1
2745 | 115 | 4 | 13.04 | 24.84 | 28.99 | 40.74 | 42.61 | 50.03 | 0.1
2746 | 115 | 4 | 13.04 | 24.84 | 29.43 | 41.82 | 43.35 | 50.03 | 0.1
2747 | 115 | 4 | 13.04 | 24.84 | 28.43 | 41.82 | 43.35 | 49.53 | 0.1
2748 | 115 | 4 | 13.04 | 24.84 | 28.78 | 39.56 | 43.35 | 49.53 | 0.1
2749 | 115 | 4 | 12.29 | 24.84 | 29.42 | 39.16 | 42.61 | 48.86 | 0.1
2750 | 115 | 4 | 12.29 | 24.84 | 24.28 | 39.16 | 42.18 | 48.09 | 0.1
2751 | 115 | 4 | 12.29 | 24.84 | 19.98 | 39.16 | 42.18 | 46.69 | 0.1
2752 | 115 | 4 | 12.29 | 24.84 | 28.73 | 39.16 | 42.18 | 46.69 | 0.1
2753 | 115 | 4 | 12.29 | 24.84 | 28.73 | 39.16 | 42.18 | 48.37 | 0.1
2754 | 115 | 4 | 12.29 | 24.84 | 22.57 | 39.16 | 42.61 | 48.37 | 0.1
2755 | 115 | 4 | 13.24 | 24.84 | 28.97 | 43.56 | 43.83 | 50.13 | 10.58
2756 | 115 | 4 | 13.45 | 24.99 | 28.73 | 44.74 | 49.19 | 60.46 | 0.1
2757 | 115 | 4 | 14.1 | 24.99 | 28.97 | 44.74 | 49.19 | 62.27 | 10.71
2758 | 115 | 4 | 14.05 | 24.99 | 28.73 | 44.74 | 50.67 | 62.27 | 11.48
2759 | 115 | 4 | 13.45 | 24.84 | 28.73 | 43.56 | 47.37 | 53.71 | 11.48
2760 | 115 | 4 | 12.66 | 24.84 | 28.73 | 39.16 | 43.07 | 52.93 | 10.58
2761 | 116 | 4 | 12.66 | 24.84 | 29.03 | 43.56 | 50.67 | 64.14 | 15.27
2762 | 116 | 4 | 12.66 | 24.84 | 29.91 | 42.19 | 50.67 | 62.27 | 15.27
2763 | 116 | 4 | 12.49 | 24.84 | 29.61 | 42.29 | 46.07 | 64.14 | 15.27
2764 | 116 | 4 | 12.49 | 24.84 | 29.01 | 43.56 | 57.88 | 68.05 | 11.09
2765 | 116 | 4 | 13.45 | 24.84 | 30.35 | 47.85 | 60.79 | 70.09 | 10.87
2766 | 116 | 4 | 15.8 | 25.74 | 30.5 | 49.2 | 61.4 | 72.19 | 10.87
2767 | 116 | 4 | 17.94 | 27.96 | 30.5 | 55.38 | 67.09 | 625.54 | 11.48
2768 | 116 | 4 | 18.16 | 27.96 | 30.35 | 55.38 | 575.24 | 843.72 | 11.09
2769 | 116 | 4 | 18.16 | 27.96 | 29.91 | 57.04 | 76.63 | 623.48 | 14.5
2770 | 116 | 4 | 18.16 | 27.96 | 28.71 | 55.38 | 67.09 | 85.79 | 10.93
2771 | 116 | 4 | 18.16 | 27.96 | 28.71 | 55.38 | 65.14 | 76.59 | 10.58
2772 | 116 | 4 | 18.16 | 27.96 | 22.57 | 52.2 | 65.14 | 72.19 | 0.1
2773 | 116 | 4 | 18.16 | 26.51 | 28.73 | 52.2 | 65.14 | 72.19 | 0.1
2774 | 116 | 4 | 18.16 | 26.51 | 15.92 | 52.2 | 65.14 | 71.47 | 10.58
2775 | 116 | 4 | 18.16 | 26.51 | 22.8 | 49.7 | 65.14 | 71.47 | 0.1
2776 | 116 | 4 | 18.16 | 27.96 | 20.82 | 49.7 | 65.14 | 72.19 | 0.1
2777 | 116 | 4 | 18.16 | 27.96 | 28.54 | 55.38 | 67.09 | 84.08 | 10.58
2778 | 116 | 4 | 18.16 | 27.96 | 30.5 | 55.38 | 575.24 | 84.08 | 10.87
2779 | 116 | 4 | 18.16 | 27.96 | 37.12 | 57.04 | 575.24 | 84.08 | 10.64
2780 | 116 | 4 | 18.16 | 27.96 | 37.12 | 55.38 | 575.24 | 84.08 | 16.91
2781 | 116 | 4 | 17.94 | 27.96 | 37.12 | 55.38 | 76.63 | 76.59 | 16.91
2782 | 116 | 4 | 17.83 | 27.96 | 37.12 | 52.2 | 63.24 | 76.59 | 16.91
2783 | 116 | 4 | 15.82 | 25.74 | 30.5 | 49.2 | 61.4 | 72.19 | 16.91
2784 | 116 | 4 | 14.27 | 24.84 | 29.91 | 48.71 | 61.4 | 71.47 | 16.91
2785 | 117 | 4 | 13.83 | 24.84 | 29.91 | 47.85 | 59.02 | 66.06 | 16.91
2786 | 117 | 4 | 13.45 | 24.84 | 27.99 | 47.46 | 57.88 | 65.4 | 16.91
2787 | 117 | 4 | 13.24 | 24.84 | 28.73 | 47.07 | 57.88 | 65.4 | 11.48
2788 | 117 | 4 | 13.24 | 24.84 | 20.18 | 47.46 | 57.88 | 65.4 | 10.87
2789 | 117 | 4 | 13.85 | 24.84 | 20.18 | 47.85 | 59.02 | 66.06 | 10.58
2790 | 117 | 4 | 15.34 | 25.74 | 22.86 | 49.2 | 61.4 | 68.05 | 10.58
2791 | 117 | 4 | 16.3 | 27.96 | 28.99 | 52.2 | 65.14 | 76.59 | 10.58
2792 | 117 | 4 | 17.83 | 27.96 | 28.73 | 53.77 | 65.14 | 76.94 | 10.58
2793 | 117 | 4 | 17.94 | 27.96 | 15.28 | 52.2 | 65.14 | 76.59 | 10.58
2794 | 117 | 4 | 17.94 | 27.15 | 15.28 | 50.68 | 61.4 | 66.06 | 10.58
2795 | 117 | 4 | 17.94 | 26.59 | 11.2 | 49.2 | 61.4 | 66.06 | 10.58
2796 | 117 | 4 | 17.83 | 26.51 | 11.2 | 49.2 | 59.61 | 64.79 | 10.58
2797 | 117 | 4 | 17.72 | 25.74 | 11.2 | 48.33 | 59.61 | 64.14 | 10.58
2798 | 117 | 4 | 15.24 | 24.99 | 11.2 | 47.85 | 59.61 | 64.14 | 10.58
2799 | 117 | 4 | 17.72 | 25.59 | 11.2 | 48.33 | 59.61 | 64.14 | 10.58
2800 | 117 | 4 | 17.83 | 25.74 | 11.47 | 48.33 | 59.61 | 64.14 | 10.58
2801 | 117 | 4 | 17.94 | 26.51 | 20.09 | 49.2 | 60.21 | 65.4 | 10.58
2802 | 117 | 4 | 17.94 | 27.3 | 28.87 | 49.2 | 60.21 | 66.06 | 10.58
2803 | 117 | 4 | 17.94 | 27.96 | 28.87 | 49.2 | 65.14 | 70.09 | 10.58
2804 | 117 | 4 | 17.94 | 27.96 | 28.87 | 52.2 | 65.14 | 75.46 | 17.6
2805 | 117 | 4 | 17.94 | 27.96 | 28.87 | 52.2 | 67.09 | 76.59 | 17.6
2806 | 117 | 4 | 17.94 | 27.3 | 28.87 | 52.2 | 65.14 | 75.46 | 17.6
2807 | 117 | 4 | 17.94 | 26.05 | 28.87 | 50.76 | 63.24 | 72.19 | 17.6
2808 | 117 | 4 | 17.81 | 25.59 | 28.87 | 50.35 | 61.4 | 68.05 | 17.6
2809 | 118 | 4 | 13.83 | 24.99 | 28.73 | 47.85 | 58.46 | 68.05 | 15.27
2810 | 118 | 4 | 13.83 | 24.84 | 28.73 | 47.85 | 57.88 | 67.36 | 11.09
2811 | 118 | 4 | 13.83 | 24.99 | 28.73 | 47.85 | 57.88 | 66.06 | 11.09
2812 | 118 | 4 | 13.83 | 25.29 | 28.78 | 47.85 | 57.88 | 66.06 | 10.87
2813 | 118 | 4 | 13.83 | 25.29 | 28.78 | 47.85 | 57.88 | 68.05 | 10.68
2814 | 118 | 4 | 15.82 | 25.74 | 28.78 | 50.68 | 61.4 | 72.19 | 10.58
2815 | 118 | 4 | 16.27 | 26.51 | 28.87 | 53.77 | 63.24 | 75.46 | 10.58
2816 | 118 | 4 | 16.78 | 26.51 | 28.78 | 55.38 | 63.24 | 72.19 | 10.58
2817 | 118 | 4 | 16.27 | 26.35 | 28.78 | 53.77 | 61.4 | 66.06 | 0.1
2818 | 118 | 4 | 15.82 | 25.74 | 26.03 | 49.2 | 61.4 | 64.14 | 0.1
2819 | 118 | 4 | 15.82 | 25.74 | 20.03 | 47.85 | 59.61 | 61.35 | 0.1
2820 | 118 | 4 | 15.82 | 25.59 | 20.03 | 47.77 | 58.46 | 55.88 | 0.1
2821 | 118 | 4 | 15.57 | 24.99 | 15.28 | 47.46 | 57.88 | 53.71 | 0.1
2822 | 118 | 4 | 13.45 | 24.99 | 11.2 | 46.07 | 57.88 | 51.03 | 0.1
2823 | 118 | 4 | 13.45 | 24.99 | 15.28 | 46.07 | 57.88 | 51.02 | 0.1
2824 | 118 | 4 | 13.45 | 24.99 | 15.28 | 47.46 | 57.88 | 55.32 | 0.1
2825 | 118 | 4 | 13.83 | 24.99 | 20.03 | 47.85 | 57.88 | 60.46 | 0.1
2826 | 118 | 4 | 15.82 | 25.74 | 28.69 | 47.93 | 60.21 | 64.14 | 0.1
2827 | 118 | 4 | 15.82 | 26.51 | 28.78 | 49.2 | 61.4 | 68.05 | 10.87
2828 | 118 | 4 | 15.82 | 27.3 | 28.78 | 49.2 | 61.4 | 68.05 | 10.87
2829 | 118 | 4 | 15.82 | 27.3 | 28.78 | 49.2 | 61.4 | 68.05 | 10.87
2830 | 118 | 4 | 15.82 | 25.74 | 28.78 | 47.93 | 61.4 | 68.05 | 13.37
2831 | 118 | 4 | 15.82 | 25.74 | 28.78 | 47.85 | 59.61 | 67.36 | 0.1
2832 | 118 | 4 | 15.82 | 24.99 | 28.73 | 46.08 | 57.88 | 64.14 | 0.1
2833 | 119 | 4 | 15.82 | 24.84 | 28.73 | 44.74 | 52.19 | 57.84 | 0.1
2834 | 119 | 4 | 13.45 | 24.84 | 28.73 | 44.74 | 52.19 | 57.84 | 4.32
2835 | 119 | 4 | 13.45 | 24.84 | 28.73 | 44.74 | 52.19 | 57.84 | 4.32
2836 | 119 | 4 | 13.45 | 24.84 | 28.73 | 44.74 | 52.19 | 57.84 | 0.1
2837 | 119 | 4 | 14.05 | 24.99 | 28.73 | 45.19 | 52.72 | 62.27 | 0.1
2838 | 119 | 4 | 15.82 | 25.74 | 28.73 | 48.88 | 61.4 | 68.05 | 2.39
2839 | 119 | 4 | 16.78 | 27.3 | 28.78 | 52.2 | 61.4 | 68.05 | 10.58
2840 | 119 | 4 | 16.78 | 27.3 | 28.78 | 52.2 | 61.4 | 68.05 | 0.1
2841 | 119 | 4 | 15.82 | 25.74 | 14.16 | 47.85 | 61.4 | 66.06 | 0.1
2842 | 119 | 4 | 15.82 | 25.74 | 11.2 | 47.85 | 59.61 | 61.35 | 0.1
2843 | 119 | 4 | 15.82 | 25.59 | 10.27 | 47.85 | 56.19 | 57.26 | 0.1
2844 | 119 | 4 | 15.82 | 24.99 | 10.23 | 46.03 | 52.19 | 53.71 | 0.1
2845 | 119 | 4 | 15.82 | 24.99 | 0.1 | 45.19 | 52.19 | 52.15 | 0.1
2846 | 119 | 4 | 13.45 | 24.84 | 10.23 | 44.74 | 52.19 | 51.72 | 0.1
2847 | 119 | 4 | 13.43 | 24.84 | 11.2 | 44.74 | 52.19 | 52.55 | 0.1
2848 | 119 | 4 | 13.43 | 24.84 | 11.2 | 44.74 | 52.19 | 53.71 | 0.1
2849 | 119 | 4 | 13.45 | 24.99 | 11.2 | 44.74 | 52.19 | 53.71 | 0.1
2850 | 119 | 4 | 14.67 | 24.99 | 11.2 | 44.74 | 57.88 | 57.26 | 0.1
2851 | 119 | 4 | 15.8 | 25.74 | 15.28 | 45.19 | 57.88 | 61.35 | 10.58
2852 | 119 | 4 | 15.8 | 25.74 | 16.17 | 45.19 | 57.88 | 62.27 | 10.97
2853 | 119 | 4 | 15.82 | 25.74 | 28.78 | 47.85 | 57.88 | 63.19 | 11.09
2854 | 119 | 4 | 15.82 | 25.74 | 28.78 | 47.46 | 59.61 | 63.19 | 10.87
2855 | 119 | 4 | 15.82 | 24.99 | 28.69 | 47.41 | 52.72 | 62.27 | 0.1
2856 | 119 | 4 | 13.45 | 24.99 | 28.69 | 44.74 | 52.19 | 61.35 | 13.37
2857 | 120 | 4 | 13.43 | 24.84 | 15.28 | 44.29 | 52.19 | 53.71 | 10.74
2858 | 120 | 4 | 13.04 | 24.84 | 15.28 | 43.56 | 52.19 | 53.71 | 10.74
2859 | 120 | 4 | 12.66 | 24.84 | 15.28 | 43.56 | 52.19 | 53.71 | 10.74
2860 | 120 | 4 | 13.04 | 24.84 | 15.28 | 44.69 | 52.19 | 53.71 | 10.58
2861 | 120 | 4 | 13.45 | 24.99 | 15.28 | 47.46 | 56.19 | 62.27 | 10.58
2862 | 120 | 4 | 15.82 | 25.59 | 12.1 | 49.2 | 61.4 | 66.06 | 10.58
2863 | 120 | 4 | 15.82 | 26.51 | 15.28 | 49.2 | 61.4 | 68.05 | 10.68
2864 | 120 | 4 | 15.82 | 26.51 | 10.34 | 49.2 | 61.4 | 68.05 | 0.1
2865 | 120 | 4 | 15.82 | 26.51 | 10.34 | 49.2 | 61.4 | 63.19 | 0.1
2866 | 120 | 4 | 15.82 | 25.59 | 10.3 | 47.67 | 57.88 | 60.46 | 0.1
2867 | 120 | 4 | 15.82 | 24.99 | 5.54 | 47.46 | 56.19 | 53.17 | 0.1
2868 | 120 | 4 | 14.05 | 24.99 | 5.54 | 46.03 | 51.18 | 51.76 | 0.1
2869 | 120 | 4 | 13.45 | 24.99 | 5.54 | 44.74 | 50.67 | 50.28 | 0.1
2870 | 120 | 4 | 12.9 | 24.84 | 5.54 | 44.74 | 50.67 | 50.19 | 0.1
2871 | 120 | 4 | 12.9 | 24.84 | 5.54 | 44.29 | 50.67 | 50.19 | 0.1
2872 | 120 | 4 | 12.9 | 24.84 | 5.54 | 44.69 | 50.67 | 50.19 | 0.1
2873 | 120 | 4 | 12.9 | 24.84 | 10.3 | 44.69 | 52.19 | 52.15 | 0.1
2874 | 120 | 4 | 13.83 | 24.99 | 10.34 | 44.74 | 52.72 | 53.17 | 10.58
2875 | 120 | 4 | 14.46 | 25.74 | 28.78 | 44.74 | 57.88 | 53.71 | 10.58
2876 | 120 | 4 | 15.18 | 25.74 | 28.78 | 47.85 | 57.88 | 61.35 | 10.74
2877 | 120 | 4 | 15.8 | 26.51 | 28.78 | 47.85 | 59.61 | 65.09 | 10.74
2878 | 120 | 4 | 15.8 | 27.3 | 28.78 | 49.2 | 61.4 | 67.04 | 10.74
2879 | 120 | 4 | 14.27 | 25.74 | 28.73 | 47.85 | 59.61 | 67.04 | 10.74
2880 | 120 | 4 | 13.64 | 24.99 | 28.73 | 47.85 | 52.72 | 64.61 | 10.84
2881 | 121 | 5 | 13.43 | 24.84 | 28.73 | 44.86 | 45.55 | 60.46 | 11.09
2882 | 121 | 5 | 13.04 | 24.84 | 28.78 | 43.99 | 45.55 | 53.71 | 11.09
2883 | 121 | 5 | 13.04 | 24.84 | 28.78 | 43.56 | 45.55 | 53.71 | 11.18
2884 | 121 | 5 | 13.04 | 24.84 | 28.73 | 43.56 | 45.55 | 53.71 | 11.18
2885 | 121 | 5 | 13.04 | 24.84 | 28.78 | 43.56 | 45.55 | 53.71 | 11.48
2886 | 121 | 5 | 13.04 | 24.84 | 28.78 | 43.56 | 45.55 | 53.71 | 11.09
2887 | 121 | 5 | 13.43 | 24.99 | 28.78 | 43.56 | 45.55 | 53.71 | 11.09
2888 | 121 | 5 | 13.83 | 25.29 | 28.78 | 47.85 | 53.15 | 61.35 | 11.09
2889 | 121 | 5 | 13.83 | 25.29 | 28.69 | 47.85 | 53.15 | 53.71 | 10.58
2890 | 121 | 5 | 13.83 | 25.29 | 11.2 | 47.82 | 45.55 | 53.27 | 10.58
2891 | 121 | 5 | 13.83 | 25.29 | 11.2 | 44.86 | 45.55 | 50.19 | 0.1
2892 | 121 | 5 | 13.43 | 24.84 | 10.23 | 43.56 | 45.55 | 49.69 | 0.1
2893 | 121 | 5 | 13.04 | 24.84 | 11.2 | 43.56 | 45.1 | 48.86 | 0.1
2894 | 121 | 5 | 13.04 | 24.84 | 20.36 | 43.56 | 45.1 | 48.86 | 0.1
2895 | 121 | 5 | 13.04 | 24.84 | 28.78 | 43.56 | 44.73 | 45.65 | 0.1
2896 | 121 | 5 | 13.04 | 24.84 | 28.78 | 43.56 | 44.73 | 48.86 | 0.1
2897 | 121 | 5 | 13.04 | 24.84 | 28.78 | 43.56 | 45.18 | 48.86 | 10.58
2898 | 121 | 5 | 13.24 | 24.84 | 28.78 | 43.56 | 45.18 | 49.69 | 10.58
2899 | 121 | 5 | 13.24 | 24.84 | 28.78 | 43.56 | 45.18 | 50.19 | 10.87
2900 | 121 | 5 | 13.24 | 24.84 | 28.78 | 44.69 | 45.18 | 51.72 | 16.8
2901 | 121 | 5 | 13.24 | 25.29 | 28.78 | 44.69 | 45.55 | 53.27 | 16.8
2902 | 121 | 5 | 13.45 | 25.01 | 28.78 | 43.56 | 45.55 | 53.71 | 16.8
2903 | 121 | 5 | 13.45 | 24.84 | 28.78 | 43.56 | 45.55 | 53.71 | 13.31
2904 | 121 | 5 | 13.04 | 24.84 | 28.78 | 43.56 | 45.1 | 53.27 | 13.31
2905 | 122 | 5 | 13.04 | 24.84 | 28.78 | 38.61 | 42.61 | 50.19 | 17.6
2906 | 122 | 5 | 13.04 | 24.84 | 28.73 | 38.61 | 40.27 | 50.19 | 17.6
2907 | 122 | 5 | 13.04 | 24.84 | 28.73 | 38.23 | 40.27 | 49.36 | 17.6
2908 | 122 | 5 | 13.04 | 24.84 | 28.73 | 38.61 | 41.48 | 49.36 | 17.6
2909 | 122 | 5 | 13.04 | 24.84 | 28.73 | 40.96 | 41.48 | 49.53 | 17.6
2910 | 122 | 5 | 13.04 | 24.84 | 28.73 | 40.96 | 41.48 | 50.84 | 17.6
2911 | 122 | 5 | 13.04 | 24.84 | 28.78 | 40.96 | 41.48 | 49.53 | 17.6
2912 | 122 | 5 | 13.04 | 24.84 | 26.95 | 38.61 | 41.48 | 49.53 | 11.09
2913 | 122 | 5 | 13.04 | 24.84 | 22.57 | 38.61 | 40.27 | 47.44 | 10.74
2914 | 122 | 5 | 12.66 | 24.84 | 20.03 | 32.79 | 38.57 | 37.98 | 10.58
2915 | 122 | 5 | 12.49 | 24.84 | 20.03 | 32.79 | 36.22 | 35.93 | 0.1
2916 | 122 | 5 | 12.49 | 24 | 20.03 | 32.79 | 36.22 | 35.93 | 0.1
2917 | 122 | 5 | 10.93 | 23.84 | 20.03 | 32.04 | 35.86 | 35.93 | 0.1
2918 | 122 | 5 | 10.93 | 23.84 | 19.98 | 32.04 | 32.45 | 35.93 | 0.1
2919 | 122 | 5 | 10.93 | 23.84 | 20.03 | 32.04 | 32.45 | 35.72 | 0.1
2920 | 122 | 5 | 10.93 | 23.84 | 20.03 | 31.84 | 32.45 | 35.81 | 0.1
2921 | 122 | 5 | 10.93 | 24 | 28.73 | 32.04 | 35.86 | 35.93 | 0.1
2922 | 122 | 5 | 12.29 | 24.84 | 27.05 | 32.79 | 36.22 | 35.93 | 0.1
2923 | 122 | 5 | 12.85 | 24.84 | 30.5 | 32.79 | 41.48 | 37.98 | 0.1
2924 | 122 | 5 | 12.85 | 24.84 | 30.5 | 39.77 | 41.48 | 50.19 | 0.1
2925 | 122 | 5 | 12.85 | 24.84 | 30.5 | 39.77 | 45.18 | 51.76 | 0.1
2926 | 122 | 5 | 12.83 | 24.84 | 30.5 | 39.77 | 45.18 | 53.27 | 0.1
2927 | 122 | 5 | 12.49 | 24.84 | 29.45 | 39.77 | 42.61 | 52.55 | 0.1
2928 | 122 | 5 | 11.14 | 23.59 | 28.78 | 33.8 | 38.4 | 48.09 | 0.1
2929 | 123 | 5 | 11.63 | 23.59 | 30.5 | 33.8 | 40.33 | 45.54 | 0.1
2930 | 123 | 5 | 11.63 | 23.59 | 30.5 | 33.8 | 40.27 | 45.12 | 0.1
2931 | 123 | 5 | 10.93 | 23.59 | 30.5 | 33.8 | 40.27 | 44.66 | 0.1
2932 | 123 | 5 | 7.28 | 23.59 | 30.5 | 33.8 | 40.27 | 44.66 | 0.1
2933 | 123 | 5 | 10.93 | 23.59 | 30.5 | 33.8 | 40.33 | 45.54 | 0.1
2934 | 123 | 5 | 12.29 | 24.84 | 30.5 | 39.77 | 42.61 | 47.31 | 0.1
2935 | 123 | 5 | 12.85 | 24.84 | 30.5 | 39.77 | 45.18 | 51.76 | 0.1
2936 | 123 | 5 | 13.43 | 24.84 | 30.26 | 42.19 | 45.18 | 53.27 | 0.1
2937 | 123 | 5 | 13.43 | 24.84 | 29.36 | 40.96 | 45.18 | 52.55 | 0.1
2938 | 123 | 5 | 12.85 | 24.84 | 28.73 | 39.77 | 44.49 | 50.21 | 0.1
2939 | 123 | 5 | 12.66 | 24.84 | 28.73 | 39.77 | 43.35 | 48.86 | 0.1
2940 | 123 | 5 | 12.53 | 24.84 | 28.78 | 35.01 | 42.61 | 42.1 | 0.1
2941 | 123 | 5 | 10.61 | 24.84 | 25.86 | 33.8 | 42.61 | 42.1 | 0.1
2942 | 123 | 5 | 7.07 | 24.26 | 28.78 | 33.8 | 40.74 | 42.1 | 0.1
2943 | 123 | 5 | 7.07 | 23.84 | 28.78 | 33.17 | 40.33 | 40.47 | 0.1
2944 | 123 | 5 | 7.07 | 24 | 27.86 | 32.84 | 40.33 | 40.47 | 0.1
2945 | 123 | 5 | 10.61 | 24.26 | 30.5 | 33.8 | 40.33 | 42.1 | 0.1
2946 | 123 | 5 | 10.61 | 24.56 | 29.45 | 38.58 | 42.61 | 42.53 | 0.1
2947 | 123 | 5 | 12.49 | 24.84 | 37.12 | 39.77 | 42.61 | 42.53 | 0.1
2948 | 123 | 5 | 12.49 | 24.84 | 37.12 | 39.77 | 42.61 | 48.79 | 0.1
2949 | 123 | 5 | 12.49 | 24.84 | 37.12 | 42.17 | 43.19 | 48.75 | 0.97
2950 | 123 | 5 | 12.49 | 24.84 | 37.12 | 39.77 | 41.9 | 46.52 | 0.1
2951 | 123 | 5 | 12.49 | 24.84 | 37.12 | 38.23 | 41.48 | 46.06 | 0.1
2952 | 123 | 5 | 10.61 | 24.11 | 37.12 | 33.09 | 40.33 | 42.1 | 0.1
2953 | 124 | 5 | 10.61 | 23.73 | 30.5 | 33 | 38.4 | 42.04 | 0.1
2954 | 124 | 5 | 10.61 | 23.59 | 30.5 | 32.81 | 38.4 | 42.1 | 0.1
2955 | 124 | 5 | 10.61 | 23.41 | 28.78 | 32.79 | 39.76 | 44.6 | 0.1
2956 | 124 | 5 | 10.61 | 23.41 | 29.45 | 32.81 | 41.48 | 46.06 | 0.1
2957 | 124 | 5 | 11.8 | 24.11 | 28.73 | 33.8 | 41.48 | 46.06 | 0.1
2958 | 124 | 5 | 13.17 | 24.84 | 28.73 | 35.86 | 42.09 | 46.39 | 0.1
2959 | 124 | 5 | 13.64 | 24.84 | 28.73 | 42.62 | 45.18 | 48.86 | 10.58
2960 | 124 | 5 | 13.83 | 24.99 | 28.73 | 42.62 | 45.55 | 50.21 | 0.1
2961 | 124 | 5 | 13.83 | 24.99 | 22.57 | 42.29 | 45.55 | 48.93 | 0.1
2962 | 124 | 5 | 13.45 | 24.84 | 15.28 | 42.19 | 44.65 | 48.79 | 0.1
2963 | 124 | 5 | 13.45 | 24.84 | 11.2 | 42.19 | 44.65 | 47.31 | 0.1
2964 | 124 | 5 | 13.43 | 24.84 | 10.23 | 40.96 | 44.49 | 46.84 | 0.1
2965 | 124 | 5 | 13.04 | 24.84 | 0.1 | 36.23 | 43.35 | 46.52 | 0.1
2966 | 124 | 5 | 12.66 | 24.84 | 0.1 | 36.23 | 42.79 | 47.44 | 0.1
2967 | 124 | 5 | 12.49 | 24.84 | 15.78 | 36.23 | 42.61 | 48.86 | 0.1
2968 | 124 | 5 | 12.85 | 24.84 | 15.28 | 42.42 | 42.61 | 48.86 | 10.58
2969 | 124 | 5 | 13.83 | 24.99 | 21.17 | 44.69 | 45.55 | 49.69 | 10.58
2970 | 124 | 5 | 14.67 | 26.39 | 28.71 | 44.69 | 45.55 | 51.64 | 11.48
2971 | 124 | 5 | 15.18 | 27.1 | 28.75 | 47.85 | 45.55 | 53.71 | 13.37
2972 | 124 | 5 | 15.18 | 27.54 | 37.12 | 47.85 | 45.55 | 53.71 | 11.2
2973 | 124 | 5 | 14.67 | 27.3 | 37.12 | 47.85 | 45.55 | 53.71 | 0.1
2974 | 124 | 5 | 14.25 | 25.59 | 37.12 | 44.69 | 45.55 | 52.55 | 0.1
2975 | 124 | 5 | 13.29 | 24.84 | 37.12 | 43.56 | 45.18 | 50.19 | 0.97
2976 | 124 | 5 | 12.29 | 24.84 | 37.12 | 35.86 | 41.67 | 46.06 | 0.1
2977 | 125 | 5 | 12.29 | 24.11 | 37.12 | 31.11 | 30.65 | 33.67 | 0.97
2978 | 125 | 5 | 7.07 | 23.59 | 37.12 | 30.95 | 29.28 | 33.67 | 0.1
2979 | 125 | 5 | 7.07 | 23.59 | 30.5 | 30.93 | 29.28 | 33.67 | 0.1
2980 | 125 | 5 | 7.07 | 23.59 | 30.5 | 30.93 | 29.28 | 33.67 | 0.97
2981 | 125 | 5 | 7.07 | 23.59 | 30.5 | 30.95 | 29.28 | 33.67 | 0.97
2982 | 125 | 5 | 7.07 | 24 | 30.5 | 31.26 | 29.42 | 33.67 | 0.1
2983 | 125 | 5 | 8.31 | 24.26 | 37.12 | 36.37 | 34.61 | 33.67 | 10.58
2984 | 125 | 5 | 7.07 | 24.26 | 30.5 | 37.49 | 34.66 | 33.67 | 0.1
2985 | 125 | 5 | 7.07 | 23.84 | 26.96 | 34.32 | 31.51 | 33.67 | 0.1
2986 | 125 | 5 | 7.07 | 23.41 | 22.57 | 30.91 | 28.89 | 31.91 | 0.1
2987 | 125 | 5 | 6.86 | 23.31 | 15.28 | 30.03 | 28.6 | 28.62 | 0.1
2988 | 125 | 5 | 6.86 | 22.07 | 11.2 | 30.03 | 28.6 | 28.62 | 0.1
2989 | 125 | 5 | 6.86 | 22.07 | 10.23 | 30.03 | 28.6 | 28.62 | 0.1
2990 | 125 | 5 | 6.86 | 21.88 | 0.1 | 30.03 | 28.6 | 7.07 | 0.1
2991 | 125 | 5 | 6.86 | 21.88 | 0.1 | 30.03 | 28.6 | 28.62 | 0.1
2992 | 125 | 5 | 6.86 | 22.07 | 11.2 | 30.03 | 28.6 | 28.62 | 0.1
2993 | 125 | 5 | 6.86 | 23.31 | 19.98 | 30.03 | 28.6 | 28.62 | 0.1
2994 | 125 | 5 | 7.07 | 23.31 | 20.35 | 30.64 | 28.89 | 28.62 | 0.1
2995 | 125 | 5 | 7.07 | 23.42 | 37.12 | 31.26 | 30.59 | 33.67 | 0.1
2996 | 125 | 5 | 7.07 | 24.12 | 37.12 | 32.82 | 33.65 | 33.67 | 0.1
2997 | 125 | 5 | 7.07 | 24.84 | 37.12 | 34.15 | 33.65 | 33.67 | 0.1
2998 | 125 | 5 | 8.07 | 24.84 | 37.12 | 33.16 | 33.65 | 33.67 | 10.58
2999 | 125 | 5 | 7.07 | 24.73 | 37.12 | 30.95 | 30.04 | 33.67 | 10.58
3000 | 125 | 5 | 7.07 | 23.41 | 37.12 | 30.93 | 30.04 | 33.67 | 0.1
3001 | 126 | 5 | 7.07 | 23.41 | 37.12 | 30.05 | 28.6 | 33.67 | 0.1
3002 | 126 | 5 | 7.07 | 22.73 | 30.5 | 30.03 | 28.6 | 33.67 | 0.1
3003 | 126 | 5 | 7.07 | 22.73 | 30.5 | 30.03 | 28.6 | 33.67 | 0.1
3004 | 126 | 5 | 7.07 | 22.73 | 30.5 | 30.03 | 29.05 | 33.67 | 0.1
3005 | 126 | 5 | 7.07 | 22.73 | 30.5 | 30.03 | 28.89 | 33.67 | 0.1
3006 | 126 | 5 | 7.07 | 23.41 | 30.5 | 30.03 | 28.6 | 32.88 | 8.65
3007 | 126 | 5 | 7.07 | 23.41 | 37.12 | 31.11 | 29.14 | 32.88 | 10.58
3008 | 126 | 5 | 7.07 | 23.41 | 30.5 | 30.91 | 28.6 | 32.88 | 0.1
3009 | 126 | 5 | 7.07 | 23.31 | 30.5 | 30.03 | 28.6 | 31.18 | 0.1
3010 | 126 | 5 | 6.86 | 20.62 | 27.24 | 30.03 | 28.6 | 7.07 | 0.1
3011 | 126 | 5 | 6.86 | 15.82 | 24.19 | 29.64 | 28.6 | 6.66 | 0.1
3012 | 126 | 5 | 6.86 | 15.82 | 22.57 | 29.64 | 28.6 | 6.66 | 0.1
3013 | 126 | 5 | 6.86 | 15.82 | 22.57 | 29.64 | 28.6 | 6.66 | 0.1
3014 | 126 | 5 | 6.86 | 14.91 | 22.57 | 29.53 | 28.6 | 6.66 | 0.1
3015 | 126 | 5 | 6.86 | 14.91 | 22.57 | 29.35 | 28.6 | 6.66 | 0.1
3016 | 126 | 5 | 6.86 | 14.91 | 22.57 | 28.49 | 28.6 | 6.66 | 0.1
3017 | 126 | 5 | 6.86 | 15.82 | 28.73 | 29.64 | 28.6 | 6.73 | 0.1
3018 | 126 | 5 | 6.86 | 20.62 | 28.73 | 30.03 | 28.6 | 7.07 | 0.1
3019 | 126 | 5 | 7.07 | 22.07 | 30.5 | 30.03 | 29.46 | 31.38 | 0.1
3020 | 126 | 5 | 7.07 | 22.87 | 37.12 | 30.99 | 30.66 | 33.67 | 1.94
3021 | 126 | 5 | 7.07 | 22.87 | 37.12 | 31.11 | 32.45 | 34.25 | 10.58
3022 | 126 | 5 | 7.07 | 23.31 | 37.12 | 32.79 | 33.56 | 34.25 | 10.58
3023 | 126 | 5 | 7.07 | 21.24 | 37.12 | 30.03 | 28.6 | 33.67 | 10.58
3024 | 126 | 5 | 7.07 | 17.05 | 32.41 | 30.03 | 28.6 | 33.38 | 0.1
3025 | 127 | 5 | 7.07 | 16.3 | 29.45 | 30.03 | 28.6 | 33.34 | 0.1
3026 | 127 | 5 | 7.07 | 16.3 | 29.45 | 30.03 | 28.6 | 33.08 | 0.97
3027 | 127 | 5 | 7.07 | 16.3 | 29.45 | 30.03 | 28.6 | 33.08 | 0.97
3028 | 127 | 5 | 7.07 | 16.3 | 28.78 | 30.03 | 28.6 | 33.08 | 0.97
3029 | 127 | 5 | 7.07 | 16.3 | 28.78 | 30.03 | 28.6 | 33.38 | 0.1
3030 | 127 | 5 | 7.07 | 21.88 | 28.78 | 30.03 | 28.6 | 33.67 | 0.1
3031 | 127 | 5 | 7.07 | 23.59 | 28.78 | 30.94 | 31.72 | 33.74 | 10.74
3032 | 127 | 5 | 7.07 | 23.59 | 28.78 | 33.8 | 33.65 | 34.45 | 10.74
3033 | 127 | 5 | 7.07 | 24.11 | 28.78 | 31.52 | 33.65 | 33.67 | 10.74
3034 | 127 | 5 | 7.07 | 23.59 | 28.78 | 30.03 | 29.7 | 33.67 | 10.58
3035 | 127 | 5 | 7.07 | 23.59 | 28.69 | 30.03 | 28.89 | 33.67 | 10.58
3036 | 127 | 5 | 7.07 | 23.41 | 20.09 | 30.03 | 28.81 | 33.67 | 10.58
3037 | 127 | 5 | 7.07 | 23.41 | 15.76 | 30.03 | 28.6 | 33.67 | 10.58
3038 | 127 | 5 | 7.07 | 23.59 | 15.76 | 30.03 | 28.6 | 33.67 | 10.58
3039 | 127 | 5 | 7.07 | 23.59 | 20.09 | 30.03 | 28.6 | 33.67 | 10.58
3040 | 127 | 5 | 7.07 | 23.59 | 20.09 | 30.93 | 30.59 | 33.67 | 10.58
3041 | 127 | 5 | 7.07 | 23.84 | 20.09 | 32.19 | 36.71 | 34.25 | 10.87
3042 | 127 | 5 | 12.29 | 24.84 | 28.6 | 35.33 | 42.61 | 41.42 | 11.48
3043 | 127 | 5 | 12.66 | 24.84 | 28.87 | 39.77 | 42.61 | 50.19 | 17.43
3044 | 127 | 5 | 13.04 | 24.84 | 28.87 | 43.56 | 42.61 | 51.64 | 18.73
3045 | 127 | 5 | 13.04 | 24.99 | 28.87 | 43.56 | 43.35 | 53.27 | 17.82
3046 | 127 | 5 | 13.69 | 24.84 | 28.87 | 43.56 | 43.83 | 53.71 | 17.82
3047 | 127 | 5 | 13.04 | 24.84 | 28.87 | 42.29 | 42.61 | 50.19 | 17.82
3048 | 127 | 5 | 13.04 | 24.84 | 28.87 | 38.61 | 42.61 | 50.19 | 17.82
3049 | 128 | 5 | 13.04 | 24.84 | 28.78 | 38.61 | 40.77 | 48.45 | 17.82
3050 | 128 | 5 | 13.04 | 24.84 | 28.78 | 38.61 | 40.77 | 48.37 | 17.82
3051 | 128 | 5 | 12.66 | 24.84 | 28.78 | 38.61 | 40.77 | 48.09 | 17.84
3052 | 128 | 5 | 12.66 | 24.84 | 28.73 | 38.61 | 40.77 | 48.09 | 17.82
3053 | 128 | 5 | 13.04 | 24.84 | 28.73 | 38.61 | 40.77 | 48.37 | 17.82
3054 | 128 | 5 | 13.04 | 24.84 | 28.73 | 38.61 | 40.77 | 48.86 | 18.04
3055 | 128 | 5 | 13.04 | 24.84 | 28.73 | 38.61 | 41.48 | 50.19 | 18.92
3056 | 128 | 5 | 13.04 | 24.84 | 28.73 | 39.77 | 41.48 | 49.71 | 17.6
3057 | 128 | 5 | 13.04 | 24.84 | 20.09 | 38.61 | 41.48 | 48.09 | 16.6
3058 | 128 | 5 | 12.29 | 24.84 | 20.09 | 32.04 | 35.61 | 37.57 | 11.09
3059 | 128 | 5 | 12.29 | 24.84 | 20.09 | 31.84 | 35.26 | 35.77 | 10.93
3060 | 128 | 5 | 12.29 | 24.84 | 20.09 | 31.84 | 35.26 | 35.72 | 10.87
3061 | 128 | 5 | 11.08 | 24 | 15.76 | 31.84 | 35.26 | 35.41 | 10.87
3062 | 128 | 5 | 11.08 | 24 | 15.78 | 31.84 | 35.26 | 35.41 | 10.93
3063 | 128 | 5 | 11.08 | 24.12 | 20.09 | 31.84 | 35.26 | 35.41 | 0.1
3064 | 128 | 5 | 12.29 | 24.84 | 20.09 | 31.84 | 35.26 | 35.41 | 0.1
3065 | 128 | 5 | 12.29 | 24.84 | 26.86 | 31.84 | 35.61 | 35.77 | 10.87
3066 | 128 | 5 | 13.04 | 24.84 | 28.87 | 37.46 | 41.48 | 36.87 | 17.45
3067 | 128 | 5 | 13.04 | 24.84 | 28.87 | 37.46 | 41.48 | 42.08 | 17.19
3068 | 128 | 5 | 13.04 | 24.84 | 28.87 | 37.46 | 41.48 | 47.31 | 11.09
3069 | 128 | 5 | 13.04 | 24.84 | 28.87 | 42.29 | 41.48 | 49.53 | 10.99
3070 | 128 | 5 | 13.04 | 24.84 | 28.73 | 37.46 | 41.48 | 49.53 | 10.94
3071 | 128 | 5 | 13.03 | 24.84 | 28.73 | 37.46 | 40.77 | 47.31 | 2.92
3072 | 128 | 5 | 12.29 | 24.84 | 19.86 | 31.84 | 35.26 | 35.77 | 0.1
3073 | 129 | 5 | 7.07 | 23.59 | 16.29 | 30.2 | 29.46 | 33.67 | 0.1
3074 | 129 | 5 | 7.07 | 23.41 | 16.29 | 30.03 | 28.6 | 33.67 | 0.1
3075 | 129 | 5 | 7.07 | 22.73 | 15.28 | 30.03 | 28.6 | 32.69 | 0.1
3076 | 129 | 5 | 7.07 | 22.73 | 15.28 | 30.03 | 28.6 | 32.32 | 0.1
3077 | 129 | 5 | 7.07 | 21.24 | 16.28 | 30.03 | 28.6 | 32.32 | 0.1
3078 | 129 | 5 | 7.07 | 21.24 | 16.29 | 30.03 | 28.6 | 31.38 | 0.1
3079 | 129 | 5 | 7.07 | 21.24 | 16.29 | 30.03 | 28.6 | 31.93 | 0.1
3080 | 129 | 5 | 7.07 | 21.24 | 16.29 | 30.03 | 28.6 | 31.38 | 0.1
3081 | 129 | 5 | 6.86 | 21.24 | 20.09 | 30.03 | 28.6 | 1.04 | 0.1
3082 | 129 | 5 | 6.86 | 20.62 | 15.28 | 30.03 | 28.6 | 0.6 | 0.1
3083 | 129 | 5 | 6.86 | 16.07 | 15.28 | 29.73 | 28.6 | 0.6 | 0.1
3084 | 129 | 5 | 6.86 | 15.98 | 15.28 | 29.53 | 28.6 | 0.6 | 0.1
3085 | 129 | 5 | 6.86 | 15.21 | 11.2 | 29.35 | 28.6 | 0.6 | 0.1
3086 | 129 | 5 | 6.86 | 15.06 | 15.28 | 29.35 | 28.6 | 0.6 | 0.1
3087 | 129 | 5 | 6.86 | 15.06 | 15.28 | 29.35 | 28.6 | 0.6 | 0.1
3088 | 129 | 5 | 6.86 | 15.66 | 20.09 | 29.53 | 28.6 | 0.6 | 0.1
3089 | 129 | 5 | 6.86 | 15.98 | 28.73 | 29.73 | 28.6 | 0.6 | 0.1
3090 | 129 | 5 | 6.86 | 17.12 | 28.73 | 30.03 | 28.6 | 31.18 | 0.1
3091 | 129 | 5 | 7.07 | 23.42 | 29.45 | 30.03 | 28.77 | 32.88 | 0.1
3092 | 129 | 5 | 7.07 | 23.84 | 29.45 | 31.11 | 31.84 | 33.67 | 0.1
3093 | 129 | 5 | 7.07 | 24.12 | 29.45 | 32.43 | 34.8 | 37.7 | 10.87
3094 | 129 | 5 | 12.29 | 24.84 | 29.45 | 33.8 | 34.86 | 38.39 | 10.87
3095 | 129 | 5 | 12.29 | 24.84 | 29.45 | 31.3 | 32.11 | 35.41 | 10.98
3096 | 129 | 5 | 12.29 | 24.84 | 29.45 | 30.91 | 29.63 | 33.67 | 11.09
3097 | 130 | 5 | 12.53 | 24.84 | 29.45 | 31.84 | 32.45 | 37.57 | 11.48
3098 | 130 | 5 | 12.29 | 24.84 | 29.45 | 30.95 | 31.25 | 37.19 | 11.48
3099 | 130 | 5 | 12.29 | 24.84 | 29.45 | 30.95 | 30.52 | 37.19 | 17
3100 | 130 | 5 | 12.34 | 24.84 | 29.45 | 31.84 | 32.19 | 37.57 | 17.19
3101 | 130 | 5 | 12.9 | 24.84 | 29.45 | 33.46 | 41.06 | 39.09 | 17
3102 | 130 | 5 | 13.04 | 24.84 | 29.45 | 34.82 | 41.48 | 45.28 | 17
3103 | 130 | 5 | 14.89 | 24.84 | 29.45 | 40.96 | 42.72 | 50.33 | 17
3104 | 130 | 5 | 14.89 | 24.84 | 29.45 | 42.19 | 42.72 | 50.33 | 10.58
3105 | 130 | 5 | 14.89 | 24.84 | 28.15 | 39.77 | 42.72 | 50.19 | 10.58
3106 | 130 | 5 | 13.04 | 24.84 | 17 | 38.83 | 42.61 | 44.68 | 0.47
3107 | 130 | 5 | 12.66 | 24.84 | 15.28 | 35.94 | 42.61 | 43.96 | 0.1
3108 | 130 | 5 | 12.66 | 24.84 | 15.78 | 33.8 | 41.48 | 37.95 | 0.1
3109 | 130 | 5 | 12.66 | 24.84 | 15.28 | 33.47 | 41.48 | 37.57 | 0.1
3110 | 130 | 5 | 12.66 | 24.84 | 15.28 | 33.8 | 41.48 | 37.57 | 0.1
3111 | 130 | 5 | 12.66 | 24.84 | 15.28 | 33.8 | 41.48 | 37.57 | 0.1
3112 | 130 | 5 | 13.04 | 24.84 | 15.28 | 35.94 | 41.48 | 37.95 | 0.1
3113 | 130 | 5 | 13.04 | 24.84 | 15.28 | 43.56 | 44.65 | 37.98 | 10.58
3114 | 130 | 5 | 14.89 | 25.29 | 15.28 | 43.56 | 45.55 | 53.27 | 10.58
3115 | 130 | 5 | 14.89 | 25.59 | 15.68 | 47.46 | 45.55 | 54.32 | 10.81
3116 | 130 | 5 | 17.94 | 25.74 | 15.68 | 47.46 | 45.55 | 66.06 | 10.87
3117 | 130 | 5 | 17.94 | 25.74 | 22.57 | 47.85 | 59.61 | 66.06 | 10.87
3118 | 130 | 5 | 17.94 | 25.59 | 28.73 | 44.69 | 45.55 | 64.14 | 10.58
3119 | 130 | 5 | 14.89 | 24.99 | 28.73 | 44.69 | 45.55 | 53.71 | 10.58
3120 | 130 | 5 | 12.29 | 24.84 | 22.57 | 42.42 | 43.35 | 48.86 | 10.58
3121 | 131 | 5 | 12.29 | 24.84 | 22.57 | 42.29 | 41.48 | 47.31 | 10.58
3122 | 131 | 5 | 12.29 | 24.56 | 15.76 | 37.98 | 41.48 | 46.37 | 10.58
3123 | 131 | 5 | 12.29 | 23.59 | 15.78 | 37.98 | 41.48 | 46.37 | 10.58
3124 | 131 | 5 | 12.29 | 23.55 | 15.78 | 37.98 | 41.48 | 46.37 | 10.58
3125 | 131 | 5 | 12.29 | 24.56 | 20.03 | 37.98 | 41.48 | 46.84 | 0.1
3126 | 131 | 5 | 12.53 | 24.84 | 20.03 | 38.37 | 41.48 | 50.19 | 0.1
3127 | 131 | 5 | 13.43 | 24.84 | 20.03 | 42.29 | 44.73 | 53.27 | 1.94
3128 | 131 | 5 | 13.43 | 24.84 | 15.68 | 43.56 | 44.73 | 53.27 | 10.58
3129 | 131 | 5 | 13.04 | 24.84 | 15.28 | 42.29 | 44.73 | 48.86 | 0.1
3130 | 131 | 5 | 12.66 | 24.84 | 11.2 | 42.29 | 44.49 | 47.44 | 4.32
3131 | 131 | 5 | 12.66 | 24.84 | 10.34 | 42.29 | 43.83 | 46.84 | 10.58
3132 | 131 | 5 | 12.66 | 24.84 | 10.23 | 42.17 | 43.4 | 46.17 | 0.1
3133 | 131 | 5 | 12.49 | 24.84 | 0.1 | 38.83 | 42.61 | 46.17 | 0.1
3134 | 131 | 5 | 12.49 | 24.84 | 10.23 | 37.98 | 42.61 | 46.17 | 4.32
3135 | 131 | 5 | 12.29 | 24.84 | 10.23 | 37.98 | 42.56 | 46.17 | 0.1
3136 | 131 | 5 | 12.29 | 24.84 | 15.28 | 37.98 | 42.61 | 46.17 | 0.1
3137 | 131 | 5 | 12.29 | 24.84 | 22.57 | 38.97 | 42.61 | 46.17 | 0.97
3138 | 131 | 5 | 12.66 | 24.84 | 28.78 | 41.19 | 42.79 | 47.31 | 0.1
3139 | 131 | 5 | 13.04 | 24.84 | 28.78 | 43.56 | 42.79 | 48.86 | 0.1
3140 | 131 | 5 | 13.04 | 24.84 | 28.78 | 43.56 | 44.49 | 53.27 | 10.07
3141 | 131 | 5 | 13.64 | 24.84 | 28.78 | 43.56 | 44.73 | 53.27 | 10.58
3142 | 131 | 5 | 13.04 | 24.84 | 28.78 | 42.29 | 44.73 | 52.73 | 4.32
3143 | 131 | 5 | 12.66 | 24.84 | 28.73 | 42.29 | 42.61 | 48.86 | 4.32
3144 | 131 | 5 | 12.29 | 24.84 | 28.73 | 37.98 | 41.48 | 47.44 | 4.32
3145 | 132 | 5 | 12.29 | 24.84 | 28.73 | 38.23 | 41.06 | 46.17 | 10.58
3146 | 132 | 5 | 12.29 | 24.84 | 28.73 | 38.23 | 40.27 | 46.17 | 0.1
3147 | 132 | 5 | 12.29 | 24.84 | 28.73 | 38.23 | 41.48 | 46.17 | 11.09
3148 | 132 | 5 | 12.29 | 24.84 | 16.29 | 38.61 | 41.48 | 46.17 | 11.09
3149 | 132 | 5 | 12.29 | 24.84 | 15.28 | 42.29 | 41.9 | 48.09 | 11.09
3150 | 132 | 5 | 13.83 | 24.84 | 15.28 | 43.56 | 44.73 | 53.27 | 10.74
3151 | 132 | 5 | 14.46 | 25.59 | 15.28 | 44.69 | 45.55 | 54.87 | 11.09
3152 | 132 | 5 | 14.46 | 25.74 | 15.28 | 44.69 | 45.55 | 54.87 | 10.87
3153 | 132 | 5 | 14.46 | 25.29 | 15.28 | 44.69 | 45.55 | 54.32 | 0.1
3154 | 132 | 5 | 13.04 | 24.84 | 15.28 | 43.56 | 44.73 | 50.94 | 0.1
3155 | 132 | 5 | 12.66 | 24.84 | 10.3 | 42.29 | 44.73 | 50.05 | 10.58
3156 | 132 | 5 | 12.66 | 24.84 | 8.84 | 42.17 | 42.61 | 45.71 | 0.47
3157 | 132 | 5 | 12.32 | 24.84 | 8.84 | 38.61 | 41.48 | 44.83 | 0.1
3158 | 132 | 5 | 12.29 | 24.84 | 10.23 | 38.23 | 41.48 | 44.83 | 0.1
3159 | 132 | 5 | 12.29 | 24.84 | 10.23 | 37.98 | 41.48 | 42.68 | 0.1
3160 | 132 | 5 | 12.29 | 24.84 | 10.3 | 38.23 | 41.48 | 44.83 | 0.1
3161 | 132 | 5 | 12.29 | 24.84 | 10.23 | 38.23 | 41.48 | 45.28 | 0.1
3162 | 132 | 5 | 12.66 | 24.84 | 15.28 | 40.96 | 42.09 | 46.17 | 10.58
3163 | 132 | 5 | 12.66 | 24.84 | 10.3 | 42.29 | 42.61 | 48.73 | 0.1
3164 | 132 | 5 | 13.04 | 24.84 | 28.73 | 42.29 | 42.61 | 48.86 | 2.39
3165 | 132 | 5 | 13.04 | 24.84 | 28.73 | 43.56 | 42.61 | 50.33 | 10.58
3166 | 132 | 5 | 13.04 | 24.84 | 28.73 | 43.46 | 42.61 | 50.33 | 10.58
3167 | 132 | 5 | 13.04 | 24.84 | 28.73 | 40.55 | 42.61 | 48.49 | 10.58
3168 | 132 | 5 | 13.04 | 24.84 | 28.73 | 38.13 | 41.48 | 46.64 | 0.1
3169 | 133 | 5 | 12.29 | 24.84 | 26.08 | 37.98 | 41.06 | 45.28 | 0.1
3170 | 133 | 5 | 12.29 | 24.84 | 24.19 | 34.9 | 39.16 | 44.83 | 0.1
3171 | 133 | 5 | 12.29 | 24.84 | 27 | 36.16 | 39.16 | 44.83 | 11.09
3172 | 133 | 5 | 12.29 | 24.84 | 28.73 | 37.98 | 39.16 | 44.83 | 11.09
3173 | 133 | 5 | 13.03 | 24.84 | 28.73 | 37.98 | 41.47 | 45.28 | 11.09
3174 | 133 | 5 | 13.04 | 24.84 | 28.73 | 42.19 | 41.89 | 50.19 | 11.09
3175 | 133 | 5 | 14.89 | 24.99 | 28.73 | 44.69 | 45.55 | 52.74 | 13.37
3176 | 133 | 5 | 14.89 | 24.99 | 28.73 | 44.69 | 45.55 | 52.74 | 11.09
3177 | 133 | 5 | 14.89 | 24.84 | 28.73 | 44.69 | 43.35 | 50.94 | 10.58
3178 | 133 | 5 | 13.04 | 24.84 | 28.73 | 42.19 | 42.61 | 46.64 | 10.58
3179 | 133 | 5 | 12.66 | 24.84 | 22.86 | 41.19 | 42.61 | 45.74 | 10.58
3180 | 133 | 5 | 12.66 | 24.84 | 22.86 | 38.13 | 42.61 | 44.83 | 10.58
3181 | 133 | 5 | 12.66 | 24.84 | 28.78 | 37.98 | 41.9 | 44.6 | 10.58
3182 | 133 | 5 | 12.66 | 24.84 | 28.73 | 37.98 | 41.54 | 43.96 | 10.58
3183 | 133 | 5 | 12.66 | 24.84 | 22.86 | 37.98 | 41.48 | 43.96 | 10.58
3184 | 133 | 5 | 12.66 | 24.84 | 28.73 | 38.37 | 41.48 | 44.83 | 10.58
3185 | 133 | 5 | 13.04 | 24.84 | 28.73 | 42.42 | 42.61 | 47.31 | 10.58
3186 | 133 | 5 | 15.34 | 24.88 | 28.73 | 44.69 | 45.55 | 50.94 | 14.5
3187 | 133 | 5 | 15.34 | 25.29 | 28.73 | 44.69 | 45.55 | 51.76 | 11.48
3188 | 133 | 5 | 15.34 | 25.74 | 28.73 | 44.69 | 45.55 | 53.71 | 17.19
3189 | 133 | 5 | 15.34 | 25.74 | 28.73 | 44.69 | 45.55 | 54.87 | 17.19
3190 | 133 | 5 | 17.83 | 25.74 | 28.73 | 44.69 | 45.55 | 54.32 | 17.19
3191 | 133 | 5 | 15.34 | 24.84 | 28.73 | 44.69 | 45.55 | 53.71 | 17.19
3192 | 133 | 5 | 13.04 | 24.84 | 28.73 | 42.42 | 41.48 | 49.53 | 17.19
3193 | 134 | 5 | 13.04 | 24.84 | 15.28 | 43.56 | 44.49 | 51.72 | 17.19
3194 | 134 | 5 | 13.04 | 24.84 | 10.3 | 42.29 | 44.49 | 51.72 | 17.19
3195 | 134 | 5 | 13.04 | 24.84 | 10.3 | 42.29 | 44.49 | 51.72 | 17.19
3196 | 134 | 5 | 13.04 | 24.84 | 10.3 | 42.29 | 44.49 | 52.73 | 17.19
3197 | 134 | 5 | 13.04 | 24.84 | 10.3 | 43.56 | 44.73 | 52.74 | 17.19
3198 | 134 | 5 | 13.83 | 25.29 | 10.3 | 44.69 | 45.55 | 53.71 | 17.19
3199 | 134 | 5 | 17.83 | 25.74 | 10.3 | 46.98 | 45.55 | 56.52 | 17.19
3200 | 134 | 5 | 15.34 | 25.74 | 10.3 | 46.98 | 45.55 | 59.77 | 11.33
3201 | 134 | 5 | 13.83 | 24.99 | 10.23 | 44.4 | 45.18 | 53.27 | 11.09
3202 | 134 | 5 | 13.64 | 24.84 | 7.09 | 42.71 | 44.49 | 50.19 | 11.09
3203 | 134 | 5 | 12.9 | 24.84 | 7.09 | 42.29 | 42.61 | 47.31 | 10.58
3204 | 134 | 5 | 12.66 | 24.84 | 7.09 | 33.13 | 42.61 | 37.98 | 10.58
3205 | 134 | 5 | 12.29 | 24.84 | 4.33 | 32.79 | 42.61 | 37.98 | 10.58
3206 | 134 | 5 | 12.29 | 24.84 | 5.54 | 32.43 | 41.48 | 37.98 | 10.58
3207 | 134 | 5 | 12.29 | 24.84 | 7.09 | 32.79 | 41.48 | 37.98 | 0.1
3208 | 134 | 5 | 12.66 | 24.84 | 7.09 | 32.79 | 41.48 | 37.98 | 4.59
3209 | 134 | 5 | 13.04 | 24.84 | 7.09 | 33.07 | 41.48 | 37.98 | 0.1
3210 | 134 | 5 | 13.69 | 24.84 | 10.23 | 38.15 | 41.48 | 37.98 | 0.1
3211 | 134 | 5 | 13.69 | 24.84 | 10.3 | 37.46 | 41.48 | 38.36 | 10.77
3212 | 134 | 5 | 13.69 | 24.84 | 10.3 | 37.46 | 41.48 | 44.68 | 0.1
3213 | 134 | 5 | 11.63 | 24.84 | 10.3 | 37.46 | 42.61 | 44.68 | 2.23
3214 | 134 | 5 | 13.04 | 24.84 | 10.3 | 35.64 | 42.61 | 44.68 | 10.74
3215 | 134 | 5 | 8.31 | 24.84 | 10.3 | 32.79 | 40.35 | 42.11 | 10.84
3216 | 134 | 5 | 7.07 | 24.56 | 10.3 | 32.11 | 36.22 | 36.87 | 11.09
3217 | 135 | 5 | 7.07 | 24.44 | 10.3 | 31.11 | 30.62 | 34.68 | 11.22
3218 | 135 | 5 | 7.07 | 24 | 10.3 | 30.95 | 30.34 | 34.68 | 11.43
3219 | 135 | 5 | 7.07 | 23.73 | 10.3 | 30.95 | 30.34 | 34.68 | 11.33
3220 | 135 | 5 | 7.07 | 23.73 | 10.3 | 30.95 | 30.34 | 34.68 | 11.22
3221 | 135 | 5 | 7.07 | 24 | 10.3 | 30.95 | 30.34 | 34.68 | 11.33
3222 | 135 | 5 | 7.07 | 24.44 | 10.3 | 30.95 | 30.34 | 35.03 | 11.48
3223 | 135 | 5 | 8.31 | 24.84 | 10.3 | 31.11 | 32.11 | 37.98 | 17.93
3224 | 135 | 5 | 8.31 | 24.84 | 10.3 | 31.84 | 32.45 | 37.98 | 11.43
3225 | 135 | 5 | 8.31 | 24.84 | 7.09 | 31.84 | 32.45 | 37.98 | 11.18
3226 | 135 | 5 | 8.31 | 24.84 | 7.09 | 31.84 | 32.45 | 35.72 | 1.94
3227 | 135 | 5 | 8.31 | 24.84 | 5.55 | 31.11 | 32.11 | 34.68 | 0.1
3228 | 135 | 5 | 7.07 | 24 | 5.55 | 31.11 | 31.57 | 34.68 | 0.1
3229 | 135 | 5 | 7.07 | 23.84 | 5.55 | 31.11 | 30.34 | 34.68 | 10.58
3230 | 135 | 5 | 7.07 | 23.84 | 5.55 | 30.95 | 30.34 | 34.68 | 0.1
3231 | 135 | 5 | 7.07 | 23.84 | 5.55 | 30.93 | 30.34 | 34.68 | 10.58
3232 | 135 | 5 | 7.07 | 23.84 | 7.09 | 30.95 | 30.34 | 34.68 | 0.1
3233 | 135 | 5 | 7.07 | 24 | 10.34 | 30.95 | 30.34 | 34.89 | 10.58
3234 | 135 | 5 | 12.29 | 24.84 | 15.28 | 31.84 | 30.65 | 35.24 | 17.93
3235 | 135 | 5 | 12.85 | 24.84 | 28.48 | 42.29 | 41.48 | 48.86 | 17.75
3236 | 135 | 5 | 12.85 | 24.84 | 29.11 | 42.29 | 41.48 | 48.86 | 17.66
3237 | 135 | 5 | 12.85 | 24.84 | 29.79 | 42.29 | 41.48 | 53.27 | 17.93
3238 | 135 | 5 | 13.64 | 24.99 | 29.79 | 42.29 | 44.73 | 53.27 | 17.66
3239 | 135 | 5 | 13.04 | 24.84 | 29.79 | 42.29 | 41.48 | 51.72 | 11.48
3240 | 135 | 5 | 12.34 | 24.84 | 29.79 | 42.29 | 41.48 | 48.86 | 11.09
3241 | 136 | 5 | 12.29 | 24.84 | 29.79 | 38.61 | 40.27 | 47.44 | 11.09
3242 | 136 | 5 | 12.29 | 24.84 | 29.79 | 30.93 | 40.27 | 35.93 | 10.84
3243 | 136 | 5 | 11.63 | 24.84 | 29.79 | 30.93 | 29.76 | 35.72 | 0.1
3244 | 136 | 5 | 11.63 | 23.59 | 29.79 | 30.93 | 29.63 | 35.72 | 0.1
3245 | 136 | 5 | 11.63 | 23.59 | 29.79 | 30.2 | 29.63 | 35.72 | 0.1
3246 | 136 | 5 | 11.63 | 23.41 | 29.79 | 30.2 | 29.63 | 34.68 | 0.1
3247 | 136 | 5 | 7.07 | 23.41 | 29.79 | 30.2 | 29.63 | 34.21 | 2.39
3248 | 136 | 5 | 7.07 | 23.41 | 29.79 | 30.2 | 29.76 | 33.67 | 10.58
3249 | 136 | 5 | 7.07 | 23.04 | 28.82 | 30.2 | 29.63 | 33.67 | 0.1
3250 | 136 | 5 | 7.07 | 23.21 | 28.73 | 30.2 | 29.46 | 33.67 | 0.1
3251 | 136 | 5 | 7.07 | 23.21 | 28.73 | 30.2 | 29.46 | 33.67 | 0.1
3252 | 136 | 5 | 7.07 | 23.21 | 28.73 | 30.2 | 29.46 | 33.67 | 0.1
3253 | 136 | 5 | 7.07 | 22.07 | 28.73 | 30.2 | 29.46 | 33.67 | 0.1
3254 | 136 | 5 | 7.07 | 21.88 | 28.73 | 30.2 | 29.46 | 33.67 | 0.1
3255 | 136 | 5 | 7.07 | 21.88 | 28.73 | 30.2 | 29.46 | 33.67 | 0.1
3256 | 136 | 5 | 11.42 | 23.21 | 28.73 | 30.2 | 29.46 | 33.67 | 0.1
3257 | 136 | 5 | 11.63 | 24.84 | 28.73 | 30.2 | 29.46 | 33.67 | 0.1
3258 | 136 | 5 | 12.66 | 24.84 | 28.87 | 31.42 | 29.76 | 34.42 | 10.68
3259 | 136 | 5 | 12.85 | 24.84 | 28.87 | 31.84 | 30.82 | 35.13 | 10.58
3260 | 136 | 5 | 12.85 | 24.84 | 28.73 | 34.08 | 34.43 | 37.01 | 11.48
3261 | 136 | 5 | 13.04 | 24.84 | 28.73 | 34.08 | 34.66 | 39.62 | 13.37
3262 | 136 | 5 | 13.04 | 24.84 | 28.73 | 35.53 | 34.66 | 39.62 | 11.48
3263 | 136 | 5 | 12.85 | 24.84 | 28.73 | 32.81 | 34.66 | 39.62 | 11.48
3264 | 136 | 5 | 12.53 | 24.84 | 28.73 | 30.95 | 31.25 | 35.72 | 10.81
3265 | 137 | 5 | 11.93 | 24.84 | 28.73 | 30.88 | 30.34 | 35.72 | 10.87
3266 | 137 | 5 | 11.93 | 24.84 | 24.12 | 30.57 | 30.34 | 34.68 | 10.87
3267 | 137 | 5 | 11.81 | 24.84 | 22.57 | 30.57 | 30.34 | 34.68 | 10.87
3268 | 137 | 5 | 12.12 | 24.84 | 20.52 | 30.57 | 30.34 | 35.42 | 10.58
3269 | 137 | 5 | 12.16 | 24.84 | 22.9 | 30.88 | 30.34 | 35.72 | 10.58
3270 | 137 | 5 | 12.66 | 24.84 | 28.03 | 31.49 | 30.34 | 35.72 | 10.58
3271 | 137 | 5 | 12.85 | 24.84 | 29.47 | 31.86 | 31.75 | 37.27 | 10.74
3272 | 137 | 5 | 12.85 | 24.84 | 28.78 | 31.84 | 32.45 | 37.27 | 10.58
3273 | 137 | 5 | 12.85 | 24.84 | 28.73 | 31.84 | 32.45 | 34.68 | 10.58
3274 | 137 | 5 | 12.46 | 24.84 | 20.74 | 31.11 | 30.66 | 34.29 | 10.58
3275 | 137 | 5 | 11.63 | 24.84 | 20.74 | 30.91 | 29.93 | 33.67 | 10.58
3276 | 137 | 5 | 11.63 | 24.84 | 20.74 | 30.57 | 29.93 | 33.67 | 10.58
3277 | 137 | 5 | 10.89 | 24 | 20.74 | 30.57 | 29.46 | 33.67 | 0.1
3278 | 137 | 5 | 9.21 | 23.84 | 20.74 | 30.2 | 29.46 | 33.67 | 0.1
3279 | 137 | 5 | 9.21 | 23.84 | 20.74 | 30.2 | 29.46 | 33.67 | 0.1
3280 | 137 | 5 | 10.93 | 24.12 | 24.19 | 30.57 | 29.93 | 33.67 | 0.1
3281 | 137 | 5 | 11.63 | 24.84 | 15.28 | 30.91 | 30.65 | 34.01 | 10.58
3282 | 137 | 5 | 12.29 | 24.84 | 28.01 | 32.79 | 36.71 | 35.93 | 10.58
3283 | 137 | 5 | 12.85 | 24.84 | 29.45 | 37.46 | 41.37 | 45.95 | 10.58
3284 | 137 | 5 | 12.66 | 24.84 | 29.45 | 37.79 | 41.93 | 48.86 | 11.48
3285 | 137 | 5 | 12.66 | 24.84 | 28.87 | 38.97 | 42.61 | 48.86 | 10.58
3286 | 137 | 5 | 12.85 | 24.84 | 28.73 | 38.2 | 42.61 | 48.86 | 10.58
3287 | 137 | 5 | 12.85 | 24.84 | 28.73 | 35.94 | 41.48 | 48.2 | 10.58
3288 | 137 | 5 | 12.29 | 24.84 | 28.73 | 32.47 | 36.22 | 45.28 | 10.58
3289 | 138 | 5 | 12.29 | 24.84 | 15.78 | 32.47 | 39.76 | 46.84 | 10.58
3290 | 138 | 5 | 12.29 | 24.84 | 20 | 32.47 | 39.76 | 46.37 | 10.58
3291 | 138 | 5 | 12.29 | 24.73 | 20 | 32.47 | 39.76 | 43.96 | 10.58
3292 | 138 | 5 | 12.29 | 24.84 | 20 | 32.47 | 39.76 | 43.96 | 10.58
3293 | 138 | 5 | 12.29 | 24.84 | 28.73 | 32.47 | 39.76 | 47.31 | 10.58
3294 | 138 | 5 | 12.85 | 24.84 | 28.73 | 38.58 | 42.61 | 48.86 | 0.97
3295 | 138 | 5 | 13.43 | 24.84 | 28.78 | 42.29 | 43.04 | 53.27 | 10.58
3296 | 138 | 5 | 13.43 | 24.99 | 25.86 | 43.56 | 43.83 | 51.02 | 10.58
3297 | 138 | 5 | 12.85 | 24.84 | 15.28 | 42.29 | 43.04 | 48.86 | 0.1
3298 | 138 | 5 | 12.53 | 24.84 | 16.28 | 38.58 | 42.61 | 41.61 | 0.1
3299 | 138 | 5 | 12.49 | 24.84 | 15.28 | 38.58 | 42.16 | 36.87 | 0.1
3300 | 138 | 5 | 12.29 | 24.84 | 10.3 | 35.01 | 41.48 | 36.5 | 0.1
3301 | 138 | 5 | 10.45 | 24.56 | 10.3 | 32.79 | 40.16 | 36.5 | 0.1
3302 | 138 | 5 | 10.45 | 24.12 | 10.23 | 32.79 | 39.76 | 34.68 | 0.1
3303 | 138 | 5 | 10.45 | 24.26 | 10.23 | 32.79 | 39.76 | 34.68 | 0.1
3304 | 138 | 5 | 10.45 | 24.56 | 10.3 | 32.79 | 39.76 | 34.68 | 0.1
3305 | 138 | 5 | 10.45 | 24.84 | 10.3 | 32.79 | 40.16 | 36.5 | 0.1
3306 | 138 | 5 | 10.45 | 24.84 | 10.34 | 37.46 | 40.5 | 36.5 | 0.1
3307 | 138 | 5 | 12.29 | 24.84 | 20 | 37.84 | 40.71 | 40.8 | 0.1
3308 | 138 | 5 | 12.29 | 24.84 | 28.73 | 38.58 | 40.86 | 42.04 | 10.58
3309 | 138 | 5 | 12.29 | 24.84 | 28.73 | 38.58 | 41.48 | 47.31 | 10.58
3310 | 138 | 5 | 12.66 | 24.84 | 28.73 | 38.58 | 42.61 | 48.09 | 10.58
3311 | 138 | 5 | 12.29 | 24.84 | 28.73 | 32.79 | 42.61 | 46.69 | 10.58
3312 | 138 | 5 | 12.29 | 24.84 | 28.87 | 32.47 | 39.76 | 42.94 | 10.58
3313 | 139 | 5 | 7.07 | 24 | 28.73 | 31.84 | 34.14 | 34.68 | 0.1
3314 | 139 | 5 | 7.07 | 23.41 | 28.73 | 31.84 | 34.14 | 34.68 | 0.1
3315 | 139 | 5 | 7.07 | 23.41 | 28.78 | 31.84 | 34.14 | 34.68 | 0.97
3316 | 139 | 5 | 7.07 | 23.41 | 28.78 | 31.84 | 34.14 | 34.68 | 0.1
3317 | 139 | 5 | 7.07 | 24 | 28.78 | 31.84 | 34.14 | 34.68 | 0.1
3318 | 139 | 5 | 8.31 | 24.84 | 28.78 | 31.84 | 34.48 | 37.53 | 0.1
3319 | 139 | 5 | 8.31 | 24.84 | 28.87 | 37.46 | 40.86 | 47.31 | 4.32
3320 | 139 | 5 | 8.31 | 24.84 | 28.87 | 37.84 | 42.61 | 47.31 | 0.1
3321 | 139 | 5 | 8.31 | 24.84 | 28.78 | 37.84 | 42.09 | 37.15 | 0.1
3322 | 139 | 5 | 7.07 | 24.84 | 28.78 | 37.46 | 39.1 | 33.67 | 0.1
3323 | 139 | 5 | 7.07 | 24.26 | 28.78 | 33.13 | 38.01 | 33.67 | 0.1
3324 | 139 | 5 | 7.07 | 23.84 | 28.73 | 32.16 | 34.14 | 33.67 | 0.1
3325 | 139 | 5 | 7.07 | 23.84 | 28.73 | 31.84 | 32.5 | 33.67 | 0.1
3326 | 139 | 5 | 7.07 | 23.59 | 27 | 31.84 | 32.18 | 33.67 | 0.1
3327 | 139 | 5 | 7.07 | 23.84 | 11.2 | 31.84 | 32.18 | 33.67 | 0.1
3328 | 139 | 5 | 7.07 | 23.84 | 11.2 | 31.84 | 34.14 | 33.67 | 0.1
3329 | 139 | 5 | 7.07 | 24.12 | 20.09 | 31.84 | 34.48 | 33.67 | 0.1
3330 | 139 | 5 | 7.07 | 24.84 | 28.73 | 32.79 | 38.01 | 34.01 | 0.1
3331 | 139 | 5 | 7.07 | 24.84 | 29.79 | 35.01 | 40.86 | 35.8 | 10.58
3332 | 139 | 5 | 13.04 | 24.84 | 29.79 | 36.06 | 40.86 | 44.15 | 10.58
3333 | 139 | 5 | 13.04 | 24.84 | 30.5 | 43.56 | 42.61 | 50.19 | 10.58
3334 | 139 | 5 | 12.85 | 24.84 | 29.79 | 43.56 | 42.61 | 51.72 | 10.58
3335 | 139 | 5 | 13.04 | 24.84 | 29.79 | 42.29 | 42.61 | 48.86 | 10.58
3336 | 139 | 5 | 12.29 | 24.84 | 29.79 | 42.29 | 41.48 | 44.44 | 10.58
3337 | 140 | 5 | 12.66 | 24.84 | 29.11 | 42.29 | 42.61 | 46.84 | 10.69
3338 | 140 | 5 | 12.66 | 24.84 | 29.45 | 42.29 | 42.61 | 46.84 | 11.09
3339 | 140 | 5 | 12.66 | 24.84 | 28.78 | 42.29 | 42.61 | 46.84 | 11.09
3340 | 140 | 5 | 12.29 | 24.84 | 28.78 | 42.29 | 42.61 | 46.84 | 10.82
3341 | 140 | 5 | 13.03 | 24.84 | 28.78 | 43.56 | 42.61 | 47.31 | 10.92
3342 | 140 | 5 | 13.83 | 24.84 | 28.78 | 46.98 | 45.55 | 53.71 | 10.69
3343 | 140 | 5 | 14.89 | 25.59 | 29.45 | 47.46 | 50.13 | 53.71 | 10.59
3344 | 140 | 5 | 14.89 | 24.99 | 28.78 | 47.46 | 45.55 | 53.71 | 10.58
3345 | 140 | 5 | 14.52 | 24.99 | 28.78 | 47.46 | 45.55 | 51.76 | 6.72
3346 | 140 | 5 | 13.69 | 24.99 | 22.57 | 43.56 | 43.83 | 50.19 | 0.1
3347 | 140 | 5 | 13.45 | 24.84 | 19.98 | 43.56 | 43.83 | 47.31 | 0.1
3348 | 140 | 5 | 13.04 | 24.84 | 15.28 | 42.29 | 43.35 | 46.84 | 0.1
3349 | 140 | 5 | 13.04 | 24.84 | 19.98 | 42.29 | 42.61 | 46.84 | 0.1
3350 | 140 | 5 | 12.66 | 24.84 | 11.2 | 40.34 | 42.61 | 46.84 | 10.58
3351 | 140 | 5 | 12.66 | 24.84 | 10.23 | 40.34 | 42.61 | 44 | 10.58
3352 | 140 | 5 | 12.9 | 24.84 | 11.2 | 42.29 | 42.61 | 45.65 | 10.58
3353 | 140 | 5 | 13.04 | 24.99 | 19.98 | 43.56 | 43.04 | 46.84 | 10.58
3354 | 140 | 5 | 14.52 | 24.99 | 22.3 | 47.46 | 45.55 | 47.31 | 10.58
3355 | 140 | 5 | 15.8 | 25.74 | 22.85 | 47.46 | 53.59 | 53.71 | 16.45
3356 | 140 | 5 | 15.8 | 25.74 | 28.71 | 47.85 | 53.59 | 62.67 | 16.45
3357 | 140 | 5 | 17.94 | 25.74 | 28.73 | 47.85 | 53.59 | 68.05 | 16.45
3358 | 140 | 5 | 17.94 | 25.74 | 28.73 | 47.85 | 57.88 | 68.05 | 15.27
3359 | 140 | 5 | 17.72 | 25.59 | 28.73 | 47.85 | 53.59 | 62.67 | 10.97
3360 | 140 | 5 | 15.8 | 24.99 | 28.73 | 47.85 | 52.62 | 62.04 | 10.93
3361 | 141 | 5 | 13.43 | 24.84 | 28.73 | 44.86 | 45.55 | 53.71 | 11.09
3362 | 141 | 5 | 13.43 | 24.84 | 28.71 | 43.56 | 45.55 | 53.27 | 11.09
3363 | 141 | 5 | 13.43 | 24.84 | 22.57 | 43.56 | 45.55 | 53.27 | 11.09
3364 | 141 | 5 | 13.43 | 24.84 | 22.57 | 43.56 | 45.55 | 53.71 | 11.48
3365 | 141 | 5 | 13.64 | 24.84 | 18.61 | 46.51 | 45.55 | 53.71 | 14.5
3366 | 141 | 5 | 15.8 | 25.59 | 19.98 | 47.85 | 53.15 | 62.67 | 14.5
3367 | 141 | 5 | 17.83 | 25.74 | 28.78 | 47.85 | 59.61 | 64.14 | 14.5
3368 | 141 | 5 | 17.94 | 25.74 | 28.73 | 47.85 | 59.61 | 66.06 | 10.58
3369 | 141 | 5 | 15.8 | 25.74 | 15.28 | 47.85 | 53.59 | 62.67 | 10.58
3370 | 141 | 5 | 15.8 | 25.59 | 15.28 | 47.85 | 53.15 | 53.71 | 10.58
3371 | 141 | 5 | 15.8 | 25.59 | 5.54 | 46.98 | 53.15 | 48.86 | 10.58
3372 | 141 | 5 | 13.69 | 24.99 | 26.07 | 46.98 | 46.01 | 48.86 | 10.58
3373 | 141 | 5 | 13.43 | 24.84 | 11.2 | 46.98 | 45.55 | 48.86 | 10.58
3374 | 141 | 5 | 13.04 | 24.84 | 4.33 | 44.86 | 45.55 | 45.28 | 10.58
3375 | 141 | 5 | 13.04 | 24.84 | 4.33 | 44.86 | 45.55 | 45.28 | 10.58
3376 | 141 | 5 | 13.04 | 24.84 | 5.54 | 44.86 | 45.55 | 48.86 | 10.58
3377 | 141 | 5 | 13.69 | 24.99 | 11.2 | 45.31 | 45.55 | 48.86 | 10.58
3378 | 141 | 5 | 13.83 | 24.99 | 12.91 | 46.98 | 45.55 | 48.86 | 10.58
3379 | 141 | 5 | 14.52 | 24.99 | 28.69 | 47.46 | 45.55 | 48.86 | 16.47
3380 | 141 | 5 | 15.34 | 24.99 | 28.78 | 47.46 | 46.01 | 49.36 | 16.89
3381 | 141 | 5 | 14.52 | 24.99 | 28.78 | 47.46 | 45.55 | 51.76 | 16.89
3382 | 141 | 5 | 15.34 | 25.59 | 28.78 | 46.98 | 53.59 | 53.27 | 16.8
3383 | 141 | 5 | 13.83 | 24.84 | 28.73 | 46.98 | 45.55 | 51.02 | 16.8
3384 | 141 | 5 | 13.03 | 24.84 | 28.73 | 44.86 | 45.55 | 48.86 | 16.89
3385 | 142 | 5 | 12.29 | 24.84 | 28.73 | 35.94 | 41.48 | 37.57 | 16.89
3386 | 142 | 5 | 12.29 | 24.84 | 28.73 | 35.94 | 41.06 | 35.72 | 16.89
3387 | 142 | 5 | 12.29 | 24.84 | 28.73 | 35.94 | 41.06 | 35.72 | 16.89
3388 | 142 | 5 | 12.29 | 24.84 | 28.73 | 35.94 | 41.06 | 35.72 | 16.56
3389 | 142 | 5 | 12.29 | 24.84 | 28.73 | 35.94 | 41.48 | 35.72 | 11.48
3390 | 142 | 5 | 12.66 | 24.84 | 28.73 | 35.94 | 41.48 | 35.72 | 11.48
3391 | 142 | 5 | 13.04 | 24.84 | 28.78 | 42.29 | 41.48 | 42.03 | 11.48
3392 | 142 | 5 | 13.04 | 24.84 | 26.95 | 42.29 | 41.48 | 42.03 | 11.48
3393 | 142 | 5 | 13.04 | 24.84 | 20.74 | 42.29 | 41.48 | 36.08 | 11.48
3394 | 142 | 5 | 12.29 | 24.84 | 15.28 | 35.94 | 41.48 | 35.41 | 10.58
3395 | 142 | 5 | 12.29 | 24.84 | 15.28 | 35.94 | 41.06 | 34.89 | 10.58
3396 | 142 | 5 | 12.29 | 24.84 | 11.2 | 35.94 | 41.06 | 34.89 | 10.58
3397 | 142 | 5 | 12.29 | 23.84 | 11.2 | 35.58 | 41.06 | 34.89 | 10.58
3398 | 142 | 5 | 12.29 | 23.84 | 11.2 | 31.84 | 41.06 | 34.89 | 10.58
3399 | 142 | 5 | 12.29 | 23.84 | 11.2 | 35.58 | 41.06 | 34.89 | 10.58
3400 | 142 | 5 | 12.29 | 24 | 11.2 | 35.58 | 41.06 | 34.89 | 10.58
3401 | 142 | 5 | 12.29 | 24.84 | 11.2 | 35.94 | 41.06 | 34.89 | 11.48
3402 | 142 | 5 | 13.03 | 24.84 | 15.28 | 42.29 | 41.48 | 35.41 | 10.58
3403 | 142 | 5 | 13.43 | 24.84 | 12.91 | 42.29 | 41.48 | 37.85 | 10.81
3404 | 142 | 5 | 13.43 | 24.84 | 18.61 | 42.29 | 45.18 | 41.24 | 10.87
3405 | 142 | 5 | 13.43 | 24.84 | 21.99 | 42.29 | 45.18 | 41.24 | 16.56
3406 | 142 | 5 | 13.43 | 24.84 | 21.99 | 42.29 | 45.18 | 44.53 | 16.56
3407 | 142 | 5 | 13.04 | 24.84 | 21.99 | 42.29 | 45.18 | 41.24 | 17.19
3408 | 142 | 5 | 12.66 | 24.84 | 21.99 | 39.93 | 41.48 | 37.85 | 17.19
3409 | 143 | 5 | 12.66 | 24.84 | 21.99 | 39.93 | 41.48 | 41.24 | 17.19
3410 | 143 | 5 | 12.66 | 24.84 | 21.99 | 38.61 | 41.48 | 41.24 | 17.19
3411 | 143 | 5 | 12.66 | 24.84 | 21.99 | 38.61 | 41.48 | 41.24 | 16.56
3412 | 143 | 5 | 12.66 | 24.84 | 21.99 | 38.61 | 41.48 | 41.24 | 11.09
3413 | 143 | 5 | 12.66 | 24.84 | 21.99 | 38.61 | 41.48 | 41.24 | 11.09
3414 | 143 | 5 | 12.66 | 24.84 | 21.99 | 38.61 | 41.48 | 41.24 | 10.98
3415 | 143 | 5 | 12.66 | 24.84 | 28.78 | 38.61 | 41.48 | 41.24 | 10.58
3416 | 143 | 5 | 12.66 | 24.84 | 28.73 | 39 | 41.48 | 41.24 | 0.1
3417 | 143 | 5 | 12.66 | 24.84 | 15.28 | 39 | 41.48 | 35.72 | 0.1
3418 | 143 | 5 | 12.66 | 24.84 | 15.28 | 39 | 41.48 | 34.89 | 0.1
3419 | 143 | 5 | 12.66 | 24.84 | 10.23 | 39.93 | 41.48 | 34.89 | 0.1
3420 | 143 | 5 | 12.66 | 24.84 | 10.23 | 39 | 41.48 | 34.89 | 0.1
3421 | 143 | 5 | 12.29 | 24.84 | 15.28 | 38.23 | 41.06 | 34.89 | 0.1
3422 | 143 | 5 | 12.29 | 24.84 | 10.23 | 35.94 | 41.06 | 34.89 | 0.1
3423 | 143 | 5 | 12.29 | 24.84 | 10.23 | 35.94 | 41.06 | 34.89 | 0.1
3424 | 143 | 5 | 12.29 | 24.84 | 10.23 | 35.94 | 41.06 | 34.89 | 0.1
3425 | 143 | 5 | 12.29 | 24.84 | 11.2 | 35.94 | 41.06 | 34.89 | 0.1
3426 | 143 | 5 | 12.29 | 24.84 | 15.28 | 38.23 | 41.48 | 35.13 | 10.58
3427 | 143 | 5 | 13.03 | 24.84 | 16.43 | 42.29 | 41.48 | 36.62 | 10.87
3428 | 143 | 5 | 13.43 | 24.84 | 28.71 | 42.29 | 41.48 | 37.98 | 11.48
3429 | 143 | 5 | 13.64 | 24.84 | 28.73 | 42.29 | 45.18 | 48.86 | 17
3430 | 143 | 5 | 13.64 | 24.84 | 28.73 | 43.56 | 45.55 | 48.86 | 17.19
3431 | 143 | 5 | 13.04 | 24.84 | 28.71 | 42.29 | 45.18 | 48.86 | 17.19
3432 | 143 | 5 | 12.66 | 24.84 | 28.71 | 42.29 | 41.48 | 44.02 | 17.19
3433 | 144 | 5 | 12.66 | 24.84 | 22.57 | 42.29 | 45.55 | 53.71 | 17.19
3434 | 144 | 5 | 12.66 | 24.84 | 22.57 | 42.29 | 45.55 | 53.71 | 17.19
3435 | 144 | 5 | 12.66 | 24.84 | 22.57 | 42.29 | 45.55 | 53.71 | 17
3436 | 144 | 5 | 13.04 | 24.84 | 22.57 | 42.29 | 45.55 | 53.71 | 17
3437 | 144 | 5 | 13.64 | 24.84 | 20 | 46.98 | 52.62 | 54.25 | 17
3438 | 144 | 5 | 17.72 | 25.59 | 20 | 47.85 | 59.61 | 63.19 | 11.48
3439 | 144 | 5 | 17.94 | 25.74 | 28.73 | 52.2 | 65.14 | 603.31 | 11.48
3440 | 144 | 5 | 18.16 | 25.74 | 28.73 | 52.2 | 558.49 | 603.31 | 10.87
3441 | 144 | 5 | 17.94 | 25.74 | 28.73 | 50.35 | 63.24 | 88.08 | 10.58
3442 | 144 | 5 | 17.94 | 25.74 | 26.03 | 47.85 | 61.4 | 63.19 | 0.1
3443 | 144 | 5 | 17.94 | 25.59 | 21.24 | 47.85 | 59.61 | 53.71 | 0.1
3444 | 144 | 5 | 15.24 | 24.99 | 15.28 | 47.45 | 53.15 | 53.71 | 0.1
3445 | 144 | 5 | 15.24 | 24.99 | 10.23 | 46.98 | 53.15 | 53.71 | 0.1
3446 | 144 | 5 | 15.24 | 24.99 | 15.28 | 46.98 | 53.15 | 53.71 | 0.1
3447 | 144 | 5 | 15.24 | 24.99 | 27 | 46.98 | 53.15 | 53.71 | 0.1
3448 | 144 | 5 | 15.24 | 24.99 | 28.73 | 47.45 | 53.15 | 53.71 | 0.1
3449 | 144 | 5 | 17.94 | 25.59 | 28.73 | 47.46 | 59.61 | 53.71 | 0.1
3450 | 144 | 5 | 17.94 | 25.74 | 28.73 | 52.2 | 62.53 | 53.71 | 0.1
3451 | 144 | 5 | 17.94 | 25.74 | 28.73 | 52.2 | 62.53 | 63.19 | 10.87
3452 | 144 | 5 | 17.94 | 25.74 | 28.73 | 52.2 | 62.53 | 63.19 | 16.8
3453 | 144 | 5 | 17.94 | 25.74 | 28.73 | 52.2 | 62.53 | 63.19 | 16.8
3454 | 144 | 5 | 17.94 | 25.74 | 28.73 | 47.85 | 59.61 | 63.19 | 16.8
3455 | 144 | 5 | 17.72 | 25.59 | 28.73 | 47.85 | 56.19 | 62.67 | 16.8
3456 | 144 | 5 | 13.83 | 24.84 | 28.73 | 46.98 | 53.15 | 53.71 | 16.8
3457 | 145 | 5 | 13.56 | 24.84 | 30.5 | 46.98 | 53.15 | 53.71 | 16.8
3458 | 145 | 5 | 13.43 | 24.84 | 30.12 | 46.98 | 53.15 | 53.71 | 16.8
3459 | 145 | 5 | 13.43 | 24.84 | 27.34 | 46.98 | 53.15 | 53.71 | 16.8
3460 | 145 | 5 | 13.64 | 24.84 | 20 | 46.98 | 53.15 | 53.71 | 16.8
3461 | 145 | 5 | 13.83 | 24.84 | 20 | 46.98 | 53.15 | 53.81 | 16.8
3462 | 145 | 5 | 16.78 | 25.59 | 20 | 47.85 | 59.61 | 63.19 | 11.48
3463 | 145 | 5 | 17.94 | 25.74 | 20 | 52.2 | 65.14 | 603.31 | 14.5
3464 | 145 | 5 | 18.16 | 25.74 | 19.98 | 53.77 | 575.24 | 603.31 | 10.81
3465 | 145 | 5 | 17.94 | 25.74 | 22.57 | 52.2 | 558.49 | 603.31 | 10.87
3466 | 145 | 5 | 17.94 | 25.74 | 22.57 | 47.85 | 65.14 | 63.19 | 10.58
3467 | 145 | 5 | 16.78 | 25.59 | 15.86 | 47.85 | 62.53 | 53.81 | 0.1
3468 | 145 | 5 | 14.25 | 24.99 | 19.98 | 47.46 | 52.62 | 53.27 | 0.1
3469 | 145 | 5 | 13.83 | 24.99 | 15.28 | 47.45 | 52.62 | 53.27 | 0.1
3470 | 145 | 5 | 13.83 | 24.99 | 11.2 | 46.98 | 45.63 | 53.27 | 0.1
3471 | 145 | 5 | 13.83 | 24.99 | 15.28 | 46.98 | 45.63 | 53.27 | 0.1
3472 | 145 | 5 | 13.83 | 24.99 | 15.28 | 46.98 | 45.63 | 53.27 | 0.1
3473 | 145 | 5 | 13.83 | 24.99 | 15.28 | 47.45 | 52.62 | 53.27 | 10.58
3474 | 145 | 5 | 14.52 | 24.99 | 15.28 | 47.46 | 52.62 | 53.71 | 10.58
3475 | 145 | 5 | 16.27 | 25.74 | 26.96 | 47.46 | 53.15 | 53.71 | 10.58
3476 | 145 | 5 | 16.27 | 25.74 | 30.5 | 47.46 | 53.69 | 62.67 | 16.56
3477 | 145 | 5 | 16.27 | 25.74 | 30.5 | 47.85 | 53.69 | 62.67 | 16.56
3478 | 145 | 5 | 16.78 | 25.74 | 30.5 | 47.85 | 53.69 | 62.67 | 16.56
3479 | 145 | 5 | 16.27 | 25.29 | 30.5 | 47.85 | 53.15 | 62.67 | 16.56
3480 | 145 | 5 | 13.83 | 24.84 | 29.07 | 46.98 | 53.15 | 62.67 | 13.13
3481 | 146 | 5 | 13.83 | 24.84 | 28.78 | 43.56 | 45.18 | 53.27 | 13.13
3482 | 146 | 5 | 13.04 | 24.84 | 28.78 | 43.56 | 45.18 | 53.27 | 16.56
3483 | 146 | 5 | 13.04 | 24.84 | 28.78 | 43.56 | 45.18 | 53.27 | 16.56
3484 | 146 | 5 | 13.04 | 24.84 | 28.78 | 43.56 | 45.18 | 53.27 | 16.26
3485 | 146 | 5 | 13.83 | 24.84 | 28.78 | 43.56 | 45.18 | 53.27 | 11.48
3486 | 146 | 5 | 16.27 | 25.59 | 28.78 | 47.85 | 53.15 | 62.67 | 10.58
3487 | 146 | 5 | 17.94 | 25.74 | 30.5 | 50.35 | 57.88 | 64.14 | 10.58
3488 | 146 | 5 | 17.94 | 25.74 | 28.78 | 50.35 | 57.88 | 64.14 | 10.58
3489 | 146 | 5 | 17.94 | 25.74 | 28.83 | 47.85 | 53.15 | 62.67 | 10.58
3490 | 146 | 5 | 16.27 | 25.59 | 28.73 | 47.85 | 53.15 | 53.71 | 10.58
3491 | 146 | 5 | 16.27 | 25.59 | 28.73 | 47.85 | 53.15 | 53.71 | 10.58
3492 | 146 | 5 | 13.83 | 24.84 | 28.73 | 43.99 | 45.55 | 52.74 | 10.58
3493 | 146 | 5 | 13.83 | 24.84 | 28.73 | 43.56 | 45.18 | 52.74 | 0.1
3494 | 146 | 5 | 13.83 | 24.84 | 28.73 | 43.56 | 44.73 | 48.86 | 0.1
3495 | 146 | 5 | 13.83 | 24.84 | 28.73 | 43.56 | 44.73 | 48.86 | 10.58
3496 | 146 | 5 | 13.83 | 24.84 | 28.73 | 43.56 | 44.73 | 48.86 | 10.58
3497 | 146 | 5 | 13.83 | 24.84 | 22.85 | 43.56 | 45.1 | 52.74 | 10.58
3498 | 146 | 5 | 13.83 | 24.84 | 29.99 | 43.56 | 45.1 | 53.27 | 10.58
3499 | 146 | 5 | 16.27 | 25.29 | 28.73 | 44.69 | 45.55 | 53.27 | 10.58
3500 | 146 | 5 | 16.27 | 25.74 | 28.73 | 46.21 | 45.55 | 53.71 | 16.02
3501 | 146 | 5 | 16.27 | 25.74 | 28.73 | 46.21 | 45.55 | 56.52 | 16.02
3502 | 146 | 5 | 17.94 | 25.74 | 28.73 | 47.85 | 47.93 | 57.49 | 16.02
3503 | 146 | 5 | 17.72 | 25.29 | 28.73 | 44.86 | 47.45 | 55.95 | 16.02
3504 | 146 | 5 | 16.27 | 24.84 | 28.73 | 43.99 | 45.55 | 53.71 | 16.02
3505 | 147 | 5 | 13.04 | 24.84 | 28.73 | 38.13 | 41.48 | 48.04 | 15.27
3506 | 147 | 5 | 13.04 | 24.84 | 28.73 | 37.98 | 41.48 | 48.04 | 15.27
3507 | 147 | 5 | 13.04 | 24.84 | 28.73 | 37.98 | 41.48 | 48.04 | 11.48
3508 | 147 | 5 | 13.04 | 24.84 | 28.73 | 37.98 | 41.48 | 45.28 | 10.58
3509 | 147 | 5 | 13.04 | 24.84 | 28.73 | 37.98 | 41.48 | 48.04 | 10.58
3510 | 147 | 5 | 15.34 | 24.84 | 28.73 | 38.13 | 41.9 | 48.52 | 10.58
3511 | 147 | 5 | 15.34 | 24.84 | 28.82 | 44.69 | 43.15 | 50.33 | 10.58
3512 | 147 | 5 | 15.34 | 24.84 | 28.78 | 44.69 | 42.79 | 50.33 | 10.58
3513 | 147 | 5 | 13.04 | 24.84 | 28.73 | 41.05 | 42.79 | 50.19 | 10.58
3514 | 147 | 5 | 12.83 | 24.84 | 28.73 | 39.77 | 42.61 | 44.77 | 10.58
3515 | 147 | 5 | 12.49 | 24.84 | 20.03 | 38.52 | 42.61 | 42.66 | 10.58
3516 | 147 | 5 | 12.49 | 24.84 | 22.57 | 35.94 | 41.48 | 42.24 | 10.58
3517 | 147 | 5 | 12.49 | 24.84 | 15.28 | 35.94 | 41.48 | 40.21 | 10.58
3518 | 147 | 5 | 11.41 | 24.12 | 20.03 | 35.94 | 41.48 | 40.21 | 10.58
3519 | 147 | 5 | 11.41 | 24.12 | 20.03 | 35.94 | 40.27 | 40.21 | 10.58
3520 | 147 | 5 | 12.29 | 24.84 | 22.57 | 35.94 | 41.48 | 40.62 | 10.58
3521 | 147 | 5 | 12.29 | 24.84 | 22.57 | 38.61 | 42.61 | 42.24 | 10.58
3522 | 147 | 5 | 12.46 | 24.84 | 28.71 | 42.29 | 42.79 | 44.77 | 10.58
3523 | 147 | 5 | 12.85 | 24.84 | 29.07 | 42.29 | 42.79 | 48.86 | 11.48
3524 | 147 | 5 | 12.9 | 24.84 | 30.5 | 42.29 | 42.79 | 48.86 | 11.48
3525 | 147 | 5 | 12.9 | 24.84 | 30.5 | 42.29 | 42.79 | 50.13 | 10.58
3526 | 147 | 5 | 13.43 | 24.84 | 30.5 | 42.29 | 45.18 | 53.27 | 10.58
3527 | 147 | 5 | 13.03 | 24.84 | 30.5 | 42.29 | 42.61 | 48.86 | 10.58
3528 | 147 | 5 | 12.29 | 24.84 | 30.5 | 37.6 | 40.68 | 47.44 | 0.02
3529 | 148 | 5 | 11.63 | 24.73 | 30.5 | 32.43 | 36.85 | 39.06 | 0.1
3530 | 148 | 5 | 11.41 | 23.41 | 30.5 | 32.43 | 36.85 | 38.67 | 0.45
3531 | 148 | 5 | 11.41 | 23.41 | 29.45 | 31.11 | 36.85 | 38.67 | 0.45
3532 | 148 | 5 | 11.41 | 23.41 | 29.45 | 31.11 | 36.85 | 38.67 | 10.58
3533 | 148 | 5 | 11.41 | 23.41 | 30.12 | 31.86 | 36.85 | 38.67 | 1.94
3534 | 148 | 5 | 11.41 | 24 | 28.78 | 32.43 | 37.28 | 43.96 | 0.1
3535 | 148 | 5 | 12.49 | 24.84 | 28.78 | 35.1 | 42.61 | 46.06 | 0.1
3536 | 148 | 5 | 12.66 | 24.84 | 28.78 | 38.15 | 42.61 | 47.44 | 10.58
3537 | 148 | 5 | 12.66 | 24.84 | 28.78 | 38.15 | 41.48 | 45.28 | 10.58
3538 | 148 | 5 | 12.49 | 24.84 | 28.78 | 37.02 | 40.16 | 39.06 | 6.04
3539 | 148 | 5 | 12.49 | 24.84 | 28.73 | 35.25 | 39.55 | 38.67 | 10.58
3540 | 148 | 5 | 12.49 | 24.11 | 26.08 | 32.79 | 38.02 | 38.67 | 10.58
3541 | 148 | 5 | 11.63 | 24.84 | 27.86 | 32.43 | 36.91 | 38.67 | 10.58
3542 | 148 | 5 | 11.63 | 24.84 | 24.28 | 32.43 | 36.85 | 35.72 | 10.58
3543 | 148 | 5 | 12.29 | 24.84 | 27.86 | 32.43 | 36.85 | 37.55 | 10.58
3544 | 148 | 5 | 12.29 | 24.84 | 25.86 | 32.76 | 37.22 | 38.67 | 10.58
3545 | 148 | 5 | 13.04 | 24.84 | 27.05 | 35.94 | 39.55 | 39.06 | 10.58
3546 | 148 | 5 | 13.04 | 24.84 | 30.5 | 39.77 | 41.48 | 45.35 | 10.58
3547 | 148 | 5 | 13.04 | 24.84 | 30.5 | 42.29 | 43.35 | 49.53 | 15.27
3548 | 148 | 5 | 13.43 | 24.84 | 30.5 | 42.29 | 43.35 | 50.19 | 11.48
3549 | 148 | 5 | 13.43 | 24.99 | 30.5 | 42.29 | 44.73 | 53.27 | 11.48
3550 | 148 | 5 | 13.43 | 25.29 | 30.5 | 43.56 | 44.65 | 54.32 | 10.58
3551 | 148 | 5 | 13.43 | 24.84 | 30.5 | 42.29 | 43.35 | 50.19 | 10.58
3552 | 148 | 5 | 13.04 | 24.84 | 30.5 | 42.29 | 41.48 | 49.53 | 10.58
3553 | 149 | 5 | 13.04 | 24.84 | 29.07 | 38.61 | 40.27 | 48.2 | 14.5
3554 | 149 | 5 | 13.04 | 24.84 | 28.78 | 35.94 | 40.27 | 45.28 | 14.5
3555 | 149 | 5 | 12.66 | 24.84 | 28.73 | 35.94 | 38.79 | 45.28 | 14.5
3556 | 149 | 5 | 12.66 | 24.84 | 28.73 | 35.94 | 38.79 | 45.28 | 11.48
3557 | 149 | 5 | 12.66 | 24.84 | 28.73 | 30.93 | 34.23 | 45.74 | 11.48
3558 | 149 | 5 | 12.66 | 24.84 | 28.73 | 31.84 | 40.27 | 46.17 | 11.48
3559 | 149 | 5 | 12.66 | 24.84 | 20.03 | 31.84 | 40.27 | 42.66 | 10.58
3560 | 149 | 5 | 12.66 | 24.84 | 20.03 | 31.84 | 32.45 | 44.2 | 10.58
3561 | 149 | 5 | 12.29 | 24.84 | 11.2 | 31.84 | 32.45 | 37.57 | 10.58
3562 | 149 | 5 | 7.07 | 24 | 10.34 | 31.11 | 32.45 | 34.01 | 0.1
3563 | 149 | 5 | 7.07 | 23.84 | 10.34 | 31.11 | 30.62 | 33.67 | 0.1
3564 | 149 | 5 | 7.07 | 23.41 | 10.34 | 30.93 | 28.81 | 33.67 | 0.1
3565 | 149 | 5 | 7.07 | 22.73 | 8.06 | 30.57 | 28.6 | 33.67 | 0.1
3566 | 149 | 5 | 7.07 | 21.88 | 0.1 | 30.57 | 28.6 | 33.67 | 0.1
3567 | 149 | 5 | 7.07 | 21.88 | 10.34 | 30.57 | 28.6 | 33.67 | 0.1
3568 | 149 | 5 | 7.07 | 22.07 | 10.34 | 30.57 | 28.6 | 33.67 | 0.1
3569 | 149 | 5 | 7.07 | 23.31 | 10.34 | 30.57 | 28.6 | 33.67 | 0.1
3570 | 149 | 5 | 7.07 | 23.59 | 15.28 | 30.57 | 28.6 | 33.67 | 0.1
3571 | 149 | 5 | 7.07 | 23.84 | 28.69 | 30.91 | 29.28 | 33.67 | 0.1
3572 | 149 | 5 | 7.07 | 24 | 28.78 | 30.95 | 29.46 | 33.67 | 0.1
3573 | 149 | 5 | 7.07 | 24.56 | 28.78 | 31.11 | 32.45 | 33.95 | 10.58
3574 | 149 | 5 | 7.07 | 24.12 | 28.78 | 31.11 | 32.45 | 38.88 | 10.58
3575 | 149 | 5 | 7.07 | 24 | 28.73 | 31.11 | 30.66 | 39.62 | 10.58
3576 | 149 | 5 | 7.07 | 24 | 28.73 | 30.88 | 30.34 | 34.68 | 10.58
3577 | 150 | 5 | 7.07 | 23.31 | 28.73 | 30.03 | 28.77 | 33.67 | 10.58
3578 | 150 | 5 | 7.07 | 22.87 | 27.86 | 30.03 | 28.6 | 33.67 | 10.58
3579 | 150 | 5 | 7.07 | 22.87 | 27.86 | 30.03 | 28.6 | 33.67 | 10.58
3580 | 150 | 5 | 7.07 | 21.98 | 27.86 | 30.03 | 28.6 | 33.67 | 10.58
3581 | 150 | 5 | 7.07 | 21.88 | 27.86 | 30.03 | 28.6 | 33.67 | 10.58
3582 | 150 | 5 | 7.07 | 22.07 | 28.69 | 30.03 | 28.6 | 33.67 | 10.58
3583 | 150 | 5 | 7.07 | 23.59 | 28.78 | 30.03 | 28.6 | 33.67 | 6.04
3584 | 150 | 5 | 7.07 | 23.59 | 28.73 | 30.03 | 28.6 | 33.67 | 0.1
3585 | 150 | 5 | 7.07 | 23.84 | 28.73 | 30.03 | 28.6 | 33.67 | 0.1
3586 | 150 | 5 | 7.07 | 23.84 | 15.28 | 30.03 | 28.6 | 33.67 | 0.1
3587 | 150 | 5 | 7.07 | 23.84 | 11.2 | 30.03 | 28.6 | 33.67 | 0.1
3588 | 150 | 5 | 7.07 | 23.84 | 11.2 | 30.03 | 28.6 | 33.67 | 0.1
3589 | 150 | 5 | 7.07 | 23.84 | 10.23 | 30.03 | 28.6 | 33.67 | 0.1
3590 | 150 | 5 | 7.07 | 23.84 | 11.2 | 30.03 | 28.6 | 33.67 | 0.1
3591 | 150 | 5 | 7.07 | 23.84 | 15.28 | 30.03 | 28.6 | 33.67 | 0.1
3592 | 150 | 5 | 7.07 | 24 | 22.9 | 30.03 | 28.6 | 33.67 | 0.1
3593 | 150 | 5 | 11.63 | 24.84 | 22.9 | 30.2 | 29.46 | 33.67 | 10.58
3594 | 150 | 5 | 12.66 | 24.84 | 28.78 | 31.84 | 32.45 | 35.13 | 10.58
3595 | 150 | 5 | 12.66 | 24.84 | 28.78 | 35.94 | 38.4 | 43.96 | 15.27
3596 | 150 | 5 | 12.66 | 24.84 | 28.78 | 35.94 | 41.48 | 44.2 | 15.27
3597 | 150 | 5 | 12.66 | 24.84 | 28.78 | 38.61 | 41.48 | 48.86 | 15.27
3598 | 150 | 5 | 12.66 | 24.84 | 28.78 | 38.61 | 41.48 | 48.86 | 10.58
3599 | 150 | 5 | 12.66 | 24.84 | 28.78 | 35.94 | 40.16 | 47.63 | 10.58
3600 | 150 | 5 | 12.29 | 24.84 | 28.78 | 32.82 | 38.4 | 44.2 | 10.58
3601 | 151 | 5 | 11.85 | 24.84 | 28.73 | 33.47 | 38.71 | 44.2 | 10.58
3602 | 151 | 5 | 11.42 | 24.84 | 28.73 | 32.82 | 38.4 | 37.57 | 10.58
3603 | 151 | 5 | 11.42 | 23.41 | 28.73 | 32.82 | 38.4 | 36.05 | 10.58
3604 | 151 | 5 | 10.76 | 23.41 | 28.73 | 32.82 | 35.26 | 35.87 | 5.62
3605 | 151 | 5 | 10.76 | 23.41 | 28.73 | 32.82 | 38.71 | 37.57 | 0.1
3606 | 151 | 5 | 10.76 | 24.84 | 28.73 | 33.47 | 39.1 | 45.74 | 0.1
3607 | 151 | 5 | 12.11 | 24.84 | 28.73 | 39.77 | 42.61 | 51.2 | 0.1
3608 | 151 | 5 | 12.57 | 24.84 | 28.78 | 39.77 | 43.42 | 48.86 | 0.1
3609 | 151 | 5 | 12.53 | 24.84 | 28.78 | 39.77 | 43.35 | 44.6 | 0.1
3610 | 151 | 5 | 12.29 | 24.84 | 26.95 | 39.77 | 42.09 | 36.05 | 0.1
3611 | 151 | 5 | 10.98 | 24.84 | 20.03 | 39.77 | 40.93 | 35.72 | 0.1
3612 | 151 | 5 | 10.76 | 24.26 | 15.68 | 39.77 | 39.55 | 35.72 | 0.1
3613 | 151 | 5 | 7.28 | 23.84 | 15.28 | 33.8 | 39.1 | 35.72 | 0.1
3614 | 151 | 5 | 7.28 | 23.84 | 20.03 | 33.8 | 39.1 | 35.72 | 0.1
3615 | 151 | 5 | 7.07 | 23.84 | 20.03 | 33.8 | 39.1 | 35.72 | 0.1
3616 | 151 | 5 | 7.07 | 24.26 | 15.68 | 33.8 | 39.55 | 35.72 | 0.1
3617 | 151 | 5 | 10.76 | 24.56 | 28.78 | 33.8 | 40.16 | 35.72 | 0.1
3618 | 151 | 5 | 10.76 | 24.84 | 28.73 | 39.77 | 40.86 | 36.05 | 10.58
3619 | 151 | 5 | 11.63 | 24.84 | 28.73 | 39.77 | 42.09 | 47.37 | 0.1
3620 | 151 | 5 | 12.29 | 24.84 | 30.17 | 39.86 | 41.48 | 48.75 | 10.58
3621 | 151 | 5 | 12.29 | 24.84 | 30.5 | 39.86 | 41.93 | 49.89 | 0.46
3622 | 151 | 5 | 12.51 | 24.84 | 30.5 | 39.77 | 42.25 | 49.53 | 0.1
3623 | 151 | 5 | 11.42 | 24.84 | 30.5 | 35.94 | 40.16 | 47.11 | 10.58
3624 | 151 | 5 | 11.42 | 24.84 | 30.12 | 33.88 | 38.71 | 46.64 | 10.58
3625 | 152 | 6 | 10.76 | 23.59 | 28.78 | 33.88 | 40.16 | 48.86 | 10.58
3626 | 152 | 6 | 10.76 | 22.53 | 28.78 | 33.88 | 39.55 | 48.08 | 10.58
3627 | 152 | 6 | 10.76 | 23.59 | 28.78 | 34.9 | 39.55 | 48.86 | 10.58
3628 | 152 | 6 | 10.76 | 23.59 | 28.78 | 35.94 | 40.2 | 50.12 | 10.58
3629 | 152 | 6 | 11.42 | 24.84 | 28.78 | 41.22 | 42.76 | 50.12 | 10.58
3630 | 152 | 6 | 12.29 | 24.84 | 28.78 | 42.29 | 44.73 | 53.71 | 10.58
3631 | 152 | 6 | 13.83 | 25.59 | 28.87 | 46.98 | 45.55 | 54.87 | 10.58
3632 | 152 | 6 | 13.83 | 25.59 | 28.78 | 46.98 | 45.99 | 56.52 | 10.58
3633 | 152 | 6 | 13.83 | 25.59 | 28.75 | 46.98 | 45.99 | 54.87 | 10.58
3634 | 152 | 6 | 13.83 | 25.59 | 28.71 | 46.98 | 45.99 | 54.32 | 0.1
3635 | 152 | 6 | 13.83 | 25.59 | 28.73 | 46.98 | 45.99 | 53.27 | 0.1
3636 | 152 | 6 | 13.83 | 24.99 | 28.71 | 46.98 | 45.99 | 52.55 | 0.1
3637 | 152 | 6 | 13.29 | 24.99 | 28.73 | 43.56 | 45.99 | 50.63 | 10.58
3638 | 152 | 6 | 12.66 | 24.84 | 28.71 | 43.56 | 45.2 | 50.12 | 10.58
3639 | 152 | 6 | 12.49 | 24.84 | 27.86 | 43.56 | 44.49 | 50.12 | 4.32
3640 | 152 | 6 | 12.9 | 24.84 | 24.09 | 43.56 | 44.49 | 50.12 | 5.62
3641 | 152 | 6 | 13.69 | 24.84 | 28.73 | 43.56 | 44.49 | 50.63 | 7.35
3642 | 152 | 6 | 13.83 | 24.99 | 28.73 | 46.98 | 45.55 | 51.76 | 0.1
3643 | 152 | 6 | 13.83 | 24.84 | 30.5 | 46.98 | 45.55 | 53.27 | 0.1
3644 | 152 | 6 | 13.69 | 24.84 | 30.5 | 46.98 | 45.55 | 53.71 | 10.44
3645 | 152 | 6 | 13.69 | 24.84 | 30.5 | 46.98 | 45.55 | 54.32 | 10.58
3646 | 152 | 6 | 13.43 | 24.84 | 30.5 | 46.98 | 45.18 | 54.32 | 0.6
3647 | 152 | 6 | 12.34 | 24.84 | 30.5 | 42.71 | 45.18 | 53.71 | 0.1
3648 | 152 | 6 | 12.29 | 24.84 | 30.5 | 42.29 | 44.04 | 50.63 | 0.1
3649 | 153 | 6 | 7.07 | 23.41 | 30.5 | 31.11 | 30.34 | 34.68 | 0.1
3650 | 153 | 6 | 7.07 | 22.73 | 28.78 | 30.93 | 30.34 | 33.67 | 0.1
3651 | 153 | 6 | 7.07 | 22.73 | 28.73 | 30.93 | 30.02 | 33.67 | 0.1
3652 | 153 | 6 | 7.07 | 22.07 | 28.73 | 30.8 | 30.02 | 33.67 | 0.97
3653 | 153 | 6 | 7.07 | 22.07 | 28.73 | 30.93 | 29.46 | 33.67 | 0.97
3654 | 153 | 6 | 7.07 | 23.41 | 28.78 | 31.11 | 30.02 | 33.67 | 0.1
3655 | 153 | 6 | 7.07 | 24.26 | 30.5 | 32.79 | 35.31 | 33.67 | 10.58
3656 | 153 | 6 | 7.07 | 24.26 | 28.73 | 36.23 | 39.1 | 33.67 | 0.1
3657 | 153 | 6 | 7.07 | 24.84 | 28.73 | 35.94 | 37.28 | 33.67 | 0.1
3658 | 153 | 6 | 7.07 | 24.12 | 28.73 | 33.11 | 34.61 | 33.67 | 0.1
3659 | 153 | 6 | 7.07 | 24 | 15.28 | 30.93 | 31.51 | 33.67 | 0.1
3660 | 153 | 6 | 7.07 | 23.84 | 11.2 | 30.6 | 29.46 | 33.67 | 0.1
3661 | 153 | 6 | 7.07 | 23.84 | 10.23 | 30.03 | 29.46 | 33.67 | 0.1
3662 | 153 | 6 | 7.07 | 23.84 | 11.2 | 30.03 | 29.46 | 33.67 | 0.1
3663 | 153 | 6 | 7.07 | 23.84 | 15.28 | 30.03 | 29.46 | 33.67 | 0.1
3664 | 153 | 6 | 7.07 | 23.84 | 28.78 | 30.6 | 29.46 | 33.67 | 0.1
3665 | 153 | 6 | 7.07 | 23.84 | 28.73 | 30.91 | 29.46 | 33.67 | 0.1
3666 | 153 | 6 | 7.07 | 23.84 | 26.96 | 30.93 | 30.59 | 33.67 | 0.1
3667 | 153 | 6 | 7.07 | 23.59 | 30.5 | 32.89 | 33.65 | 33.67 | 0.1
3668 | 153 | 6 | 7.07 | 23.59 | 30.5 | 32.79 | 33.65 | 33.67 | 0.1
3669 | 153 | 6 | 7.07 | 23.59 | 30.5 | 30.93 | 32.67 | 33.67 | 0.1
3670 | 153 | 6 | 7.07 | 24.11 | 30.5 | 30.93 | 30.92 | 33.67 | 0.1
3671 | 153 | 6 | 7.07 | 23.59 | 30.5 | 30.03 | 29.46 | 33.67 | 0.1
3672 | 153 | 6 | 7.07 | 17.29 | 30.5 | 30.03 | 29.28 | 33.67 | 0.1
3673 | 154 | 6 | 7.07 | 16.78 | 28.78 | 30.03 | 29.14 | 33.67 | 0.1
3674 | 154 | 6 | 7.07 | 16.78 | 28.78 | 30.03 | 28.6 | 33.67 | 0.1
3675 | 154 | 6 | 7.07 | 17.29 | 28.78 | 30.03 | 29.28 | 33.67 | 0.1
3676 | 154 | 6 | 7.07 | 20.5 | 28.78 | 30.03 | 29.46 | 33.67 | 0.1
3677 | 154 | 6 | 7.07 | 21.88 | 28.78 | 31.11 | 33.49 | 33.67 | 0.1
3678 | 154 | 6 | 7.07 | 24.84 | 28.78 | 32.79 | 39.16 | 37.9 | 0.1
3679 | 154 | 6 | 13.04 | 24.84 | 29.45 | 42.29 | 44.06 | 45.33 | 0.1
3680 | 154 | 6 | 13.04 | 24.84 | 29.45 | 43.12 | 44.49 | 45.33 | 0.1
3681 | 154 | 6 | 13.04 | 24.84 | 28.73 | 42.46 | 42.37 | 42.45 | 0.1
3682 | 154 | 6 | 13.04 | 24.84 | 28.73 | 39.77 | 40.58 | 34.01 | 0.1
3683 | 154 | 6 | 13.04 | 24.84 | 28.73 | 37.02 | 39.55 | 34 | 0.1
3684 | 154 | 6 | 12.66 | 24.84 | 20 | 37.02 | 39.55 | 34 | 0.1
3685 | 154 | 6 | 12.66 | 24.84 | 15.68 | 36.65 | 39.55 | 34 | 0.1
3686 | 154 | 6 | 12.49 | 24.84 | 28.78 | 36.65 | 39.55 | 34 | 0.1
3687 | 154 | 6 | 12.49 | 24.84 | 28.78 | 36.65 | 39.55 | 34.25 | 0.1
3688 | 154 | 6 | 12.49 | 24.84 | 15.68 | 37.02 | 39.55 | 36.08 | 0.1
3689 | 154 | 6 | 13.04 | 24.84 | 25.86 | 44.69 | 43.59 | 44.68 | 0.21
3690 | 154 | 6 | 17.83 | 24.99 | 30.5 | 44.86 | 45.55 | 51.02 | 10.58
3691 | 154 | 6 | 17.83 | 25.29 | 30.5 | 44.86 | 45.55 | 53.71 | 10.58
3692 | 154 | 6 | 17.83 | 25.29 | 30.5 | 44.86 | 45.55 | 56.52 | 16.77
3693 | 154 | 6 | 17.94 | 25.74 | 30.5 | 46.21 | 45.55 | 56.52 | 17.19
3694 | 154 | 6 | 17.94 | 25.74 | 30.5 | 47.46 | 45.55 | 58.21 | 17.19
3695 | 154 | 6 | 17.83 | 25.74 | 30.5 | 44.86 | 45.55 | 56.52 | 17.19
3696 | 154 | 6 | 17.72 | 24.84 | 30.5 | 44.86 | 45.55 | 53.71 | 17.19
3697 | 155 | 6 | 15.15 | 24.84 | 30.12 | 43.56 | 45.18 | 53.71 | 17.19
3698 | 155 | 6 | 15.15 | 24.84 | 28.78 | 43.56 | 45.18 | 53.71 | 17.19
3699 | 155 | 6 | 13.83 | 24.84 | 28.78 | 43.56 | 45.18 | 53.71 | 17.19
3700 | 155 | 6 | 13.83 | 24.84 | 28.73 | 43.56 | 45.18 | 53.71 | 17.19
3701 | 155 | 6 | 15.15 | 24.84 | 28.73 | 43.56 | 45.18 | 53.71 | 17.19
3702 | 155 | 6 | 17.72 | 25.59 | 28.73 | 47.46 | 45.55 | 56.52 | 16.47
3703 | 155 | 6 | 17.94 | 25.74 | 28.73 | 47.85 | 59.61 | 66.06 | 17.19
3704 | 155 | 6 | 17.94 | 25.74 | 26.08 | 47.85 | 57.88 | 64.14 | 16.47
3705 | 155 | 6 | 17.94 | 25.74 | 15.28 | 47.85 | 56.19 | 56.52 | 11.1
3706 | 155 | 6 | 17.83 | 25.74 | 15.76 | 47.46 | 45.55 | 53.71 | 10.58
3707 | 155 | 6 | 17.83 | 25.74 | 15.28 | 46.21 | 45.55 | 50.63 | 10.58
3708 | 155 | 6 | 13.83 | 24.84 | 11.2 | 44.69 | 45.55 | 50.12 | 10.58
3709 | 155 | 6 | 13.04 | 24.84 | 0.1 | 43.56 | 45.18 | 48.86 | 10.58
3710 | 155 | 6 | 12.66 | 24.84 | 11.2 | 43.56 | 45.18 | 47.31 | 10.58
3711 | 155 | 6 | 12.66 | 24.84 | 0.1 | 42.29 | 45.18 | 46.64 | 10.58
3712 | 155 | 6 | 12.66 | 24.84 | 10.23 | 42.29 | 45.18 | 47.31 | 10.58
3713 | 155 | 6 | 13.04 | 24.84 | 15.28 | 43.56 | 45.18 | 50.12 | 10.58
3714 | 155 | 6 | 14.52 | 24.99 | 20 | 44.69 | 45.55 | 50.63 | 10.58
3715 | 155 | 6 | 14.52 | 24.99 | 28.73 | 47.46 | 45.55 | 52.55 | 10.58
3716 | 155 | 6 | 14.52 | 24.99 | 28.73 | 47.46 | 45.55 | 53.27 | 0.1
3717 | 155 | 6 | 14.25 | 24.99 | 28.73 | 46.98 | 45.55 | 53.71 | 0.1
3718 | 155 | 6 | 13.83 | 24.99 | 28.73 | 44.69 | 45.18 | 54.87 | 0.1
3719 | 155 | 6 | 13.43 | 24.84 | 28.73 | 43.56 | 45.18 | 53.71 | 0.1
3720 | 155 | 6 | 12.66 | 24.84 | 28.73 | 42.29 | 45.18 | 51.14 | 0.1
3721 | 156 | 6 | 12.66 | 24.84 | 28.73 | 31.84 | 37.78 | 46.42 | 4.32
3722 | 156 | 6 | 12.29 | 24.84 | 28.73 | 31.84 | 35.61 | 37.27 | 0.1
3723 | 156 | 6 | 12.29 | 24.84 | 28.73 | 31.11 | 35.26 | 35.87 | 0.1
3724 | 156 | 6 | 12.29 | 24.84 | 28.73 | 31.11 | 35.26 | 35.72 | 0.1
3725 | 156 | 6 | 12.29 | 24.84 | 28.73 | 31.11 | 35.26 | 35.72 | 0.1
3726 | 156 | 6 | 12.29 | 24.84 | 28.73 | 31.11 | 35.26 | 35.87 | 0.1
3727 | 156 | 6 | 12.29 | 24.84 | 20 | 31.84 | 40.27 | 37.57 | 10.58
3728 | 156 | 6 | 13.03 | 24.84 | 20 | 36.6 | 40.27 | 37.57 | 10.58
3729 | 156 | 6 | 13.04 | 24.84 | 11.2 | 35.94 | 40.27 | 37.57 | 10.58
3730 | 156 | 6 | 12.66 | 24.84 | 11.2 | 35.94 | 38.4 | 35.87 | 10.58
3731 | 156 | 6 | 12.66 | 24.84 | 10.34 | 35.94 | 38.4 | 35.72 | 0.1
3732 | 156 | 6 | 12.29 | 24.84 | 10.34 | 32.79 | 38.4 | 35.72 | 0.1
3733 | 156 | 6 | 11.63 | 24.84 | 10.34 | 31.11 | 35.26 | 35.51 | 10.58
3734 | 156 | 6 | 11.08 | 24 | 10.34 | 31.11 | 35.26 | 35.51 | 10.58
3735 | 156 | 6 | 11.08 | 23.84 | 10.34 | 31.11 | 35.26 | 35.51 | 10.58
3736 | 156 | 6 | 11.08 | 24 | 10.34 | 31.11 | 35.26 | 35.51 | 10.58
3737 | 156 | 6 | 11.63 | 24.84 | 13.59 | 31.11 | 35.26 | 35.51 | 0.1
3738 | 156 | 6 | 12.29 | 24.84 | 20 | 36.6 | 40.27 | 35.72 | 0.1
3739 | 156 | 6 | 13.04 | 24.84 | 30.5 | 36.6 | 41.48 | 41.78 | 10.58
3740 | 156 | 6 | 13.04 | 24.84 | 30.5 | 41.22 | 41.48 | 45.28 | 10.58
3741 | 156 | 6 | 13.04 | 24.84 | 30.5 | 36.6 | 41.48 | 45.25 | 10.58
3742 | 156 | 6 | 13.04 | 24.84 | 28.78 | 36.6 | 40.74 | 45.28 | 10.58
3743 | 156 | 6 | 12.29 | 24.84 | 28.73 | 34.9 | 38.02 | 41.78 | 10.58
3744 | 156 | 6 | 10.61 | 24.84 | 28.73 | 31.11 | 35.26 | 40.8 | 0.1
3745 | 157 | 6 | 7.07 | 21.88 | 29.45 | 30.91 | 30.34 | 34.25 | 0.1
3746 | 157 | 6 | 7.07 | 21.88 | 28.78 | 30.2 | 30.34 | 34.01 | 1.94
3747 | 157 | 6 | 7.07 | 22.73 | 28.73 | 30.2 | 30.34 | 33.87 | 0.1
3748 | 157 | 6 | 7.07 | 22.73 | 28.78 | 30.2 | 30.34 | 33.87 | 1.94
3749 | 157 | 6 | 7.07 | 23.41 | 28.78 | 30.2 | 30.34 | 34.01 | 10.58
3750 | 157 | 6 | 7.07 | 23.41 | 29.07 | 30.2 | 30.34 | 34.25 | 10.58
3751 | 157 | 6 | 7.07 | 23.59 | 30.5 | 30.51 | 30.34 | 34.89 | 10.58
3752 | 157 | 6 | 7.07 | 23.59 | 30.5 | 30.93 | 30.34 | 34.89 | 0.1
3753 | 157 | 6 | 7.07 | 23.59 | 28.87 | 30.93 | 30.34 | 34.89 | 0.1
3754 | 157 | 6 | 7.07 | 23.59 | 28.78 | 30.91 | 30.34 | 33.67 | 0.1
3755 | 157 | 6 | 7.07 | 23.41 | 28.78 | 30.91 | 30.34 | 33.67 | 0.1
3756 | 157 | 6 | 7.07 | 22.07 | 28.78 | 30.62 | 30.04 | 33.67 | 0.1
3757 | 157 | 6 | 7.07 | 21.88 | 28.78 | 30.2 | 29.63 | 33.67 | 0.1
3758 | 157 | 6 | 7.07 | 17.63 | 28.78 | 30.03 | 29.46 | 33.67 | 0.1
3759 | 157 | 6 | 7.07 | 16.62 | 28.78 | 30.03 | 29.46 | 33.67 | 0.1
3760 | 157 | 6 | 7.07 | 21.24 | 28.78 | 30.2 | 29.63 | 33.67 | 0.1
3761 | 157 | 6 | 7.07 | 22.73 | 28.78 | 30.2 | 30.04 | 33.67 | 0.1
3762 | 157 | 6 | 7.07 | 23.59 | 37.12 | 30.91 | 30.34 | 33.67 | 0.1
3763 | 157 | 6 | 7.07 | 24 | 37.12 | 30.93 | 30.59 | 34.25 | 0.1
3764 | 157 | 6 | 12.29 | 24.84 | 37.12 | 30.93 | 30.59 | 34.68 | 0.1
3765 | 157 | 6 | 12.29 | 24.84 | 37.12 | 31.84 | 32.8 | 44.2 | 10.58
3766 | 157 | 6 | 12.66 | 24.84 | 37.12 | 32.43 | 40.16 | 47.44 | 10.58
3767 | 157 | 6 | 12.29 | 24.84 | 37.12 | 31.11 | 35.64 | 46.64 | 5.62
3768 | 157 | 6 | 11.63 | 24.84 | 37.12 | 30.93 | 34.14 | 40.32 | 10.58
3769 | 158 | 6 | 11.63 | 24.84 | 37.12 | 31.11 | 40.27 | 42.1 | 10.58
3770 | 158 | 6 | 11.63 | 24.84 | 37.12 | 35.94 | 40.27 | 42.1 | 10.58
3771 | 158 | 6 | 11.63 | 24.84 | 30.5 | 38.61 | 40.27 | 42.1 | 10.69
3772 | 158 | 6 | 12.29 | 24.84 | 30.5 | 41.86 | 42.61 | 42.1 | 10.69
3773 | 158 | 6 | 12.29 | 24.84 | 30.5 | 42.29 | 42.61 | 42.53 | 10.58
3774 | 158 | 6 | 13.64 | 24.84 | 30.5 | 43.56 | 45.18 | 49.53 | 10.58
3775 | 158 | 6 | 13.83 | 25.59 | 30.5 | 46.98 | 45.18 | 53.27 | 10.58
3776 | 158 | 6 | 13.83 | 25.59 | 30.12 | 46.98 | 45.18 | 53.71 | 10.58
3777 | 158 | 6 | 13.83 | 24.88 | 28.73 | 46.98 | 45.18 | 51.02 | 10.58
3778 | 158 | 6 | 13.43 | 24.84 | 28.73 | 43.56 | 45.18 | 49.53 | 10.58
3779 | 158 | 6 | 12.53 | 24.84 | 28.73 | 43.56 | 44.49 | 42.53 | 10.58
3780 | 158 | 6 | 12.29 | 24.84 | 22.57 | 42.17 | 44.49 | 42.1 | 10.58
3781 | 158 | 6 | 12.29 | 24.84 | 15.78 | 41.86 | 44.49 | 42.1 | 10.58
3782 | 158 | 6 | 12.29 | 24.84 | 28.73 | 41.86 | 42.79 | 42.1 | 10.58
3783 | 158 | 6 | 12.29 | 24.84 | 15.78 | 42.29 | 42.61 | 42.1 | 0.1
3784 | 158 | 6 | 13.03 | 24.84 | 28.73 | 43.56 | 42.61 | 42.1 | 0.1
3785 | 158 | 6 | 13.64 | 24.84 | 17.93 | 43.56 | 45.18 | 42.1 | 0.1
3786 | 158 | 6 | 13.83 | 24.88 | 17.93 | 46.98 | 45.18 | 50.19 | 10.58
3787 | 158 | 6 | 13.83 | 24.99 | 37.12 | 46.98 | 45.18 | 51.64 | 11.48
3788 | 158 | 6 | 13.83 | 25.74 | 37.12 | 46.98 | 45.18 | 51.76 | 16.89
3789 | 158 | 6 | 13.83 | 25.74 | 37.12 | 46.98 | 45.18 | 51.76 | 17.3
3790 | 158 | 6 | 13.83 | 25.29 | 28.73 | 46.98 | 45.18 | 53.71 | 17
3791 | 158 | 6 | 13.83 | 24.84 | 28.73 | 43.56 | 45.18 | 52.55 | 17
3792 | 158 | 6 | 13.04 | 24.84 | 28.73 | 42.29 | 44.49 | 51.76 | 17
3793 | 159 | 6 | 12.66 | 24.84 | 28.73 | 42.29 | 41.48 | 48.86 | 16.91
3794 | 159 | 6 | 12.66 | 24.84 | 28.73 | 40.17 | 41.48 | 48.86 | 16.91
3795 | 159 | 6 | 12.66 | 24.84 | 25.86 | 40.17 | 41.48 | 48.86 | 16.89
3796 | 159 | 6 | 12.66 | 24.84 | 22.86 | 40.17 | 41.48 | 44 | 16.89
3797 | 159 | 6 | 12.29 | 24.84 | 28.73 | 40.17 | 40.86 | 44 | 16.26
3798 | 159 | 6 | 13.43 | 24.84 | 28.73 | 43.56 | 42.09 | 49.03 | 16.02
3799 | 159 | 6 | 13.83 | 24.99 | 28.73 | 46.98 | 45.18 | 53.27 | 10.58
3800 | 159 | 6 | 13.83 | 24.99 | 28.73 | 46.98 | 45.18 | 51.76 | 10.58
3801 | 159 | 6 | 13.04 | 24.99 | 15.76 | 43.56 | 43.35 | 51.02 | 10.58
3802 | 159 | 6 | 12.85 | 24.84 | 15.76 | 41.38 | 41.48 | 36.87 | 10.58
3803 | 159 | 6 | 7.07 | 24.84 | 15.76 | 41.38 | 40.86 | 34.25 | 0.1
3804 | 159 | 6 | 7.07 | 24.84 | 15.76 | 39.77 | 40.86 | 33.9 | 0.1
3805 | 159 | 6 | 7.07 | 24.56 | 15.28 | 39.77 | 40.33 | 33.67 | 0.97
3806 | 159 | 6 | 7.07 | 24.26 | 11.2 | 39.77 | 40.33 | 33.67 | 0.1
3807 | 159 | 6 | 7.07 | 24.26 | 15.28 | 39.77 | 40.16 | 33.67 | 0.1
3808 | 159 | 6 | 7.07 | 24.84 | 15.76 | 39.77 | 40.45 | 33.67 | 0.1
3809 | 159 | 6 | 7.07 | 24.84 | 15.8 | 39.77 | 40.86 | 33.67 | 10.58
3810 | 159 | 6 | 7.07 | 24.84 | 28.73 | 41.38 | 40.86 | 33.9 | 10.58
3811 | 159 | 6 | 7.07 | 24.84 | 28.78 | 40.96 | 40.86 | 35.44 | 10.58
3812 | 159 | 6 | 7.07 | 24.84 | 30.8 | 40.17 | 40.86 | 35.8 | 10.58
3813 | 159 | 6 | 7.07 | 24.84 | 34.99 | 40.17 | 40.86 | 38.69 | 10.58
3814 | 159 | 6 | 8.31 | 24.84 | 34.99 | 42.29 | 40.86 | 39.62 | 10.58
3815 | 159 | 6 | 8.31 | 24.84 | 34.99 | 40.17 | 40.45 | 35.8 | 10.58
3816 | 159 | 6 | 7.07 | 24.12 | 30.12 | 34.82 | 34.73 | 36.5 | 10.58
3817 | 160 | 6 | 7.07 | 23.59 | 28.78 | 33.8 | 34.73 | 34.68 | 10.58
3818 | 160 | 6 | 7.07 | 24 | 28.78 | 33.8 | 34.73 | 34.68 | 10.58
3819 | 160 | 6 | 7.07 | 24 | 28.78 | 33.8 | 34.73 | 34.68 | 10.58
3820 | 160 | 6 | 7.07 | 24 | 28.73 | 33.8 | 34.73 | 34.68 | 10.58
3821 | 160 | 6 | 7.07 | 24 | 28.73 | 33.8 | 34.73 | 34.68 | 10.58
3822 | 160 | 6 | 8.31 | 24.84 | 28.73 | 34.82 | 34.73 | 35.44 | 10.58
3823 | 160 | 6 | 8.31 | 24.84 | 28.73 | 39.77 | 40.86 | 39.62 | 10.58
3824 | 160 | 6 | 8.31 | 24.84 | 28.73 | 40.96 | 40.86 | 38.69 | 10.58
3825 | 160 | 6 | 8.31 | 24.84 | 28.73 | 39.77 | 40.86 | 35.03 | 2.39
3826 | 160 | 6 | 7.07 | 24.84 | 28.73 | 39.77 | 38.52 | 33.67 | 4.32
3827 | 160 | 6 | 7.07 | 24.84 | 25.87 | 39.77 | 38.52 | 33.67 | 0.1
3828 | 160 | 6 | 7.07 | 24.26 | 25.87 | 35.86 | 34.73 | 33.67 | 10.58
3829 | 160 | 6 | 7.07 | 24.12 | 25.87 | 33.8 | 33.72 | 33.67 | 0.1
3830 | 160 | 6 | 7.07 | 24.12 | 15.76 | 33.8 | 34.73 | 33.67 | 0.1
3831 | 160 | 6 | 7.07 | 24.12 | 20.57 | 33.8 | 34.73 | 33.67 | 0.1
3832 | 160 | 6 | 7.07 | 24.12 | 20.57 | 33.8 | 34.73 | 33.67 | 0.1
3833 | 160 | 6 | 7.07 | 24.26 | 25.86 | 33.8 | 40.16 | 33.67 | 0.1
3834 | 160 | 6 | 7.07 | 24.26 | 15.76 | 39.77 | 40.86 | 33.67 | 0.1
3835 | 160 | 6 | 7.07 | 24.84 | 37.12 | 39.77 | 40.86 | 33.81 | 10.58
3836 | 160 | 6 | 7.07 | 24.84 | 37.12 | 39.77 | 40.86 | 35.8 | 10.58
3837 | 160 | 6 | 8.31 | 24.84 | 30.5 | 39.77 | 40.86 | 40.8 | 10.58
3838 | 160 | 6 | 8.31 | 24.84 | 28.73 | 39.77 | 40.86 | 48.86 | 10.58
3839 | 160 | 6 | 8.31 | 24.84 | 28.73 | 39.77 | 40.16 | 47.33 | 10.58
3840 | 160 | 6 | 7.07 | 24.56 | 28.73 | 33.8 | 34.73 | 34.68 | 10.58
3841 | 161 | 6 | 7.07 | 24.26 | 30.12 | 33.16 | 34.73 | 34.68 | 10.58
3842 | 161 | 6 | 7.07 | 24 | 28.78 | 33.16 | 34.73 | 34.68 | 10.58
3843 | 161 | 6 | 7.07 | 24 | 29.45 | 33.16 | 34.73 | 34.68 | 10.58
3844 | 161 | 6 | 7.07 | 24.44 | 29.45 | 33.16 | 34.73 | 34.68 | 10.58
3845 | 161 | 6 | 8.31 | 24.84 | 29.45 | 33.49 | 34.73 | 35.72 | 10.58
3846 | 161 | 6 | 8.31 | 24.84 | 30.5 | 33.8 | 40.86 | 40.8 | 10.58
3847 | 161 | 6 | 13.69 | 24.84 | 30.5 | 42.19 | 40.86 | 50.21 | 10.58
3848 | 161 | 6 | 13.43 | 24.84 | 30.5 | 43.44 | 43.35 | 50.13 | 10.58
3849 | 161 | 6 | 8.31 | 24.84 | 28.78 | 42.17 | 40.86 | 40.8 | 10.58
3850 | 161 | 6 | 7.07 | 24.84 | 29.07 | 39.77 | 40.86 | 35.8 | 10.58
3851 | 161 | 6 | 7.07 | 24.84 | 22.57 | 39.77 | 40.86 | 33.81 | 10.58
3852 | 161 | 6 | 7.07 | 24.26 | 18.02 | 33.8 | 37.86 | 33.67 | 0.1
3853 | 161 | 6 | 7.07 | 24 | 27.86 | 33.8 | 34.73 | 33.67 | 4.32
3854 | 161 | 6 | 7.07 | 23.84 | 27.86 | 33 | 32.74 | 33.67 | 4.32
3855 | 161 | 6 | 7.07 | 23.84 | 28.78 | 33 | 32.74 | 33.67 | 4.32
3856 | 161 | 6 | 7.07 | 23.84 | 28.78 | 33.8 | 34.73 | 33.67 | 0.1
3857 | 161 | 6 | 7.07 | 23.84 | 25.86 | 33.8 | 36.71 | 33.67 | 0.1
3858 | 161 | 6 | 7.07 | 24.26 | 29.69 | 39.77 | 40.86 | 33.67 | 0.1
3859 | 161 | 6 | 7.07 | 24.84 | 37.12 | 39.77 | 40.86 | 34.01 | 0.1
3860 | 161 | 6 | 7.07 | 24.84 | 37.12 | 39.77 | 40.86 | 42.11 | 0.1
3861 | 161 | 6 | 7.07 | 24.84 | 37.12 | 39.77 | 40.86 | 43.38 | 0.1
3862 | 161 | 6 | 8.31 | 24.84 | 37.12 | 42.17 | 42.61 | 47.37 | 0.1
3863 | 161 | 6 | 7.07 | 24.84 | 37.12 | 39.77 | 40.16 | 36.07 | 10.07
3864 | 161 | 6 | 7.07 | 24.56 | 37.12 | 33.16 | 34.73 | 36.87 | 0.97
3865 | 162 | 6 | 7.07 | 23.84 | 37.12 | 32.04 | 34.73 | 36.87 | 10.58
3866 | 162 | 6 | 7.07 | 23.84 | 30.5 | 32.04 | 34.73 | 36.87 | 10.58
3867 | 162 | 6 | 7.07 | 23.84 | 30.5 | 31.84 | 32.8 | 36.87 | 10.58
3868 | 162 | 6 | 7.07 | 24.44 | 30.5 | 31.84 | 34.73 | 36.87 | 10.58
3869 | 162 | 6 | 7.07 | 24.84 | 30.5 | 32.04 | 34.73 | 36.87 | 10.58
3870 | 162 | 6 | 8.31 | 24.84 | 30.5 | 33.16 | 35.08 | 45.32 | 10.58
3871 | 162 | 6 | 8.31 | 24.84 | 28.78 | 42.17 | 43.83 | 50.21 | 10.58
3872 | 162 | 6 | 8.31 | 24.84 | 28.78 | 42.29 | 43.83 | 50.13 | 10.58
3873 | 162 | 6 | 8.31 | 24.84 | 28.78 | 42.19 | 43.83 | 48.79 | 0.1
3874 | 162 | 6 | 8.31 | 24.84 | 20.03 | 42.17 | 43.83 | 43.38 | 0.1
3875 | 162 | 6 | 8.31 | 24.84 | 20.03 | 42.17 | 43.83 | 37.24 | 0.1
3876 | 162 | 6 | 7.07 | 24.56 | 20.03 | 42.17 | 43.83 | 36.5 | 0.1
3877 | 162 | 6 | 7.07 | 24.56 | 20.03 | 35.86 | 41.48 | 36.5 | 0.1
3878 | 162 | 6 | 7.07 | 24.26 | 11.2 | 35.85 | 41.48 | 34.25 | 0.1
3879 | 162 | 6 | 7.07 | 24.56 | 12.1 | 35.85 | 40.57 | 34.25 | 0.1
3880 | 162 | 6 | 7.07 | 24.56 | 12.1 | 39.77 | 40.86 | 34.25 | 0.1
3881 | 162 | 6 | 7.07 | 24.84 | 15.78 | 39.77 | 41.48 | 36.5 | 0.1
3882 | 162 | 6 | 7.07 | 24.84 | 15.28 | 42.17 | 43.83 | 36.5 | 0.1
3883 | 162 | 6 | 7.07 | 24.84 | 15.28 | 42.17 | 43.83 | 42.94 | 0.1
3884 | 162 | 6 | 8.31 | 24.84 | 17.45 | 42.17 | 43.35 | 48.79 | 0.1
3885 | 162 | 6 | 8.31 | 24.84 | 15.78 | 42.17 | 43.35 | 48.86 | 0.97
3886 | 162 | 6 | 8.31 | 24.84 | 15.78 | 42.17 | 43.83 | 50.21 | 0.97
3887 | 162 | 6 | 8.31 | 24.84 | 15.78 | 42.17 | 41.48 | 48.75 | 0.97
3888 | 162 | 6 | 7.07 | 24.56 | 15.76 | 31.84 | 35.08 | 42.94 | 0.1
3889 | 163 | 6 | 7.07 | 24 | 15.76 | 31.11 | 31.78 | 35.03 | 0.1
3890 | 163 | 6 | 7.07 | 23.84 | 15.28 | 30.95 | 31.78 | 34.36 | 0.1
3891 | 163 | 6 | 7.07 | 23.84 | 15.28 | 30.95 | 31.78 | 34.36 | 0.1
3892 | 163 | 6 | 7.07 | 23.84 | 12.1 | 30.95 | 31.78 | 34.68 | 0.1
3893 | 163 | 6 | 7.07 | 23.84 | 15.28 | 30.95 | 31.78 | 34.68 | 0.1
3894 | 163 | 6 | 7.07 | 24 | 12.1 | 30.95 | 31.78 | 34.68 | 0.1
3895 | 163 | 6 | 7.07 | 24.44 | 15.28 | 30.95 | 31.78 | 36.08 | 10.58
3896 | 163 | 6 | 8.31 | 24.84 | 15.28 | 31.26 | 32.45 | 37.98 | 10.58
3897 | 163 | 6 | 8.31 | 24.84 | 10.34 | 31.26 | 32.45 | 36.87 | 10.58
3898 | 163 | 6 | 7.07 | 24.12 | 10.3 | 31.11 | 32.45 | 34.83 | 10.58
3899 | 163 | 6 | 7.07 | 23.84 | 5.54 | 31.22 | 33.43 | 34.01 | 10.58
3900 | 163 | 6 | 7.07 | 23.84 | 10.3 | 31.26 | 33.43 | 34.01 | 0.1
3901 | 163 | 6 | 7.07 | 23.84 | 10.3 | 31.11 | 32.11 | 33.67 | 0.1
3902 | 163 | 6 | 7.07 | 23.84 | 10.34 | 31.11 | 31.78 | 33.67 | 0.1
3903 | 163 | 6 | 7.07 | 23.84 | 10.3 | 30.95 | 31.78 | 33.67 | 10.58
3904 | 163 | 6 | 7.07 | 23.84 | 10.34 | 30.95 | 31.78 | 34.01 | 10.58
3905 | 163 | 6 | 7.07 | 23.84 | 10.34 | 31.11 | 32.43 | 34.01 | 10.58
3906 | 163 | 6 | 12.29 | 24.84 | 11.2 | 31.26 | 32.45 | 35.8 | 10.58
3907 | 163 | 6 | 12.29 | 24.84 | 15.28 | 34.15 | 37.39 | 44.72 | 10.58
3908 | 163 | 6 | 12.85 | 24.84 | 20.32 | 36.41 | 37.39 | 48.09 | 0.1
3909 | 163 | 6 | 12.66 | 24.84 | 25.79 | 37.04 | 37.39 | 49.53 | 0.1
3910 | 163 | 6 | 12.29 | 24.84 | 25.79 | 37.46 | 41.48 | 51.02 | 0.97
3911 | 163 | 6 | 12.29 | 24.84 | 22.57 | 36.41 | 37.39 | 48.86 | 0.1
3912 | 163 | 6 | 12.29 | 24.84 | 22.57 | 31.84 | 32.11 | 44.72 | 10.58
3913 | 164 | 6 | 12.29 | 24.84 | 22.57 | 31.11 | 30.65 | 36.08 | 13.37
3914 | 164 | 6 | 7.07 | 23.59 | 20.5 | 30.91 | 30.34 | 34.68 | 11.48
3915 | 164 | 6 | 7.07 | 23.59 | 20.5 | 30.8 | 30.34 | 33.67 | 10.58
3916 | 164 | 6 | 7.07 | 23.41 | 25.79 | 30.8 | 30.34 | 33.67 | 0.1
3917 | 164 | 6 | 7.07 | 23.41 | 25.79 | 30.8 | 30.34 | 33.67 | 0.1
3918 | 164 | 6 | 7.07 | 23.59 | 25.79 | 30.8 | 30.34 | 33.67 | 0.1
3919 | 164 | 6 | 7.07 | 23.59 | 25.79 | 30.91 | 30.34 | 33.67 | 0.1
3920 | 164 | 6 | 7.07 | 23.59 | 25.79 | 30.91 | 30.65 | 33.67 | 0.1
3921 | 164 | 6 | 7.07 | 23.59 | 25.79 | 30.95 | 30.66 | 33.67 | 0.1
3922 | 164 | 6 | 7.07 | 23.55 | 25.79 | 31.11 | 30.34 | 33.67 | 0.1
3923 | 164 | 6 | 7.07 | 23.42 | 17.93 | 31.11 | 29.28 | 32.88 | 0.1
3924 | 164 | 6 | 7.07 | 23.41 | 17.93 | 30.88 | 29.28 | 32.88 | 0.1
3925 | 164 | 6 | 7.07 | 23.31 | 17.93 | 30.26 | 28.6 | 32.88 | 0.1
3926 | 164 | 6 | 7.07 | 21.88 | 10.34 | 30.03 | 28.6 | 0.6 | 0.1
3927 | 164 | 6 | 7.07 | 21.88 | 17.93 | 30.03 | 28.6 | 0.6 | 0.1
3928 | 164 | 6 | 7.07 | 21.88 | 17.93 | 30.03 | 28.6 | 24.17 | 0.1
3929 | 164 | 6 | 7.07 | 23.41 | 17.93 | 30.88 | 29.28 | 32.88 | 0.1
3930 | 164 | 6 | 7.07 | 23.59 | 28.78 | 31.11 | 32.45 | 33.67 | 0.1
3931 | 164 | 6 | 7.07 | 23.84 | 28.78 | 31.11 | 32.45 | 35.8 | 10.58
3932 | 164 | 6 | 12.29 | 24.84 | 28.78 | 33.4 | 38.18 | 44.6 | 10.58
3933 | 164 | 6 | 12.29 | 24.84 | 28.78 | 37.46 | 40.27 | 47.44 | 16.26
3934 | 164 | 6 | 13.04 | 24.84 | 28.78 | 39.93 | 40.27 | 49.53 | 16.26
3935 | 164 | 6 | 13.04 | 24.84 | 28.78 | 39.93 | 38.4 | 46.64 | 16.26
3936 | 164 | 6 | 12.66 | 24.84 | 28.73 | 38.61 | 38.4 | 46.64 | 16.26
3937 | 165 | 6 | 13.04 | 24.84 | 28.78 | 42.36 | 41.48 | 52.24 | 16.26
3938 | 165 | 6 | 12.66 | 24.84 | 28.78 | 39.93 | 41.48 | 52.24 | 16.26
3939 | 165 | 6 | 13.04 | 24.84 | 28.78 | 42.36 | 41.48 | 51.84 | 16.26
3940 | 165 | 6 | 13.04 | 24.84 | 28.78 | 42.36 | 41.48 | 52.24 | 16.26
3941 | 165 | 6 | 13.04 | 24.84 | 28.78 | 43.56 | 44.73 | 52.77 | 16.26
3942 | 165 | 6 | 14.89 | 24.88 | 28.78 | 46.21 | 45.55 | 54.87 | 16.26
3943 | 165 | 6 | 17.94 | 26.51 | 28.78 | 47.85 | 47.65 | 56.56 | 16.26
3944 | 165 | 6 | 17.94 | 26.51 | 28.78 | 47.85 | 47.65 | 56.56 | 12.7
3945 | 165 | 6 | 17.94 | 26.51 | 28.78 | 47.85 | 47.65 | 55.95 | 16.02
3946 | 165 | 6 | 14.89 | 26.51 | 22.57 | 47.85 | 45.99 | 54.87 | 10.58
3947 | 165 | 6 | 14.89 | 25.74 | 15.28 | 46.98 | 45.99 | 53.71 | 10.58
3948 | 165 | 6 | 13.64 | 24.99 | 11.2 | 46.98 | 45.99 | 53.27 | 10.58
3949 | 165 | 6 | 13.43 | 24.84 | 11.2 | 44.69 | 45.55 | 52.24 | 10.58
3950 | 165 | 6 | 13.43 | 24.84 | 11.2 | 44.69 | 45.55 | 52.24 | 10.58
3951 | 165 | 6 | 13.43 | 24.84 | 10.23 | 44.69 | 45.18 | 52.24 | 10.58
3952 | 165 | 6 | 13.64 | 24.84 | 11.2 | 44.69 | 45.18 | 52.24 | 10.58
3953 | 165 | 6 | 13.83 | 25.74 | 11.2 | 46.98 | 45.18 | 52.24 | 10.58
3954 | 165 | 6 | 14.89 | 25.74 | 15.28 | 46.98 | 45.55 | 53.27 | 10.58
3955 | 165 | 6 | 14.89 | 25.74 | 15.76 | 46.98 | 45.55 | 54.87 | 10.58
3956 | 165 | 6 | 13.83 | 25.74 | 23.22 | 46.98 | 45.55 | 54.87 | 10.58
3957 | 165 | 6 | 13.83 | 25.74 | 28.73 | 46.98 | 45.18 | 54.87 | 10.58
3958 | 165 | 6 | 13.64 | 25.29 | 24.12 | 44.69 | 45.55 | 54.87 | 10.58
3959 | 165 | 6 | 13.04 | 24.84 | 21.99 | 43.56 | 45.18 | 53.32 | 10.58
3960 | 165 | 6 | 13.04 | 24.84 | 15.76 | 43.56 | 44.73 | 53.27 | 10.58
3961 | 166 | 6 | 12.66 | 24.84 | 15.28 | 42.29 | 41.48 | 50.21 | 10.58
3962 | 166 | 6 | 12.66 | 24.84 | 15.28 | 40.67 | 41.48 | 48.86 | 10.58
3963 | 166 | 6 | 12.29 | 24 | 15.28 | 40.67 | 40.51 | 48.86 | 10.58
3964 | 166 | 6 | 12.66 | 24 | 15.28 | 40.67 | 40.51 | 48.86 | 10.58
3965 | 166 | 6 | 12.46 | 24.84 | 15.28 | 40.67 | 41.48 | 48.86 | 10.58
3966 | 166 | 6 | 12.85 | 24.84 | 15.28 | 42.29 | 41.48 | 51.02 | 11.48
3967 | 166 | 6 | 13.04 | 24.99 | 15.28 | 44.69 | 45.18 | 53.27 | 11.48
3968 | 166 | 6 | 13.43 | 24.99 | 28.73 | 44.69 | 45.55 | 53.32 | 10.58
3969 | 166 | 6 | 13.04 | 24.99 | 21.99 | 44.69 | 45.55 | 53.27 | 10.58
3970 | 166 | 6 | 13.04 | 24.99 | 11.2 | 44.69 | 45.55 | 53.27 | 10.58
3971 | 166 | 6 | 13.04 | 24.99 | 10.23 | 44.69 | 45.55 | 50.21 | 0.1
3972 | 166 | 6 | 12.9 | 24.99 | 0.1 | 43.56 | 45.55 | 50.13 | 10.07
3973 | 166 | 6 | 12.66 | 24.84 | 0.1 | 43.56 | 45.18 | 48.86 | 0.1
3974 | 166 | 6 | 12.66 | 24.84 | 0.1 | 43.56 | 44.49 | 48.86 | 0.97
3975 | 166 | 6 | 12.66 | 24.84 | 0.1 | 42.71 | 44.49 | 48.86 | 0.1
3976 | 166 | 6 | 12.66 | 24.84 | 7.09 | 42.71 | 43.83 | 48.86 | 10.58
3977 | 166 | 6 | 12.66 | 24.84 | 10.23 | 43.56 | 43.83 | 48.86 | 4.32
3978 | 166 | 6 | 12.66 | 24.99 | 11.2 | 43.56 | 44.49 | 49.24 | 10.58
3979 | 166 | 6 | 13.04 | 24.99 | 20.32 | 43.56 | 44.49 | 50.21 | 10.58
3980 | 166 | 6 | 13.04 | 24.99 | 28.73 | 44.69 | 43.83 | 50.21 | 16.26
3981 | 166 | 6 | 13.04 | 24.99 | 28.73 | 44.69 | 43.83 | 53.27 | 16.77
3982 | 166 | 6 | 13.69 | 24.99 | 28.73 | 44.69 | 45.18 | 53.71 | 16.77
3983 | 166 | 6 | 12.66 | 24.84 | 29.45 | 43.56 | 44.49 | 53.71 | 16.77
3984 | 166 | 6 | 12.66 | 24.84 | 29.45 | 42.29 | 41.48 | 52.74 | 16.77
3985 | 167 | 6 | 12.66 | 24.84 | 29.45 | 42.29 | 44.73 | 52.16 | 16.77
3986 | 167 | 6 | 12.66 | 24.84 | 29.45 | 42.29 | 44.65 | 51.64 | 16.77
3987 | 167 | 6 | 12.66 | 24.84 | 29.45 | 42.29 | 44.73 | 51.64 | 16.77
3988 | 167 | 6 | 12.66 | 24.84 | 29.45 | 43.12 | 44.73 | 51.64 | 16.77
3989 | 167 | 6 | 13.04 | 24.84 | 29.45 | 43.99 | 45.1 | 52.74 | 16.77
3990 | 167 | 6 | 13.83 | 25.59 | 29.45 | 46.98 | 45.55 | 54.24 | 16.77
3991 | 167 | 6 | 15.34 | 26.51 | 29.45 | 47.85 | 47.65 | 55.95 | 16.77
3992 | 167 | 6 | 17.94 | 26.51 | 28.78 | 47.85 | 47.65 | 55.95 | 15.28
3993 | 167 | 6 | 15.34 | 26.51 | 28.73 | 47.85 | 45.55 | 54.87 | 11.1
3994 | 167 | 6 | 15.34 | 25.74 | 28.37 | 46.98 | 45.55 | 53.27 | 10.58
3995 | 167 | 6 | 13.64 | 24.99 | 22.57 | 46.98 | 45.55 | 52.16 | 10.58
3996 | 167 | 6 | 13.43 | 24.84 | 15.28 | 44.69 | 45.55 | 51.64 | 10.58
3997 | 167 | 6 | 13.04 | 24.84 | 11.2 | 43.56 | 45.18 | 51.64 | 10.58
3998 | 167 | 6 | 13.04 | 24.84 | 15.28 | 43.56 | 45.18 | 51.64 | 10.58
3999 | 167 | 6 | 13.04 | 24.84 | 10.23 | 43.56 | 45.18 | 51.64 | 10.58
4000 | 167 | 6 | 13.04 | 24.84 | 11.57 | 43.56 | 45.1 | 51.64 | 10.58
4001 | 167 | 6 | 13.69 | 24.84 | 20 | 46.98 | 45.18 | 51.64 | 10.58
4002 | 167 | 6 | 13.83 | 24.99 | 22.57 | 46.98 | 45.55 | 52.16 | 11.1
4003 | 167 | 6 | 15.34 | 25.74 | 28.37 | 47.46 | 47.65 | 53.71 | 16.02
4004 | 167 | 6 | 15.34 | 25.74 | 28.73 | 47.85 | 47.65 | 56.56 | 16.02
4005 | 167 | 6 | 15.34 | 25.74 | 28.73 | 47.85 | 47.65 | 64.14 | 16.02
4006 | 167 | 6 | 17.83 | 25.74 | 28.73 | 47.85 | 57.88 | 62.27 | 16.02
4007 | 167 | 6 | 17.72 | 25.59 | 28.73 | 47.85 | 45.55 | 56.56 | 16.02
4008 | 167 | 6 | 13.64 | 24.99 | 28.37 | 47.46 | 45.55 | 53.71 | 15.27
4009 | 168 | 6 | 12.66 | 24.84 | 25.12 | 43.56 | 44.28 | 51.84 | 10.58
4010 | 168 | 6 | 12.66 | 24.84 | 20.03 | 43.56 | 43.35 | 48.86 | 10.58
4011 | 168 | 6 | 12.66 | 24.84 | 20.03 | 43.56 | 43.35 | 49.53 | 10.58
4012 | 168 | 6 | 12.66 | 24.84 | 20.03 | 43.56 | 43.35 | 49.53 | 10.58
4013 | 168 | 6 | 12.66 | 24.84 | 20.03 | 43.56 | 43.86 | 48.86 | 10.58
4014 | 168 | 6 | 13.83 | 25.47 | 20.03 | 47.85 | 45.55 | 53.71 | 0.1
4015 | 168 | 6 | 14.89 | 25.74 | 20.03 | 47.85 | 46.54 | 53.71 | 8.12
4016 | 168 | 6 | 14.89 | 25.59 | 20.03 | 47.85 | 45.55 | 53.27 | 2.92
4017 | 168 | 6 | 14.89 | 24.84 | 16.04 | 46.98 | 44.49 | 50.26 | 0.1
4018 | 168 | 6 | 13.43 | 24.84 | 16.04 | 43.56 | 43.35 | 41.53 | 0.1
4019 | 168 | 6 | 12.83 | 24.84 | 10.34 | 42.29 | 43.35 | 38.36 | 0.1
4020 | 168 | 6 | 12.49 | 24.84 | 10.23 | 42.29 | 42.61 | 37.98 | 0.1
4021 | 168 | 6 | 12.29 | 24.84 | 10.34 | 41.86 | 42.09 | 37.98 | 0.1
4022 | 168 | 6 | 12.29 | 24.84 | 11.2 | 39.93 | 41.48 | 34.68 | 0.1
4023 | 168 | 6 | 12.29 | 24.26 | 11.2 | 39.93 | 41.48 | 34.68 | 0.1
4024 | 168 | 6 | 12.29 | 24.56 | 15.28 | 39.93 | 40.86 | 35.03 | 10.58
4025 | 168 | 6 | 12.29 | 24.84 | 26.03 | 39.93 | 41.48 | 36.87 | 0.1
4026 | 168 | 6 | 12.66 | 24.84 | 28.78 | 41.86 | 42.61 | 37.98 | 10.58
4027 | 168 | 6 | 12.66 | 24.84 | 28.78 | 41.86 | 42.61 | 38.36 | 10.58
4028 | 168 | 6 | 12.85 | 24.84 | 30.12 | 42.29 | 42.09 | 48.86 | 10.58
4029 | 168 | 6 | 12.66 | 24.84 | 30.5 | 43.56 | 42.09 | 48.86 | 10.58
4030 | 168 | 6 | 13.43 | 24.84 | 30.12 | 43.56 | 43.35 | 48.86 | 10.58
4031 | 168 | 6 | 13.04 | 24.84 | 30.12 | 42.29 | 42.92 | 48.86 | 10.58
4032 | 168 | 6 | 12.29 | 24.84 | 28.87 | 42.29 | 42.09 | 48.86 | 10.58
4033 | 169 | 6 | 12.29 | 24.84 | 28.78 | 39.93 | 40.27 | 42.68 | 10.58
4034 | 169 | 6 | 12.29 | 24.84 | 28.78 | 39.93 | 40.27 | 41.53 | 10.58
4035 | 169 | 6 | 12.29 | 24.84 | 28.78 | 39.93 | 40.27 | 41.53 | 10.58
4036 | 169 | 6 | 12.29 | 24.84 | 28.78 | 39.93 | 40.27 | 41.53 | 10.58
4037 | 169 | 6 | 12.29 | 24.84 | 28.78 | 41.05 | 40.27 | 41.95 | 10.58
4038 | 169 | 6 | 13.04 | 24.84 | 28.73 | 42.29 | 43.86 | 48.09 | 10.58
4039 | 169 | 6 | 14.46 | 24.84 | 28.73 | 46.98 | 45.18 | 51.02 | 10.58
4040 | 169 | 6 | 14.46 | 25.59 | 28.73 | 46.98 | 45.55 | 52.24 | 10.58
4041 | 169 | 6 | 14.46 | 25.59 | 15.28 | 46.98 | 45.55 | 50.19 | 10.58
4042 | 169 | 6 | 14.46 | 25.59 | 11.2 | 46.98 | 45.55 | 48.86 | 0.1
4043 | 169 | 6 | 13.64 | 24.84 | 10.34 | 46.98 | 45.18 | 48.86 | 0.1
4044 | 169 | 6 | 13.29 | 24.84 | 10.23 | 44.82 | 44.49 | 41.53 | 0.1
4045 | 169 | 6 | 13.03 | 24.84 | 10.3 | 42.29 | 42.32 | 41.53 | 0.1
4046 | 169 | 6 | 12.29 | 24.84 | 10.3 | 42.29 | 40.64 | 41.53 | 0.1
4047 | 169 | 6 | 12.29 | 24.84 | 10.3 | 42.29 | 40.27 | 41.53 | 0.1
4048 | 169 | 6 | 12.66 | 24.84 | 10.23 | 42.29 | 40.27 | 41.53 | 10.58
4049 | 169 | 6 | 12.66 | 24.84 | 10.3 | 42.29 | 40.27 | 41.53 | 10.58
4050 | 169 | 6 | 13.04 | 24.84 | 10.3 | 42.29 | 41.48 | 41.95 | 10.58
4051 | 169 | 6 | 13.04 | 24.84 | 10.3 | 43.56 | 41.48 | 48.26 | 10.58
4052 | 169 | 6 | 14.46 | 24.84 | 15.28 | 43.56 | 42.79 | 48.86 | 10.58
4053 | 169 | 6 | 14.46 | 24.84 | 15.28 | 44.86 | 42.79 | 50.19 | 10.58
4054 | 169 | 6 | 14.46 | 24.84 | 15.28 | 44.86 | 44.07 | 50.33 | 10.58
4055 | 169 | 6 | 13.83 | 24.84 | 15.28 | 43.56 | 41.48 | 48.86 | 10.58
4056 | 169 | 6 | 14.46 | 24.84 | 11.2 | 42.36 | 42.72 | 48.86 | 10.58
4057 | 170 | 6 | 13.04 | 24.84 | 11.2 | 37.02 | 34.41 | 36.84 | 10.58
4058 | 170 | 6 | 13.04 | 24.84 | 10.34 | 32.81 | 32.43 | 36.47 | 10.58
4059 | 170 | 6 | 13.04 | 24.84 | 10.34 | 32.81 | 32.11 | 35.72 | 10.58
4060 | 170 | 6 | 12.66 | 24.84 | 10.34 | 32.81 | 32.11 | 35.72 | 10.58
4061 | 170 | 6 | 12.29 | 24.84 | 10.3 | 32.81 | 32.11 | 35.41 | 10.58
4062 | 170 | 6 | 12.29 | 24.84 | 10.3 | 32.81 | 32.11 | 35.41 | 10.58
4063 | 170 | 6 | 12.66 | 24.84 | 10.3 | 32.81 | 32.11 | 35.41 | 10.58
4064 | 170 | 6 | 12.66 | 24.84 | 10.27 | 33.14 | 32.43 | 35.41 | 10.58
4065 | 170 | 6 | 12.66 | 24.84 | 10.27 | 37.79 | 37.77 | 35.41 | 10.58
4066 | 170 | 6 | 12.66 | 24.84 | 5.54 | 33.14 | 35.64 | 35.41 | 10.58
4067 | 170 | 6 | 12.29 | 24.84 | 4.33 | 33.14 | 32.43 | 35.41 | 0.46
4068 | 170 | 6 | 12.29 | 24.84 | 4.33 | 32.81 | 32.11 | 35.06 | 0.1
4069 | 170 | 6 | 12.29 | 24.84 | 4.33 | 32.81 | 32.11 | 35.06 | 0.1
4070 | 170 | 6 | 12.29 | 24.84 | 4.33 | 32.47 | 32.11 | 35.06 | 10.58
4071 | 170 | 6 | 12.29 | 24 | 0.47 | 32.47 | 32.11 | 34.89 | 10.58
4072 | 170 | 6 | 12.29 | 24.84 | 5.54 | 32.81 | 32.11 | 35.06 | 0.1
4073 | 170 | 6 | 12.29 | 24.84 | 4.33 | 32.81 | 32.43 | 35.06 | 10.58
4074 | 170 | 6 | 12.29 | 24.84 | 10.27 | 35.94 | 37.82 | 35.41 | 10.58
4075 | 170 | 6 | 13.04 | 24.84 | 10.3 | 38.6 | 37.82 | 41.24 | 10.58
4076 | 170 | 6 | 13.04 | 24.84 | 10.34 | 38.6 | 37.82 | 41.24 | 10.58
4077 | 170 | 6 | 13.04 | 24.84 | 10.34 | 39.93 | 40.27 | 47.44 | 16.02
4078 | 170 | 6 | 14.46 | 24.84 | 11.2 | 39.93 | 40.27 | 49.53 | 16.02
4079 | 170 | 6 | 13.83 | 24.84 | 11.2 | 39.93 | 38.4 | 48.04 | 16.02
4080 | 170 | 6 | 13.04 | 24.84 | 11.2 | 37.02 | 37.82 | 38.69 | 16.02
4081 | 171 | 6 | 12.66 | 24.84 | 12.99 | 34.9 | 37.82 | 38.39 | 16.02
4082 | 171 | 6 | 12.66 | 24.84 | 12.99 | 32.47 | 35.64 | 37.16 | 16.02
4083 | 171 | 6 | 12.66 | 24.84 | 11.2 | 31.84 | 32.74 | 35.72 | 16.02
4084 | 171 | 6 | 12.66 | 24.84 | 10.34 | 31.84 | 32.11 | 35.72 | 16.02
4085 | 171 | 6 | 12.66 | 24.73 | 10.34 | 31.84 | 31.78 | 35.41 | 16.02
4086 | 171 | 6 | 12.66 | 24.73 | 10.34 | 31.84 | 31.78 | 35.41 | 16.02
4087 | 171 | 6 | 12.66 | 24.84 | 10.34 | 31.84 | 31.78 | 35.41 | 16.02
4088 | 171 | 6 | 12.66 | 24.84 | 10.34 | 31.84 | 31.78 | 35.41 | 10.69
4089 | 171 | 6 | 12.66 | 24.84 | 10.34 | 31.84 | 32.11 | 35.24 | 10.58
4090 | 171 | 6 | 12.66 | 24.84 | 10.34 | 32.04 | 32.11 | 35.13 | 4.32
4091 | 171 | 6 | 12.66 | 24.84 | 10.34 | 32.04 | 32.11 | 34.89 | 4.32
4092 | 171 | 6 | 12.29 | 24.84 | 10.34 | 31.52 | 32.11 | 34.89 | 0.1
4093 | 171 | 6 | 12.29 | 24.84 | 10.27 | 31.19 | 31.78 | 34.68 | 10.58
4094 | 171 | 6 | 12.29 | 24.12 | 10.27 | 31.19 | 31.78 | 34.89 | 10.58
4095 | 171 | 6 | 12.29 | 24.12 | 10.27 | 31.19 | 31.78 | 34.89 | 10.58
4096 | 171 | 6 | 12.29 | 24.84 | 10.27 | 31.52 | 31.78 | 34.89 | 10.58
4097 | 171 | 6 | 12.29 | 24.84 | 10.27 | 31.84 | 31.78 | 34.89 | 10.58
4098 | 171 | 6 | 12.66 | 24.84 | 15.28 | 34.9 | 37.28 | 35.41 | 10.58
4099 | 171 | 6 | 13.04 | 24.84 | 22.57 | 39.93 | 39.1 | 37.98 | 16.17
4100 | 171 | 6 | 13.24 | 24.84 | 28.73 | 43.56 | 41.48 | 46.69 | 17.6
4101 | 171 | 6 | 13.43 | 24.84 | 28.73 | 43.56 | 43.97 | 53.71 | 17.6
4102 | 171 | 6 | 13.83 | 24.99 | 28.73 | 43.56 | 45.55 | 54.87 | 17.06
4103 | 171 | 6 | 13.04 | 24.84 | 28.73 | 43.56 | 43.35 | 52.55 | 16.47
4104 | 171 | 6 | 13.04 | 24.84 | 28.73 | 39.93 | 40.27 | 47.44 | 16.5
4105 | 172 | 6 | 13.04 | 24.84 | 27.86 | 43.56 | 44.49 | 52.74 | 17.06
4106 | 172 | 6 | 12.66 | 24.84 | 27.86 | 43.56 | 44.49 | 48.86 | 16.47
4107 | 172 | 6 | 12.66 | 24.84 | 27.86 | 42.29 | 44.49 | 48.86 | 11.48
4108 | 172 | 6 | 12.66 | 24.84 | 27.86 | 42.29 | 45.1 | 48.86 | 10.58
4109 | 172 | 6 | 12.66 | 24.84 | 27.86 | 43.56 | 45.1 | 49.36 | 10.58
4110 | 172 | 6 | 13.83 | 24.84 | 19.39 | 47.46 | 45.55 | 53.71 | 10.58
4111 | 172 | 6 | 14.69 | 25.59 | 19.39 | 47.46 | 45.99 | 57.49 | 10.58
4112 | 172 | 6 | 14.69 | 25.59 | 15.76 | 47.46 | 45.99 | 57.49 | 10.58
4113 | 172 | 6 | 14.69 | 25.59 | 15.28 | 47.46 | 45.99 | 54.87 | 10.58
4114 | 172 | 6 | 14.69 | 25.59 | 10.34 | 47.46 | 45.99 | 52.55 | 10.58
4115 | 172 | 6 | 14.25 | 24.99 | 10.34 | 47.46 | 45.99 | 48.86 | 0.1
4116 | 172 | 6 | 13.83 | 24.99 | 10.34 | 47.46 | 45.99 | 48.86 | 0.1
4117 | 172 | 6 | 13.83 | 24.99 | 10.34 | 43.99 | 45.55 | 48.86 | 0.1
4118 | 172 | 6 | 13.04 | 24.99 | 10.34 | 43.56 | 45.55 | 48.86 | 0.1
4119 | 172 | 6 | 13.04 | 24.99 | 10.34 | 43.56 | 45.55 | 48.86 | 6.72
4120 | 172 | 6 | 13.83 | 24.99 | 15.68 | 43.99 | 45.55 | 48.86 | 10.58
4121 | 172 | 6 | 13.83 | 24.99 | 28.78 | 47.46 | 45.55 | 48.86 | 10.58
4122 | 172 | 6 | 14.52 | 24.99 | 28.73 | 47.46 | 45.55 | 51.02 | 10.58
4123 | 172 | 6 | 14.52 | 24.99 | 30.5 | 47.46 | 45.55 | 53.27 | 10.58
4124 | 172 | 6 | 14.69 | 24.99 | 30.5 | 47.46 | 45.55 | 54.92 | 10.58
4125 | 172 | 6 | 14.69 | 24.99 | 30.5 | 47.46 | 45.55 | 58.21 | 15.27
4126 | 172 | 6 | 14.69 | 25.59 | 30.5 | 47.46 | 45.99 | 61.76 | 15.27
4127 | 172 | 6 | 14.69 | 25.29 | 30.5 | 43.99 | 45.55 | 56.52 | 15.27
4128 | 172 | 6 | 13.04 | 24.84 | 28.73 | 43.56 | 45.18 | 54.87 | 16.26
4129 | 173 | 6 | 13.04 | 24.84 | 28.73 | 43.56 | 44.73 | 53.71 | 11.48
4130 | 173 | 6 | 13.04 | 24.84 | 28.73 | 43.56 | 44.49 | 53.27 | 11.48
4131 | 173 | 6 | 12.66 | 24.84 | 28.73 | 43.56 | 44.49 | 52.73 | 11.48
4132 | 173 | 6 | 12.66 | 24.84 | 20 | 42.29 | 44.49 | 52.73 | 11.48
4133 | 173 | 6 | 12.66 | 24.84 | 20 | 42.29 | 44.73 | 53.27 | 11.48
4134 | 173 | 6 | 13.69 | 24.84 | 20 | 46.98 | 45.18 | 54.87 | 11.48
4135 | 173 | 6 | 14.69 | 25.59 | 28.82 | 47.46 | 45.99 | 61.76 | 15.27
4136 | 173 | 6 | 14.69 | 25.74 | 28.73 | 47.46 | 45.99 | 60.24 | 10.58
4137 | 173 | 6 | 13.83 | 24.99 | 28.73 | 47.46 | 45.99 | 56.51 | 10.58
4138 | 173 | 6 | 13.83 | 24.99 | 20 | 47.46 | 45.99 | 53.71 | 10.58
4139 | 173 | 6 | 13.83 | 24.99 | 15.28 | 47.46 | 45.99 | 53.27 | 10.58
4140 | 173 | 6 | 13.43 | 24.84 | 15.28 | 43.56 | 45.99 | 51.76 | 10.58
4141 | 173 | 6 | 12.9 | 24.84 | 15.28 | 43.56 | 45.18 | 51.72 | 0.1
4142 | 173 | 6 | 12.9 | 24.84 | 15.28 | 43.56 | 45.18 | 51.2 | 10.58
4143 | 173 | 6 | 12.9 | 24.84 | 15.28 | 43.56 | 45.18 | 51.2 | 10.58
4144 | 173 | 6 | 13.83 | 24.88 | 15.28 | 43.99 | 45.55 | 51.2 | 0.1
4145 | 173 | 6 | 13.83 | 24.99 | 20 | 47.46 | 45.55 | 52.73 | 10.58
4146 | 173 | 6 | 14.25 | 24.99 | 30.5 | 47.46 | 45.55 | 52.73 | 10.58
4147 | 173 | 6 | 14.25 | 24.99 | 30.5 | 47.46 | 45.55 | 53.27 | 10.58
4148 | 173 | 6 | 14.25 | 24.99 | 30.5 | 47.46 | 45.55 | 53.27 | 10.58
4149 | 173 | 6 | 14.25 | 24.84 | 30.5 | 47.46 | 45.55 | 56.77 | 10.58
4150 | 173 | 6 | 13.83 | 24.84 | 30.5 | 47.46 | 45.55 | 61.76 | 10.58
4151 | 173 | 6 | 13.69 | 24.84 | 30.5 | 43.56 | 45.55 | 59.96 | 10.58
4152 | 173 | 6 | 12.66 | 24.84 | 30.5 | 43.56 | 44.73 | 53.27 | 11.48
4153 | 174 | 6 | 12.49 | 24.84 | 30.5 | 42.29 | 43.6 | 51.72 | 10.58
4154 | 174 | 6 | 12.49 | 24.84 | 29.07 | 40.34 | 42.92 | 51.72 | 10.58
4155 | 174 | 6 | 12.49 | 24.73 | 28.78 | 40.34 | 41.48 | 51.2 | 10.58
4156 | 174 | 6 | 12.49 | 24.73 | 28.78 | 40.34 | 41.48 | 51.2 | 10.58
4157 | 174 | 6 | 12.49 | 24.84 | 28.78 | 40.34 | 42.92 | 51.72 | 10.58
4158 | 174 | 6 | 12.9 | 24.84 | 28.73 | 42.95 | 44.04 | 51.76 | 10.58
4159 | 174 | 6 | 13.83 | 24.84 | 28.73 | 44.69 | 45.55 | 53.8 | 10.58
4160 | 174 | 6 | 13.83 | 24.99 | 28.73 | 47.46 | 45.99 | 58.21 | 10.58
4161 | 174 | 6 | 13.83 | 24.99 | 15.28 | 47.46 | 45.99 | 54.04 | 0.1
4162 | 174 | 6 | 13.69 | 24.99 | 15.28 | 44.74 | 45.99 | 53.27 | 0.1
4163 | 174 | 6 | 13.29 | 24.84 | 12.1 | 44.74 | 45.99 | 53.27 | 0.1
4164 | 174 | 6 | 13.04 | 24.84 | 0.1 | 44.74 | 45.99 | 53.19 | 0.1
4165 | 174 | 6 | 12.66 | 24.84 | 0.1 | 43.56 | 45.99 | 52.73 | 0.1
4166 | 174 | 6 | 12.66 | 24.84 | 0.1 | 43.56 | 45.82 | 51.72 | 0.1
4167 | 174 | 6 | 12.66 | 24.84 | 15.28 | 43.39 | 45.15 | 51.72 | 0.1
4168 | 174 | 6 | 12.49 | 24.84 | 15.28 | 43.39 | 44.49 | 51.72 | 0.1
4169 | 174 | 6 | 12.49 | 24.84 | 15.28 | 43.39 | 44.49 | 52.24 | 0.1
4170 | 174 | 6 | 12.83 | 24.99 | 20 | 44.69 | 45.55 | 52.73 | 10.58
4171 | 174 | 6 | 12.9 | 24.99 | 15.76 | 44.69 | 45.53 | 53.71 | 10.58
4172 | 174 | 6 | 13.69 | 24.84 | 23.24 | 44.69 | 45.18 | 54.87 | 10.58
4173 | 174 | 6 | 13.64 | 24.84 | 28.71 | 46.98 | 45.18 | 56.41 | 11.48
4174 | 174 | 6 | 14.89 | 25.29 | 28.71 | 44.69 | 45.99 | 58.21 | 13.37
4175 | 174 | 6 | 14.89 | 24.84 | 28.73 | 44.86 | 45.82 | 57.62 | 13.37
4176 | 174 | 6 | 14.89 | 24.84 | 28.73 | 43.56 | 44.49 | 54.76 | 13.37
4177 | 175 | 6 | 13.04 | 24.84 | 28.78 | 42.79 | 45.37 | 53.32 | 11.48
4178 | 175 | 6 | 13.04 | 24.84 | 28.78 | 42.79 | 44.7 | 52.49 | 10.58
4179 | 175 | 6 | 13.04 | 24.84 | 28.78 | 42.79 | 42.72 | 52.49 | 10.58
4180 | 175 | 6 | 13.04 | 24.84 | 28.78 | 42.79 | 42.72 | 52.49 | 10.58
4181 | 175 | 6 | 13.04 | 24.84 | 28.78 | 42.79 | 45.37 | 52.49 | 10.58
4182 | 175 | 6 | 14.89 | 24.84 | 28.78 | 43.56 | 45.55 | 54.87 | 10.58
4183 | 175 | 6 | 14.89 | 25.29 | 30.5 | 47.15 | 45.82 | 56.52 | 10.58
4184 | 175 | 6 | 14.89 | 26.51 | 30.5 | 47.46 | 45.99 | 56.52 | 10.58
4185 | 175 | 6 | 14.89 | 25.29 | 30.5 | 47.15 | 45.99 | 55.42 | 10.58
4186 | 175 | 6 | 14.89 | 25.29 | 30.5 | 44.74 | 45.99 | 53.27 | 0.1
4187 | 175 | 6 | 13.43 | 24.99 | 28.78 | 44.74 | 45.99 | 52.49 | 0.1
4188 | 175 | 6 | 13.43 | 24.84 | 28.78 | 44.69 | 45.99 | 52.49 | 0.1
4189 | 175 | 6 | 12.66 | 24.84 | 28.78 | 43.56 | 45.82 | 51.2 | 0.1
4190 | 175 | 6 | 12.66 | 24.84 | 29.45 | 42.79 | 45.82 | 51.2 | 0.1
4191 | 175 | 6 | 12.66 | 24.84 | 29.45 | 43.39 | 45.82 | 51.2 | 0.1
4192 | 175 | 6 | 12.66 | 24.84 | 29.45 | 43.39 | 45.82 | 51.2 | 0.1
4193 | 175 | 6 | 13.24 | 24.99 | 28.73 | 44.69 | 45.99 | 53.02 | 0.1
4194 | 175 | 6 | 13.83 | 24.99 | 28.73 | 44.74 | 45.99 | 53.32 | 0.1
4195 | 175 | 6 | 14.25 | 24.99 | 28.73 | 47.46 | 45.99 | 55.12 | 10.58
4196 | 175 | 6 | 14.25 | 24.99 | 28.73 | 47.46 | 45.99 | 58.21 | 16.02
4197 | 175 | 6 | 14.25 | 24.99 | 28.73 | 44.69 | 45.99 | 58.7 | 16.02
4198 | 175 | 6 | 14.25 | 24.99 | 28.73 | 47.46 | 45.99 | 62.27 | 10.58
4199 | 175 | 6 | 13.69 | 24.84 | 28.71 | 44.74 | 45.99 | 58.21 | 10.58
4200 | 175 | 6 | 12.66 | 24.84 | 28.71 | 42.79 | 45.18 | 53.71 | 10.58
4201 | 176 | 6 | 13.04 | 24.84 | 22.57 | 43.12 | 45.18 | 56.52 | 14.5
4202 | 176 | 6 | 13.04 | 24.84 | 22.57 | 43.12 | 45.18 | 54.92 | 10.93
4203 | 176 | 6 | 12.66 | 24.84 | 22.57 | 42.29 | 45.18 | 54.86 | 10.79
4204 | 176 | 6 | 12.66 | 24.84 | 28.73 | 42.29 | 45.18 | 54.87 | 16.02
4205 | 176 | 6 | 12.66 | 24.84 | 28.73 | 43.56 | 45.18 | 54.92 | 16.02
4206 | 176 | 6 | 13.83 | 24.84 | 28.73 | 43.56 | 45.55 | 61.76 | 16.02
4207 | 176 | 6 | 14.89 | 25.74 | 28.78 | 47.46 | 45.99 | 64.14 | 16.02
4208 | 176 | 6 | 14.89 | 25.74 | 28.78 | 47.46 | 45.99 | 66.06 | 16.02
4209 | 176 | 6 | 14.89 | 25.74 | 29.45 | 47.46 | 45.99 | 61.76 | 11.48
4210 | 176 | 6 | 14.25 | 24.99 | 28.78 | 47.46 | 45.99 | 55.84 | 11.1
4211 | 176 | 6 | 13.83 | 24.99 | 28.78 | 44.74 | 45.99 | 54.32 | 11.1
4212 | 176 | 6 | 13.83 | 24.99 | 28.78 | 44.74 | 45.99 | 54.32 | 11.1
4213 | 176 | 6 | 13.29 | 24.84 | 28.78 | 43.56 | 45.99 | 53.71 | 11.1
4214 | 176 | 6 | 12.85 | 24.84 | 28.78 | 42.29 | 45.99 | 53.27 | 11.1
4215 | 176 | 6 | 12.66 | 24.84 | 28.78 | 43.12 | 45.55 | 53.27 | 10.58
4216 | 176 | 6 | 13.04 | 24.84 | 28.78 | 43.56 | 45.55 | 53.27 | 11.1
4217 | 176 | 6 | 13.04 | 24.99 | 28.78 | 44.69 | 45.82 | 54.32 | 10.58
4218 | 176 | 6 | 14.52 | 24.99 | 28.78 | 44.69 | 45.99 | 54.32 | 16.26
4219 | 176 | 6 | 14.52 | 24.99 | 30.5 | 44.69 | 45.99 | 56.77 | 16.26
4220 | 176 | 6 | 14.52 | 24.99 | 30.5 | 47.46 | 45.82 | 61.76 | 16.67
4221 | 176 | 6 | 14.89 | 24.99 | 30.5 | 47.46 | 45.82 | 62.67 | 23.65
4222 | 176 | 6 | 14.89 | 25.74 | 30.5 | 47.46 | 45.99 | 66.06 | 23.65
4223 | 176 | 6 | 14.89 | 25.59 | 30.5 | 47.46 | 45.99 | 62.67 | 23.65
4224 | 176 | 6 | 13.69 | 24.84 | 30.5 | 47.46 | 45.55 | 59.96 | 18.92
4225 | 177 | 6 | 13.64 | 24.84 | 30.5 | 42.29 | 41.48 | 54.87 | 18.92
4226 | 177 | 6 | 13.43 | 24.84 | 30.12 | 42.29 | 41.48 | 53.27 | 17.6
4227 | 177 | 6 | 12.66 | 24.84 | 28.78 | 42.29 | 41.48 | 49.71 | 16.8
4228 | 177 | 6 | 12.66 | 24.84 | 28.78 | 31.84 | 41.48 | 48.86 | 16.47
4229 | 177 | 6 | 12.66 | 24.84 | 28.78 | 31.84 | 36.74 | 48.86 | 16.47
4230 | 177 | 6 | 12.66 | 24.84 | 28.78 | 31.84 | 37.11 | 48.86 | 16.47
4231 | 177 | 6 | 12.66 | 24.84 | 28.78 | 37.46 | 41.48 | 51.72 | 22.9
4232 | 177 | 6 | 12.66 | 24.84 | 28.78 | 37.46 | 41.48 | 51.02 | 10.58
4233 | 177 | 6 | 12.66 | 24.84 | 24.19 | 37.46 | 41.48 | 47.31 | 10.58
4234 | 177 | 6 | 12.66 | 24.84 | 19.98 | 32.79 | 42.79 | 44.87 | 10.58
4235 | 177 | 6 | 12.66 | 24.84 | 15.28 | 32.76 | 42.79 | 37.98 | 0.1
4236 | 177 | 6 | 12.29 | 24.84 | 10.23 | 32.43 | 42.79 | 36.45 | 0.97
4237 | 177 | 6 | 12.29 | 24.84 | 11.2 | 31.74 | 36.74 | 36.08 | 0.1
4238 | 177 | 6 | 7.07 | 24 | 11.2 | 31.42 | 36.37 | 35.72 | 10.58
4239 | 177 | 6 | 7.07 | 24.44 | 15.28 | 31.11 | 36.37 | 35.72 | 0.1
4240 | 177 | 6 | 7.07 | 24 | 15.76 | 31.11 | 36.37 | 35.72 | 10.58
4241 | 177 | 6 | 7.07 | 24.26 | 20.09 | 31.11 | 36.74 | 35.03 | 0.1
4242 | 177 | 6 | 7.07 | 24.12 | 28.73 | 31.42 | 40.16 | 35.39 | 0.1
4243 | 177 | 6 | 7.07 | 24.84 | 28.83 | 32.79 | 40.33 | 36.87 | 10.58
4244 | 177 | 6 | 7.07 | 24.84 | 30.5 | 31.84 | 40.16 | 42.03 | 10.58
4245 | 177 | 6 | 7.07 | 24.84 | 30.5 | 35.96 | 40.33 | 42.03 | 10.58
4246 | 177 | 6 | 8.31 | 24.84 | 30.5 | 36.6 | 42.79 | 48.86 | 10.58
4247 | 177 | 6 | 8.31 | 24.84 | 30.5 | 32.79 | 42.79 | 50.21 | 10.58
4248 | 177 | 6 | 7.07 | 24 | 30.5 | 31.42 | 36.37 | 42.73 | 10.58
4249 | 178 | 6 | 7.07 | 24 | 30.5 | 31.11 | 30.34 | 35.03 | 10.58
4250 | 178 | 6 | 7.07 | 24 | 30.5 | 30.91 | 30.34 | 35.03 | 10.58
4251 | 178 | 6 | 7.07 | 23.59 | 30.5 | 30.91 | 30.34 | 35.03 | 10.58
4252 | 178 | 6 | 7.07 | 23.59 | 30.5 | 30.91 | 30.34 | 34.68 | 0.1
4253 | 178 | 6 | 7.07 | 23.59 | 30.5 | 30.91 | 30.34 | 34.68 | 10.58
4254 | 178 | 6 | 7.07 | 23.59 | 30.5 | 30.91 | 30.34 | 34.68 | 10.58
4255 | 178 | 6 | 7.07 | 24 | 30.5 | 30.91 | 30.34 | 35.72 | 10.58
4256 | 178 | 6 | 7.07 | 24 | 30.5 | 30.91 | 30.34 | 35.72 | 2.92
4257 | 178 | 6 | 8.31 | 24 | 28.83 | 31.11 | 30.62 | 35.72 | 0.1
4258 | 178 | 6 | 7.07 | 24 | 28.73 | 31.11 | 30.65 | 35.23 | 0.1
4259 | 178 | 6 | 7.07 | 23.84 | 28.78 | 31.11 | 30.62 | 34.68 | 0.1
4260 | 178 | 6 | 7.07 | 23.84 | 26.03 | 31.11 | 30.65 | 34.68 | 0.1
4261 | 178 | 6 | 7.07 | 23.84 | 28.78 | 30.91 | 30.34 | 34.68 | 0.1
4262 | 178 | 6 | 7.07 | 23.84 | 28.73 | 30.91 | 30.34 | 34.68 | 0.1
4263 | 178 | 6 | 7.07 | 23.59 | 28.73 | 30.91 | 30.34 | 34.68 | 0.1
4264 | 178 | 6 | 7.07 | 23.59 | 28.78 | 30.91 | 30.34 | 34.68 | 0.1
4265 | 178 | 6 | 7.07 | 23.84 | 28.78 | 30.91 | 30.65 | 34.68 | 10.58
4266 | 178 | 6 | 7.07 | 24.12 | 30.5 | 31.11 | 32.45 | 35.59 | 10.58
4267 | 178 | 6 | 12.29 | 24.84 | 30.5 | 32.16 | 40.16 | 46.69 | 10.58
4268 | 178 | 6 | 13.04 | 24.84 | 28.73 | 40.34 | 41.48 | 50.96 | 16.26
4269 | 178 | 6 | 13.04 | 24.84 | 28.73 | 42.29 | 43.35 | 54.32 | 16.26
4270 | 178 | 6 | 13.69 | 24.84 | 28.73 | 43.56 | 44.49 | 56.52 | 16.26
4271 | 178 | 6 | 13.69 | 24.84 | 28.73 | 42.79 | 43.35 | 55.66 | 16.26
4272 | 178 | 6 | 13.04 | 24.84 | 15.28 | 38.61 | 41.48 | 50.33 | 16.26
4273 | 179 | 6 | 12.29 | 24.84 | 15.28 | 40.34 | 43.35 | 53.27 | 16.26
4274 | 179 | 6 | 12.29 | 24.84 | 15.28 | 40.34 | 41.48 | 53.27 | 16.26
4275 | 179 | 6 | 11.63 | 24.84 | 15.28 | 40.34 | 41.48 | 53.27 | 15.27
4276 | 179 | 6 | 11.63 | 24.84 | 15.28 | 40.34 | 41.48 | 53.27 | 11.48
4277 | 179 | 6 | 11.63 | 24.84 | 15.28 | 42.29 | 45.1 | 53.27 | 10.58
4278 | 179 | 6 | 13.69 | 24.84 | 15.28 | 45.15 | 45.55 | 59.05 | 10.58
4279 | 179 | 6 | 15.8 | 25.59 | 28.78 | 47.46 | 53.15 | 62.67 | 10.58
4280 | 179 | 6 | 15.8 | 25.59 | 15.28 | 47.85 | 53.15 | 62.67 | 10.58
4281 | 179 | 6 | 15.8 | 25.59 | 10.3 | 47.85 | 51 | 61.76 | 10.58
4282 | 179 | 6 | 15.8 | 25.59 | 10.3 | 47.85 | 51 | 54.87 | 10.58
4283 | 179 | 6 | 15.8 | 25.59 | 10.23 | 47.85 | 51 | 53.81 | 10.58
4284 | 179 | 6 | 15.8 | 24.84 | 10.23 | 45.61 | 45.99 | 53.27 | 10.58
4285 | 179 | 6 | 13.43 | 24.84 | 10.23 | 45.61 | 45.99 | 53.27 | 10.58
4286 | 179 | 6 | 13.43 | 24.84 | 10.34 | 45.61 | 45.99 | 53.27 | 0.1
4287 | 179 | 6 | 13.43 | 24.84 | 10.34 | 46.98 | 45.55 | 53.27 | 0.1
4288 | 179 | 6 | 13.64 | 24.84 | 10.3 | 45.15 | 45.55 | 53.27 | 0.1
4289 | 179 | 6 | 13.83 | 24.99 | 10.23 | 47.46 | 45.55 | 53.27 | 0.1
4290 | 179 | 6 | 14.52 | 24.99 | 15.28 | 47.46 | 45.99 | 53.81 | 0.1
4291 | 179 | 6 | 15.8 | 25.59 | 23.71 | 47.46 | 53.15 | 56.56 | 10.58
4292 | 179 | 6 | 15.8 | 25.59 | 28.73 | 47.85 | 53.15 | 59.05 | 10.58
4293 | 179 | 6 | 15.8 | 25.59 | 28.73 | 47.85 | 53.15 | 62.27 | 10.58
4294 | 179 | 6 | 15.8 | 25.74 | 28.73 | 47.85 | 53.15 | 64.14 | 10.58
4295 | 179 | 6 | 15.8 | 25.59 | 28.73 | 47.46 | 45.99 | 61.76 | 10.58
4296 | 179 | 6 | 13.64 | 24.84 | 28.73 | 45.15 | 45.18 | 54.92 | 10.58
4297 | 180 | 6 | 13.43 | 24.84 | 28.73 | 43.56 | 45.18 | 54.86 | 11.48
4298 | 180 | 6 | 13.04 | 24.84 | 28.73 | 43.56 | 45.18 | 54.32 | 10.58
4299 | 180 | 6 | 13.04 | 24.84 | 28.73 | 42.29 | 45.18 | 54.32 | 16.26
4300 | 180 | 6 | 13.04 | 24.84 | 28.73 | 43.56 | 45.18 | 54.32 | 16.26
4301 | 180 | 6 | 13.43 | 24.84 | 28.73 | 43.56 | 45.53 | 54.86 | 16.26
4302 | 180 | 6 | 14.25 | 24.84 | 28.73 | 47.46 | 45.55 | 59.05 | 16.26
4303 | 180 | 6 | 15.8 | 25.74 | 28.73 | 47.85 | 53.15 | 66.06 | 16.47
4304 | 180 | 6 | 15.8 | 25.74 | 28.73 | 47.85 | 53.15 | 66.06 | 11.48
4305 | 180 | 6 | 15.8 | 25.74 | 28.73 | 47.85 | 53.15 | 61.76 | 10.58
4306 | 180 | 6 | 15.8 | 24.99 | 28.73 | 47.46 | 45.99 | 55.42 | 10.58
4307 | 180 | 6 | 13.83 | 24.99 | 26.13 | 47.46 | 45.99 | 54.86 | 0.1
4308 | 180 | 6 | 13.83 | 24.99 | 20.5 | 44.69 | 45.99 | 54.32 | 0.1
4309 | 180 | 6 | 13.43 | 24.84 | 20.5 | 43.99 | 45.99 | 54.32 | 10.58
4310 | 180 | 6 | 13.43 | 24.84 | 20 | 43.56 | 45.99 | 54.32 | 10.58
4311 | 180 | 6 | 13.43 | 24.84 | 15.28 | 43.56 | 45.99 | 54.32 | 10.58
4312 | 180 | 6 | 13.43 | 24.84 | 20.5 | 44.69 | 45.99 | 54.32 | 10.58
4313 | 180 | 6 | 13.83 | 24.99 | 28.78 | 44.69 | 45.99 | 54.32 | 10.58
4314 | 180 | 6 | 14.52 | 25.74 | 28.73 | 47.46 | 45.99 | 54.87 | 10.58
4315 | 180 | 6 | 15.8 | 25.74 | 29.45 | 47.46 | 53.15 | 59.05 | 17.6
4316 | 180 | 6 | 15.8 | 26.51 | 29.45 | 47.85 | 53.15 | 63.9 | 17.6
4317 | 180 | 6 | 17.94 | 26.51 | 29.45 | 47.85 | 53.15 | 68.05 | 17.6
4318 | 180 | 6 | 17.94 | 26.51 | 29.45 | 47.85 | 57.88 | 66.06 | 17.6
4319 | 180 | 6 | 17.72 | 25.59 | 29.45 | 47.85 | 51 | 63.9 | 17.6
4320 | 180 | 6 | 13.83 | 24.99 | 29.45 | 46.98 | 50.49 | 59.96 | 17.06
4321 | 181 | 6 | 13.43 | 24.84 | 29.45 | 44.28 | 45.18 | 59.36 | 17.06
4322 | 181 | 6 | 13.43 | 24.84 | 29.45 | 43.84 | 45.18 | 54.32 | 17.6
4323 | 181 | 6 | 13.43 | 24.84 | 29.45 | 43.56 | 45.18 | 54.32 | 17.6
4324 | 181 | 6 | 13.43 | 24.84 | 29.45 | 43.84 | 45.18 | 54.32 | 17.6
4325 | 181 | 6 | 13.64 | 24.84 | 29.45 | 44.28 | 45.18 | 57.63 | 17.6
4326 | 181 | 6 | 14.52 | 25.59 | 29.45 | 47.85 | 53.15 | 62.27 | 16.77
4327 | 181 | 6 | 17.83 | 25.74 | 28.73 | 47.85 | 53.15 | 68.05 | 17.6
4328 | 181 | 6 | 17.94 | 25.74 | 28.73 | 47.85 | 57.88 | 64.14 | 15.34
4329 | 181 | 6 | 15.8 | 25.74 | 28.73 | 47.85 | 51.09 | 56.77 | 10.58
4330 | 181 | 6 | 13.83 | 24.99 | 16.28 | 47.46 | 45.99 | 49.29 | 10.58
4331 | 181 | 6 | 13.83 | 24.88 | 15.28 | 43.56 | 45.99 | 48.79 | 10.58
4332 | 181 | 6 | 12.9 | 24.84 | 15.28 | 43.43 | 44.31 | 48.79 | 10.58
4333 | 181 | 6 | 12.66 | 24.84 | 15.28 | 42.99 | 43.86 | 37.98 | 10.58
4334 | 181 | 6 | 12.66 | 24.84 | 11.2 | 42.99 | 43.86 | 37.98 | 0.1
4335 | 181 | 6 | 12.66 | 24.84 | 11.2 | 42.99 | 43.86 | 45.49 | 10.58
4336 | 181 | 6 | 12.66 | 24.84 | 15.28 | 43.12 | 44.31 | 46.32 | 0.1
4337 | 181 | 6 | 13.04 | 24.84 | 15.28 | 43.56 | 44.49 | 48.79 | 1.94
4338 | 181 | 6 | 13.69 | 24.84 | 29.45 | 43.56 | 45.82 | 50.21 | 0.1
4339 | 181 | 6 | 13.69 | 24.84 | 28.71 | 43.56 | 45.82 | 53.51 | 0.1
4340 | 181 | 6 | 13.69 | 24.84 | 28.84 | 43.56 | 45.82 | 53.51 | 0.1
4341 | 181 | 6 | 13.69 | 24.84 | 29.45 | 43.56 | 44.75 | 53.51 | 0.1
4342 | 181 | 6 | 14.25 | 24.84 | 29.45 | 43.56 | 45.55 | 55.12 | 0.1
4343 | 181 | 6 | 13.04 | 24.84 | 29.45 | 43.56 | 44.49 | 53.51 | 0.1
4344 | 181 | 6 | 12.66 | 24.84 | 28.82 | 38.13 | 42.79 | 48.86 | 0.1
4345 | 182 | 7 | 12.29 | 24.84 | 28.73 | 37.02 | 40.33 | 47.79 | 0.1
4346 | 182 | 7 | 12.29 | 24.26 | 28.78 | 37.02 | 40.16 | 44.6 | 0.1
4347 | 182 | 7 | 12.29 | 23.84 | 28.78 | 32.79 | 39.09 | 44.6 | 0.1
4348 | 182 | 7 | 12.29 | 24.26 | 28.78 | 37.02 | 40.16 | 44.6 | 0.1
4349 | 182 | 7 | 12.29 | 24.56 | 28.78 | 37.02 | 40.21 | 44.6 | 0.1
4350 | 182 | 7 | 13.04 | 24.84 | 28.78 | 38.61 | 40.45 | 51.72 | 0.1
4351 | 182 | 7 | 14.25 | 24.84 | 28.78 | 43.56 | 45.55 | 53.71 | 0.1
4352 | 182 | 7 | 13.83 | 24.99 | 28.82 | 43.56 | 45.82 | 53.71 | 0.1
4353 | 182 | 7 | 13.83 | 24.88 | 28.73 | 43.56 | 45.99 | 51.72 | 0.1
4354 | 182 | 7 | 12.83 | 24.84 | 28.78 | 43.56 | 45.55 | 48.09 | 0.1
4355 | 182 | 7 | 12.49 | 24.84 | 20.5 | 42.29 | 42.51 | 39.95 | 0.1
4356 | 182 | 7 | 12.49 | 24.84 | 20.5 | 41.05 | 41.93 | 33.81 | 0.1
4357 | 182 | 7 | 12.49 | 24.84 | 20.5 | 41.05 | 40.86 | 33.67 | 0.1
4358 | 182 | 7 | 12.29 | 24.84 | 15.28 | 41.05 | 40.21 | 33.67 | 0.1
4359 | 182 | 7 | 12.29 | 24.84 | 11.2 | 39.77 | 40.21 | 33.67 | 0.1
4360 | 182 | 7 | 12.29 | 24.84 | 15.28 | 39.77 | 40.27 | 34.25 | 0.1
4361 | 182 | 7 | 12.29 | 24.84 | 28.73 | 42.29 | 42.09 | 39.95 | 0.1
4362 | 182 | 7 | 12.85 | 24.84 | 15.28 | 43.56 | 44.49 | 46.69 | 0.1
4363 | 182 | 7 | 12.9 | 24.84 | 21.99 | 43.56 | 45.82 | 50.21 | 0.1
4364 | 182 | 7 | 13.64 | 24.84 | 25.86 | 43.56 | 45.55 | 51.72 | 0.1
4365 | 182 | 7 | 13.43 | 24.84 | 28.73 | 43.56 | 45.55 | 51.72 | 0.1
4366 | 182 | 7 | 13.04 | 24.84 | 21.99 | 43.56 | 45.1 | 51.72 | 0.1
4367 | 182 | 7 | 13.03 | 24.84 | 16.28 | 42.29 | 43.35 | 49.03 | 0.1
4368 | 182 | 7 | 12.29 | 24.84 | 15.28 | 38.61 | 40.45 | 46.69 | 0.1
4369 | 183 | 7 | 12.29 | 24.73 | 15.28 | 38.13 | 40.33 | 44.41 | 0.1
4370 | 183 | 7 | 12.29 | 24 | 15.28 | 37.22 | 39.55 | 43.96 | 0.1
4371 | 183 | 7 | 12.29 | 24 | 15.28 | 37.02 | 39.55 | 45.28 | 0.1
4372 | 183 | 7 | 12.29 | 24.84 | 10.34 | 37.02 | 40.16 | 45.28 | 10.58
4373 | 183 | 7 | 12.29 | 24.84 | 15.28 | 38.61 | 40.95 | 45.74 | 10.58
4374 | 183 | 7 | 13.04 | 24.84 | 15.28 | 42.29 | 41.67 | 48.86 | 10.58
4375 | 183 | 7 | 14.46 | 24.99 | 15.28 | 43.56 | 45.82 | 53.27 | 10.58
4376 | 183 | 7 | 14.46 | 25.29 | 15.78 | 45.1 | 45.99 | 53.27 | 10.58
4377 | 183 | 7 | 14.46 | 26.05 | 15.28 | 44.69 | 45.55 | 51.02 | 10.58
4378 | 183 | 7 | 14.46 | 24.99 | 10.34 | 43.56 | 44.49 | 49.53 | 10.58
4379 | 183 | 7 | 14.46 | 24.84 | 10.34 | 43.56 | 43.19 | 45.74 | 10.58
4380 | 183 | 7 | 13.04 | 24.84 | 10.3 | 42.29 | 42.72 | 45.28 | 10.58
4381 | 183 | 7 | 13.04 | 24.84 | 10.34 | 42.17 | 41.48 | 45.28 | 10.58
4382 | 183 | 7 | 13.03 | 24.84 | 10.34 | 40.96 | 41.48 | 43.96 | 0.1
4383 | 183 | 7 | 12.29 | 24.84 | 10.34 | 39.77 | 41.37 | 45.28 | 10.58
4384 | 183 | 7 | 12.29 | 24.84 | 10.34 | 40.96 | 41.37 | 45.28 | 10.58
4385 | 183 | 7 | 12.66 | 24.84 | 15.28 | 43.44 | 43.19 | 45.74 | 0.1
4386 | 183 | 7 | 12.29 | 24.84 | 15.78 | 43.56 | 44.49 | 48.09 | 10.58
4387 | 183 | 7 | 13.03 | 24.84 | 15.28 | 43.56 | 44.49 | 51.72 | 10.58
4388 | 183 | 7 | 13.04 | 24.84 | 16.28 | 43.56 | 44.49 | 51.72 | 10.58
4389 | 183 | 7 | 13.04 | 24.84 | 28.73 | 43.56 | 44.49 | 53.27 | 10.58
4390 | 183 | 7 | 13.04 | 24.84 | 28.73 | 43.56 | 44.65 | 53.27 | 10.58
4391 | 183 | 7 | 13.83 | 24.84 | 28.37 | 43.44 | 42.09 | 51.72 | 10.58
4392 | 183 | 7 | 13.04 | 24.84 | 22.57 | 40.32 | 40.95 | 46.69 | 10.58
4393 | 184 | 7 | 13.04 | 24.84 | 22.57 | 38.34 | 39.37 | 46.64 | 10.58
4394 | 184 | 7 | 12.66 | 24.84 | 22.57 | 38.34 | 38.79 | 46.64 | 11.48
4395 | 184 | 7 | 12.66 | 24.84 | 22.57 | 38.34 | 38.4 | 46.64 | 11.48
4396 | 184 | 7 | 12.66 | 24.84 | 28.73 | 38.34 | 38.4 | 45.28 | 13.37
4397 | 184 | 7 | 12.66 | 24.84 | 28.73 | 38.34 | 38.4 | 45.28 | 13.37
4398 | 184 | 7 | 12.66 | 24.84 | 28.78 | 38.34 | 38.79 | 46.64 | 13.37
4399 | 184 | 7 | 13.04 | 24.84 | 28.78 | 38.72 | 41.48 | 48.09 | 11.48
4400 | 184 | 7 | 13.04 | 24.84 | 26.95 | 43.56 | 41.48 | 48.86 | 10.58
4401 | 184 | 7 | 13.04 | 24.84 | 20.03 | 43.56 | 41.48 | 47.31 | 10.58
4402 | 184 | 7 | 12.66 | 24.84 | 19.74 | 41.08 | 41.48 | 38.39 | 10.58
4403 | 184 | 7 | 12.29 | 24.84 | 15.68 | 38.61 | 40.16 | 35.8 | 0.1
4404 | 184 | 7 | 11.65 | 24.84 | 11.2 | 38.34 | 38.4 | 35.72 | 0.1
4405 | 184 | 7 | 10.76 | 23.84 | 11.2 | 31.52 | 38.4 | 35.72 | 0.1
4406 | 184 | 7 | 10.76 | 23.84 | 15.83 | 31.52 | 38.4 | 35.72 | 0.1
4407 | 184 | 7 | 10.76 | 23.84 | 15.68 | 31.11 | 38.4 | 35.72 | 0.1
4408 | 184 | 7 | 10.76 | 24.84 | 15.68 | 31.11 | 38.4 | 35.72 | 0.1
4409 | 184 | 7 | 12.29 | 24.84 | 20.03 | 31.52 | 38.4 | 35.72 | 0.1
4410 | 184 | 7 | 12.53 | 24.84 | 27.35 | 31.84 | 38.79 | 35.72 | 0.1
4411 | 184 | 7 | 12.66 | 24.84 | 30.5 | 31.84 | 39.09 | 36.08 | 0.1
4412 | 184 | 7 | 12.66 | 24.84 | 30.5 | 31.84 | 38.4 | 36.16 | 0.1
4413 | 184 | 7 | 12.66 | 24.84 | 30.5 | 31.84 | 40.16 | 44.6 | 0.1
4414 | 184 | 7 | 12.29 | 24.84 | 30.5 | 35.96 | 40.33 | 46.69 | 0.64
4415 | 184 | 7 | 12.29 | 24.84 | 30.5 | 32.18 | 40.16 | 44.6 | 0.1
4416 | 184 | 7 | 7.07 | 23.55 | 28.78 | 31.11 | 34.14 | 35.72 | 0.1
4417 | 185 | 7 | 7.07 | 22.73 | 30.5 | 30.57 | 30.34 | 33.67 | 0.1
4418 | 185 | 7 | 7.07 | 22.73 | 28.78 | 30.57 | 30.26 | 33.67 | 0.1
4419 | 185 | 7 | 7.07 | 22.73 | 29.07 | 30.57 | 30.26 | 33.67 | 0.1
4420 | 185 | 7 | 7.07 | 22.73 | 28.78 | 30.57 | 30.26 | 33.67 | 0.1
4421 | 185 | 7 | 7.07 | 22.73 | 30.12 | 30.57 | 30.26 | 33.67 | 0.1
4422 | 185 | 7 | 7.07 | 22.73 | 30.5 | 30.57 | 30.26 | 33.87 | 0.1
4423 | 185 | 7 | 7.07 | 22.73 | 30.5 | 30.57 | 30.34 | 34 | 10.58
4424 | 185 | 7 | 7.07 | 23.41 | 30.5 | 30.57 | 30.34 | 33.67 | 10.58
4425 | 185 | 7 | 7.07 | 23.41 | 28.73 | 30.88 | 29.46 | 33.67 | 10.58
4426 | 185 | 7 | 7.07 | 23.41 | 28.78 | 30.57 | 29.46 | 33.67 | 0.1
4427 | 185 | 7 | 7.07 | 23.41 | 15.76 | 30.57 | 29.46 | 33.67 | 0.1
4428 | 185 | 7 | 7.07 | 21.88 | 15.76 | 30.57 | 29.46 | 33.67 | 0.1
4429 | 185 | 7 | 7.07 | 21.88 | 20 | 30.28 | 29.46 | 33.67 | 0.1
4430 | 185 | 7 | 7.07 | 21.88 | 26.08 | 30.2 | 29.46 | 33.67 | 0.1
4431 | 185 | 7 | 7.07 | 21.88 | 28.73 | 30.57 | 29.46 | 33.67 | 0.1
4432 | 185 | 7 | 7.07 | 22.73 | 28.78 | 30.57 | 29.46 | 33.67 | 0.1
4433 | 185 | 7 | 7.07 | 23.59 | 28.78 | 30.88 | 30.34 | 33.67 | 0.1
4434 | 185 | 7 | 7.07 | 24.56 | 30.5 | 31.11 | 30.92 | 34.25 | 0.1
4435 | 185 | 7 | 12.66 | 24.84 | 30.5 | 32.79 | 40.33 | 43.24 | 0.1
4436 | 185 | 7 | 12.66 | 24.84 | 37.12 | 33.16 | 40.71 | 48.75 | 10.58
4437 | 185 | 7 | 12.85 | 24.84 | 37.12 | 36.6 | 40.86 | 50.21 | 10.58
4438 | 185 | 7 | 12.85 | 24.84 | 37.12 | 40.96 | 44.49 | 53.32 | 10.58
4439 | 185 | 7 | 12.46 | 24.84 | 37.12 | 36.6 | 43.35 | 53.27 | 10.58
4440 | 185 | 7 | 12.29 | 24.84 | 30.5 | 34.82 | 37.82 | 48.09 | 17
4441 | 186 | 7 | 12.66 | 24.84 | 30.5 | 42.29 | 44.73 | 53.27 | 17.6
4442 | 186 | 7 | 12.66 | 24.84 | 30.5 | 42.29 | 44.73 | 53.27 | 17.6
4443 | 186 | 7 | 13.04 | 24.84 | 30.5 | 43.56 | 44.73 | 53.27 | 17.6
4444 | 186 | 7 | 13.04 | 24.84 | 30.5 | 43.56 | 44.73 | 53.27 | 17.6
4445 | 186 | 7 | 13.43 | 24.84 | 30.5 | 43.56 | 45.18 | 53.81 | 17.6
4446 | 186 | 7 | 13.83 | 25.59 | 30.5 | 46.98 | 45.55 | 58.21 | 17.6
4447 | 186 | 7 | 17.94 | 25.74 | 30.5 | 47.85 | 45.99 | 66.06 | 17.6
4448 | 186 | 7 | 17.94 | 25.74 | 30.5 | 47.85 | 61.4 | 68.05 | 11.48
4449 | 186 | 7 | 17.94 | 25.74 | 30.5 | 47.85 | 57.88 | 64.14 | 10.58
4450 | 186 | 7 | 17.94 | 25.74 | 28.78 | 47.85 | 45.99 | 56.52 | 10.58
4451 | 186 | 7 | 17.94 | 25.74 | 28.78 | 47.85 | 45.99 | 55.66 | 0.1
4452 | 186 | 7 | 17.94 | 25.74 | 28.78 | 47.85 | 45.99 | 53.81 | 0.1
4453 | 186 | 7 | 17.94 | 25.74 | 28.78 | 47.85 | 45.99 | 53.81 | 0.1
4454 | 186 | 7 | 17.94 | 25.59 | 28.78 | 47.85 | 45.99 | 53.81 | 0.1
4455 | 186 | 7 | 17.94 | 25.59 | 28.78 | 47.85 | 45.55 | 53.81 | 0.1
4456 | 186 | 7 | 17.94 | 25.74 | 28.73 | 47.85 | 45.55 | 53.81 | 0.1
4457 | 186 | 7 | 17.94 | 25.74 | 30.5 | 47.85 | 45.55 | 53.81 | 0.1
4458 | 186 | 7 | 17.94 | 25.74 | 30.5 | 47.85 | 45.99 | 53.81 | 0.1
4459 | 186 | 7 | 17.94 | 25.74 | 30.5 | 47.85 | 45.99 | 53.81 | 0.1
4460 | 186 | 7 | 17.83 | 24.99 | 28.73 | 47.46 | 45.55 | 55.66 | 0.1
4461 | 186 | 7 | 13.83 | 24.84 | 28.73 | 46.98 | 45.18 | 56.52 | 10.58
4462 | 186 | 7 | 13.83 | 24.84 | 28.73 | 45.1 | 45.99 | 54.87 | 1.94
4463 | 186 | 7 | 12.66 | 24.84 | 22.57 | 42.29 | 45.55 | 53.27 | 0.1
4464 | 186 | 7 | 12.66 | 24.84 | 22.57 | 39.93 | 43.35 | 51.72 | 0.1
4465 | 187 | 7 | 12.29 | 24 | 28.73 | 39.37 | 41.48 | 46.64 | 10.58
4466 | 187 | 7 | 12.29 | 24 | 26.95 | 35.94 | 40.16 | 46.64 | 10.58
4467 | 187 | 7 | 12.29 | 24 | 28.73 | 34.9 | 40.16 | 46.64 | 10.58
4468 | 187 | 7 | 12.66 | 24 | 24.19 | 34.9 | 40.16 | 46.64 | 10.58
4469 | 187 | 7 | 12.66 | 24.84 | 27.86 | 39.93 | 41.48 | 46.64 | 10.58
4470 | 187 | 7 | 13.04 | 24.84 | 15.28 | 40.55 | 42.72 | 48.3 | 10.58
4471 | 187 | 7 | 15.34 | 24.84 | 15.28 | 44.69 | 43.35 | 53.71 | 10.58
4472 | 187 | 7 | 15.34 | 24.99 | 15.28 | 44.86 | 45.99 | 54.87 | 10.58
4473 | 187 | 7 | 15.34 | 24.99 | 11.2 | 44.86 | 45.82 | 50.21 | 10.58
4474 | 187 | 7 | 15.34 | 24.84 | 11.2 | 44.86 | 45.18 | 47.37 | 10.58
4475 | 187 | 7 | 15.34 | 24.84 | 10.34 | 43.56 | 42.72 | 47.11 | 0.1
4476 | 187 | 7 | 13.43 | 24.84 | 10.23 | 42.19 | 42.72 | 46.64 | 0.1
4477 | 187 | 7 | 13.04 | 24.84 | 10.34 | 42.17 | 42.72 | 46.64 | 0.1
4478 | 187 | 7 | 13.04 | 24.84 | 10.34 | 40.96 | 42.72 | 46.64 | 10.58
4479 | 187 | 7 | 13.04 | 24.84 | 10.34 | 40.96 | 42.72 | 46.64 | 10.58
4480 | 187 | 7 | 13.04 | 24.84 | 10.34 | 42.17 | 42.72 | 46.64 | 10.58
4481 | 187 | 7 | 13.04 | 24.84 | 10.34 | 42.42 | 44.49 | 47.95 | 10.58
4482 | 187 | 7 | 13.64 | 24.84 | 10.34 | 44.69 | 45.82 | 53.27 | 10.58
4483 | 187 | 7 | 15.34 | 25.74 | 11.2 | 46.79 | 45.99 | 54.87 | 10.58
4484 | 187 | 7 | 15.34 | 25.59 | 11.2 | 46.98 | 45.99 | 56.52 | 16.02
4485 | 187 | 7 | 15.34 | 25.59 | 14.93 | 46.98 | 45.99 | 58.26 | 16.02
4486 | 187 | 7 | 17.72 | 25.74 | 14.93 | 46.98 | 45.99 | 66.06 | 16.02
4487 | 187 | 7 | 15.34 | 25.29 | 16.17 | 46.98 | 45.99 | 58.21 | 16.02
4488 | 187 | 7 | 13.83 | 24.99 | 22.57 | 43.56 | 45.55 | 54.92 | 16.02
4489 | 188 | 7 | 13.04 | 24.84 | 22.57 | 43.56 | 44.49 | 54.87 | 13.37
4490 | 188 | 7 | 12.66 | 24.84 | 16.17 | 42.69 | 44.49 | 54.32 | 11.48
4491 | 188 | 7 | 12.66 | 24.84 | 16.17 | 42.69 | 43.79 | 53.27 | 11.48
4492 | 188 | 7 | 12.66 | 24.84 | 16.17 | 42.69 | 43.35 | 53.27 | 10.58
4493 | 188 | 7 | 13.04 | 24.84 | 16.17 | 43.12 | 43.35 | 54.87 | 10.58
4494 | 188 | 7 | 13.83 | 24.84 | 15.36 | 45.1 | 45.18 | 54.87 | 10.58
4495 | 188 | 7 | 14.89 | 24.99 | 15.28 | 46.98 | 45.55 | 55.66 | 10.58
4496 | 188 | 7 | 14.89 | 25.74 | 15.28 | 46.98 | 45.99 | 55.66 | 10.58
4497 | 188 | 7 | 14.89 | 25.59 | 11.2 | 46.98 | 45.99 | 54.87 | 10.58
4498 | 188 | 7 | 13.69 | 24.84 | 11.2 | 45.1 | 45.99 | 51.72 | 0.1
4499 | 188 | 7 | 13.64 | 24.84 | 10.34 | 45.1 | 45.99 | 51.72 | 10.58
4500 | 188 | 7 | 13.43 | 24.84 | 10.34 | 43.56 | 45.99 | 51.2 | 0.1
4501 | 188 | 7 | 13.04 | 24.84 | 10.34 | 43.12 | 45.55 | 51.2 | 0.1
4502 | 188 | 7 | 12.28 | 24.84 | 10.34 | 42.69 | 44.49 | 48.86 | 0.1
4503 | 188 | 7 | 11.63 | 24.84 | 10.34 | 41.38 | 44.49 | 48.79 | 0.1
4504 | 188 | 7 | 12.66 | 24.84 | 15.78 | 41.05 | 43.35 | 43.52 | 0.1
4505 | 188 | 7 | 12.66 | 24.84 | 15.78 | 40.96 | 43.35 | 43.52 | 0.1
4506 | 188 | 7 | 7.07 | 24.84 | 15.78 | 41.05 | 43.35 | 48.3 | 0.1
4507 | 188 | 7 | 7.07 | 24.84 | 15.78 | 40.96 | 43.35 | 48.79 | 0.1
4508 | 188 | 7 | 7.07 | 24.84 | 15.78 | 38.58 | 43.19 | 48.79 | 0.1
4509 | 188 | 7 | 7.07 | 24.84 | 15.78 | 38.58 | 43.35 | 48.79 | 0.1
4510 | 188 | 7 | 8.31 | 24.84 | 15.28 | 40.96 | 44.49 | 48.86 | 0.1
4511 | 188 | 7 | 7.07 | 24.26 | 15.28 | 39.77 | 43.35 | 48.79 | 10.58
4512 | 188 | 7 | 7.07 | 23.84 | 14.93 | 38.2 | 42.92 | 48.09 | 0.1
4513 | 189 | 7 | 7.07 | 23.41 | 14.93 | 32.13 | 30.97 | 33.67 | 0.97
4514 | 189 | 7 | 7.07 | 22.07 | 11.2 | 32.13 | 30.66 | 33.67 | 0.97
4515 | 189 | 7 | 7.07 | 21.88 | 11.2 | 31.84 | 30.66 | 33.67 | 0.97
4516 | 189 | 7 | 7.07 | 21.88 | 11.2 | 31.84 | 30.66 | 33.67 | 1.94
4517 | 189 | 7 | 7.07 | 22.73 | 11.2 | 32.13 | 30.66 | 33.67 | 0.1
4518 | 189 | 7 | 7.07 | 23.84 | 14.93 | 32.45 | 35.64 | 33.67 | 0.1
4519 | 189 | 7 | 7.07 | 24.12 | 14.93 | 37.79 | 40.16 | 35.13 | 0.1
4520 | 189 | 7 | 7.07 | 24.12 | 14.93 | 38.61 | 40.86 | 34.11 | 0.1
4521 | 189 | 7 | 7.07 | 24.12 | 11.2 | 37.79 | 36.71 | 33.67 | 0.1
4522 | 189 | 7 | 7.07 | 24 | 11.2 | 35.94 | 32.86 | 33.67 | 0.1
4523 | 189 | 7 | 7.07 | 24 | 11.2 | 32.79 | 30.34 | 33.67 | 0.1
4524 | 189 | 7 | 7.07 | 23.84 | 11.2 | 31.84 | 29.46 | 33.67 | 0.1
4525 | 189 | 7 | 7.07 | 23.84 | 11.2 | 31.5 | 29.28 | 33.67 | 0.1
4526 | 189 | 7 | 7.07 | 24 | 11.2 | 31.19 | 29.28 | 33.67 | 0.1
4527 | 189 | 7 | 7.07 | 23.84 | 8.06 | 31.5 | 29.28 | 33.67 | 0.1
4528 | 189 | 7 | 7.07 | 24 | 10.23 | 31.84 | 29.76 | 33.67 | 0.1
4529 | 189 | 7 | 7.07 | 24 | 10.3 | 32.13 | 30.36 | 33.67 | 0.1
4530 | 189 | 7 | 7.07 | 24.84 | 11.2 | 32.79 | 31.51 | 33.67 | 0.1
4531 | 189 | 7 | 12.29 | 24.84 | 11.2 | 37.02 | 35.7 | 33.67 | 0.1
4532 | 189 | 7 | 12.29 | 24.84 | 14.16 | 37.02 | 35.7 | 34.25 | 10.58
4533 | 189 | 7 | 12.29 | 24.84 | 14.93 | 37.46 | 35.7 | 35.8 | 10.58
4534 | 189 | 7 | 12.66 | 24.84 | 27.86 | 38.58 | 35.7 | 35.8 | 6.72
4535 | 189 | 7 | 12.97 | 24.84 | 27.86 | 34.79 | 34 | 35.03 | 0.1
4536 | 189 | 7 | 12.34 | 24.84 | 14.93 | 32.76 | 30.36 | 34.01 | 0.1
4537 | 190 | 7 | 12.29 | 24.84 | 11.2 | 32.19 | 31.19 | 34.25 | 10.58
4538 | 190 | 7 | 12.29 | 24.84 | 11.2 | 31.84 | 30.34 | 34.25 | 10.58
4539 | 190 | 7 | 12.29 | 24.84 | 10.34 | 31.11 | 30.34 | 34.25 | 10.58
4540 | 190 | 7 | 12.29 | 24.84 | 10.34 | 31.11 | 30.34 | 34.25 | 10.58
4541 | 190 | 7 | 12.53 | 24.84 | 10.34 | 32.13 | 31.19 | 34.25 | 10.58
4542 | 190 | 7 | 13.04 | 24.84 | 10.34 | 33.8 | 34.38 | 35.03 | 10.58
4543 | 190 | 7 | 13.29 | 24.84 | 10.34 | 39.77 | 38.99 | 36.87 | 10.58
4544 | 190 | 7 | 13.29 | 24.84 | 10.3 | 42.17 | 40.86 | 40.8 | 7.29
4545 | 190 | 7 | 13.29 | 24.84 | 10.3 | 40.96 | 40.86 | 40.8 | 5.62
4546 | 190 | 7 | 13.29 | 24.84 | 10.3 | 39.77 | 40.86 | 35.8 | 0.1
4547 | 190 | 7 | 13.29 | 24.84 | 7.73 | 39.77 | 40.86 | 34.25 | 0.1
4548 | 190 | 7 | 12.66 | 24.84 | 7.73 | 39.77 | 38.52 | 34.25 | 0.1
4549 | 190 | 7 | 12.66 | 24.84 | 5.54 | 36.4 | 38.4 | 34.25 | 0.1
4550 | 190 | 7 | 12.66 | 24.84 | 4.33 | 33.8 | 38.52 | 34.25 | 0.1
4551 | 190 | 7 | 12.66 | 24.84 | 4.33 | 33.8 | 37.28 | 34.25 | 0.1
4552 | 190 | 7 | 12.66 | 24.84 | 7.73 | 33.8 | 34.73 | 34.25 | 0.1
4553 | 190 | 7 | 12.45 | 24.84 | 10.34 | 37.49 | 37.39 | 34.25 | 0.1
4554 | 190 | 7 | 12.86 | 24.84 | 10.34 | 39.77 | 40.86 | 35.8 | 10.58
4555 | 190 | 7 | 13.29 | 24.84 | 11.2 | 39.77 | 40.86 | 48.09 | 10.58
4556 | 190 | 7 | 13.29 | 24.84 | 14.88 | 39.77 | 40.86 | 50.26 | 10.58
4557 | 190 | 7 | 13.29 | 24.84 | 14.88 | 39.77 | 40.86 | 51.76 | 10.58
4558 | 190 | 7 | 17.83 | 24.84 | 14.88 | 43.44 | 43.35 | 56.52 | 13.37
4559 | 190 | 7 | 13.29 | 24.84 | 14.88 | 39.77 | 40.86 | 54.7 | 13.37
4560 | 190 | 7 | 13.29 | 24.84 | 14.88 | 33.8 | 34.73 | 48.09 | 11.48
4561 | 191 | 7 | 12.78 | 24.84 | 14.88 | 31.84 | 30.34 | 41.02 | 10.58
4562 | 191 | 7 | 12.68 | 24.84 | 11.2 | 31.24 | 30.34 | 35.72 | 10.58
4563 | 191 | 7 | 12.34 | 24.84 | 10.34 | 31.11 | 30.34 | 35.45 | 10.58
4564 | 191 | 7 | 12.29 | 24.84 | 10.34 | 31.11 | 30.34 | 35.45 | 10.58
4565 | 191 | 7 | 12.29 | 24.84 | 10.34 | 31.11 | 30.34 | 35.41 | 10.58
4566 | 191 | 7 | 12.41 | 24.84 | 10.34 | 31.11 | 30.34 | 35.45 | 10.58
4567 | 191 | 7 | 12.9 | 24.84 | 10.34 | 31.11 | 30.34 | 35.72 | 10.58
4568 | 191 | 7 | 12.9 | 24.84 | 10.34 | 31.42 | 30.65 | 35.72 | 7.29
4569 | 191 | 7 | 12.41 | 24.84 | 10.3 | 31.42 | 31.54 | 35.72 | 0.1
4570 | 191 | 7 | 12.34 | 24.84 | 10.3 | 31.42 | 30.65 | 35.09 | 0.1
4571 | 191 | 7 | 12.34 | 24.84 | 10.3 | 31.42 | 30.65 | 35.09 | 0.1
4572 | 191 | 7 | 11.36 | 24.84 | 10.23 | 31.11 | 30.62 | 35.09 | 0.1
4573 | 191 | 7 | 11.3 | 24.84 | 10.23 | 31.11 | 30.34 | 35.09 | 0.1
4574 | 191 | 7 | 11.36 | 24.01 | 7.73 | 31.11 | 30.34 | 35.09 | 0.1
4575 | 191 | 7 | 11.3 | 24.01 | 4.33 | 31.11 | 30.34 | 35.09 | 0.46
4576 | 191 | 7 | 12.16 | 24.84 | 8.06 | 31.11 | 30.34 | 35.09 | 10.58
4577 | 191 | 7 | 12.29 | 24.84 | 10.23 | 31.84 | 36.71 | 35.09 | 10.58
4578 | 191 | 7 | 13.03 | 24.84 | 10.3 | 34.9 | 40.16 | 43.96 | 10.58
4579 | 191 | 7 | 13.04 | 24.84 | 10.34 | 36.6 | 40.27 | 48.86 | 15.27
4580 | 191 | 7 | 13.04 | 24.84 | 11.2 | 36.6 | 40.27 | 48.09 | 16.07
4581 | 191 | 7 | 13.29 | 24.84 | 14.16 | 36.6 | 40.33 | 48.86 | 16.07
4582 | 191 | 7 | 13.29 | 24.84 | 14.16 | 40.96 | 42.79 | 49.71 | 15.27
4583 | 191 | 7 | 13.04 | 24.84 | 14.16 | 36.6 | 40.16 | 46.79 | 10.6
4584 | 191 | 7 | 12.29 | 24.84 | 14.16 | 31.42 | 40.16 | 46.79 | 10.58
4585 | 192 | 7 | 11.63 | 24.84 | 14.16 | 31.11 | 30.34 | 42.68 | 10.58
4586 | 192 | 7 | 11.63 | 23.59 | 11.2 | 30.93 | 30.34 | 35.72 | 11.09
4587 | 192 | 7 | 11.63 | 23.59 | 11.2 | 30.93 | 30.34 | 35.72 | 10.58
4588 | 192 | 7 | 11.63 | 24.01 | 11.2 | 30.93 | 30.34 | 35.72 | 0.1
4589 | 192 | 7 | 11.63 | 24.84 | 11.2 | 30.93 | 30.34 | 35.72 | 0.1
4590 | 192 | 7 | 11.63 | 24.84 | 11.2 | 30.93 | 30.34 | 35.72 | 0.1
4591 | 192 | 7 | 11.63 | 24.84 | 11.2 | 30.93 | 30.34 | 35.72 | 10.58
4592 | 192 | 7 | 12.29 | 24.84 | 11.2 | 31.24 | 35.7 | 35.72 | 10.58
4593 | 192 | 7 | 12.29 | 24.84 | 11.2 | 34.9 | 35.64 | 35.72 | 10.58
4594 | 192 | 7 | 12.29 | 24.84 | 11.2 | 31.11 | 34.96 | 35.41 | 10.58
4595 | 192 | 7 | 11.63 | 24.84 | 14.16 | 31.11 | 30.65 | 35.41 | 0.1
4596 | 192 | 7 | 11.63 | 24.56 | 14.16 | 31.11 | 30.66 | 35.41 | 0.1
4597 | 192 | 7 | 10.56 | 23.59 | 11.2 | 31.11 | 30.34 | 35.06 | 0.1
4598 | 192 | 7 | 7.07 | 23.55 | 11.2 | 30.93 | 30.34 | 35.06 | 4.79
4599 | 192 | 7 | 10.56 | 23.55 | 15.28 | 30.93 | 30.34 | 34.89 | 0.1
4600 | 192 | 7 | 11.3 | 23.84 | 15.28 | 30.93 | 30.34 | 35.06 | 0.1
4601 | 192 | 7 | 11.3 | 24 | 15.28 | 30.93 | 30.34 | 35.06 | 10.58
4602 | 192 | 7 | 12.46 | 24.84 | 28.71 | 31.24 | 31.84 | 35.72 | 10.58
4603 | 192 | 7 | 12.85 | 24.84 | 28.75 | 32.79 | 40.33 | 47.31 | 10.58
4604 | 192 | 7 | 12.9 | 24.84 | 28.78 | 32.79 | 40.86 | 51.76 | 11.48
4605 | 192 | 7 | 12.9 | 24.84 | 28.78 | 32.79 | 40.86 | 53.27 | 11.48
4606 | 192 | 7 | 13.29 | 24.84 | 28.78 | 39.77 | 44.49 | 58.7 | 11.48
4607 | 192 | 7 | 11.63 | 24.84 | 28.78 | 36.75 | 44.49 | 53.32 | 11.48
4608 | 192 | 7 | 11.63 | 24.56 | 28.78 | 31.24 | 37.82 | 50.21 | 13.37
4609 | 193 | 7 | 11.3 | 23.59 | 28.78 | 31.86 | 42.79 | 50.21 | 11.48
4610 | 193 | 7 | 11.3 | 23.41 | 28.73 | 31.24 | 40.16 | 51.72 | 11.48
4611 | 193 | 7 | 11.3 | 23.41 | 28.73 | 31.24 | 37.82 | 51.72 | 11.48
4612 | 193 | 7 | 11.63 | 23.73 | 28.73 | 31.24 | 40.16 | 53.27 | 10.58
4613 | 193 | 7 | 11.63 | 24.56 | 28.73 | 41.75 | 42.92 | 53.27 | 10.58
4614 | 193 | 7 | 13.04 | 24.84 | 28.78 | 43.56 | 43.35 | 60.85 | 10.58
4615 | 193 | 7 | 14.46 | 24.84 | 28.78 | 47.46 | 45.55 | 64.14 | 10.58
4616 | 193 | 7 | 14.52 | 25.59 | 28.78 | 47.46 | 48.8 | 66.06 | 0.1
4617 | 193 | 7 | 14.46 | 25.59 | 28.78 | 47.46 | 48.8 | 62.27 | 0.1
4618 | 193 | 7 | 14.46 | 24.99 | 26.95 | 47.46 | 48.8 | 56.77 | 0.1
4619 | 193 | 7 | 13.83 | 24.99 | 20.03 | 47.46 | 45.99 | 53.71 | 0.1
4620 | 193 | 7 | 13.83 | 24.84 | 20.03 | 43.56 | 45.99 | 53.27 | 0.1
4621 | 193 | 7 | 12.85 | 24.84 | 20.03 | 43.56 | 45.99 | 52.24 | 0.1
4622 | 193 | 7 | 12.85 | 24.84 | 20.03 | 43.56 | 45.82 | 51.72 | 0.1
4623 | 193 | 7 | 12.85 | 24.84 | 20.03 | 42.17 | 45.55 | 51.72 | 0.1
4624 | 193 | 7 | 12.66 | 24.84 | 24.19 | 42.17 | 44.65 | 51.72 | 0.1
4625 | 193 | 7 | 12.66 | 24.84 | 28.73 | 42.29 | 44.65 | 51.72 | 0.1
4626 | 193 | 7 | 13.04 | 24.84 | 28.83 | 43.56 | 45.55 | 51.72 | 0.1
4627 | 193 | 7 | 13.03 | 24.84 | 30.5 | 43.56 | 45.55 | 53.71 | 0.1
4628 | 193 | 7 | 12.29 | 24.84 | 30.5 | 43.56 | 44.65 | 52.24 | 0.1
4629 | 193 | 7 | 12.29 | 24.84 | 30.5 | 43.39 | 44.65 | 52.24 | 0.1
4630 | 193 | 7 | 13.43 | 24.84 | 30.5 | 44.74 | 45.99 | 53.71 | 0.1
4631 | 193 | 7 | 13.04 | 24.84 | 30.5 | 42.29 | 45.18 | 53.27 | 10.58
4632 | 193 | 7 | 12.29 | 24.84 | 30.5 | 40.34 | 43.35 | 51.72 | 10.58
4633 | 194 | 7 | 12.29 | 24.56 | 28.78 | 40.34 | 43.35 | 51.72 | 10.58
4634 | 194 | 7 | 12.29 | 24.26 | 28.78 | 40.34 | 43.35 | 51.72 | 10.58
4635 | 194 | 7 | 12.29 | 24.26 | 28.78 | 40.34 | 42.92 | 52.98 | 10.58
4636 | 194 | 7 | 12.29 | 24.84 | 28.78 | 40.34 | 42.92 | 52.98 | 11.48
4637 | 194 | 7 | 12.4 | 24.84 | 28.78 | 41.86 | 43.35 | 53.51 | 16.26
4638 | 194 | 7 | 13.04 | 24.84 | 28.78 | 43.56 | 43.35 | 56.52 | 16.02
4639 | 194 | 7 | 14.52 | 24.99 | 28.78 | 47.46 | 45.82 | 62.67 | 16.77
4640 | 194 | 7 | 14.52 | 25.74 | 28.78 | 47.46 | 45.99 | 66.06 | 16.89
4641 | 194 | 7 | 14.52 | 25.74 | 28.69 | 47.46 | 48.8 | 62.27 | 16.47
4642 | 194 | 7 | 14.52 | 25.74 | 22.57 | 47.46 | 48.8 | 56.52 | 16.26
4643 | 194 | 7 | 14.52 | 25.74 | 17.49 | 47.46 | 48.8 | 53.71 | 10.58
4644 | 194 | 7 | 14.52 | 24.99 | 17.49 | 47.46 | 48.8 | 53.51 | 10.58
4645 | 194 | 7 | 14.25 | 24.99 | 17.49 | 47.46 | 45.99 | 53.27 | 10.58
4646 | 194 | 7 | 13.83 | 24.99 | 22.57 | 47.46 | 45.55 | 53.27 | 10.58
4647 | 194 | 7 | 13.83 | 24.84 | 15.28 | 47.46 | 45.55 | 53.27 | 10.58
4648 | 194 | 7 | 13.83 | 24.84 | 17.49 | 44.69 | 45.55 | 53.27 | 10.58
4649 | 194 | 7 | 13.04 | 24.99 | 20 | 44.69 | 45.55 | 53.27 | 10.58
4650 | 194 | 7 | 13.69 | 24.99 | 28.73 | 44.69 | 44.65 | 53.27 | 7.18
4651 | 194 | 7 | 13.69 | 24.84 | 30.5 | 43.56 | 44.65 | 53.71 | 10.58
4652 | 194 | 7 | 12.34 | 24.84 | 30.5 | 43.56 | 44.49 | 53.71 | 0.1
4653 | 194 | 7 | 12.34 | 24.84 | 30.5 | 42.35 | 44.65 | 53.71 | 0.1
4654 | 194 | 7 | 12.97 | 24.84 | 30.5 | 44.69 | 45.99 | 53.71 | 0.1
4655 | 194 | 7 | 12.66 | 24.84 | 30.5 | 42.29 | 44.49 | 53.71 | 0.1
4656 | 194 | 7 | 12.34 | 24.84 | 30.5 | 40.34 | 43.35 | 52.93 | 10.58
4657 | 195 | 7 | 12.29 | 24.26 | 29.45 | 39.77 | 42.92 | 52.93 | 0.1
4658 | 195 | 7 | 12.29 | 24.26 | 29.45 | 39.77 | 41.48 | 52.93 | 10.58
4659 | 195 | 7 | 12.29 | 24.26 | 29.45 | 39.12 | 41.48 | 52.93 | 10.58
4660 | 195 | 7 | 12.29 | 24.56 | 29.45 | 40.34 | 41.48 | 52.93 | 10.58
4661 | 195 | 7 | 12.34 | 24.84 | 30.5 | 40.34 | 42.92 | 53.17 | 10.58
4662 | 195 | 7 | 12.97 | 24.84 | 30.5 | 42.42 | 43.35 | 53.71 | 10.58
4663 | 195 | 7 | 13.69 | 24.99 | 30.5 | 44.69 | 45.55 | 61.65 | 10.58
4664 | 195 | 7 | 14.52 | 25.74 | 30.5 | 47.46 | 45.99 | 62.67 | 10.58
4665 | 195 | 7 | 15.34 | 25.74 | 30.5 | 47.46 | 53.59 | 61.65 | 11.48
4666 | 195 | 7 | 15.34 | 25.74 | 26.96 | 47.85 | 53.59 | 54.32 | 10.58
4667 | 195 | 7 | 15.34 | 25.74 | 20 | 47.85 | 53.59 | 53.71 | 11.48
4668 | 195 | 7 | 15.34 | 25.74 | 21.24 | 47.46 | 53.59 | 53.71 | 11.48
4669 | 195 | 7 | 15.34 | 25.74 | 12.49 | 47.46 | 53.59 | 53.71 | 11.71
4670 | 195 | 7 | 15.34 | 25.59 | 15.28 | 47.46 | 53.15 | 53.71 | 11.48
4671 | 195 | 7 | 15.34 | 25.59 | 15.78 | 47.85 | 51.6 | 53.71 | 11.71
4672 | 195 | 7 | 15.34 | 25.74 | 15.78 | 47.85 | 47.43 | 53.71 | 11.48
4673 | 195 | 7 | 15.34 | 25.74 | 28.73 | 47.85 | 47.43 | 53.71 | 11.71
4674 | 195 | 7 | 14.25 | 25.74 | 28.73 | 47.85 | 51.6 | 53.71 | 10.58
4675 | 195 | 7 | 14.52 | 25.74 | 30.5 | 47.85 | 51.6 | 56.99 | 16.89
4676 | 195 | 7 | 14.1 | 25.74 | 30.5 | 47.46 | 51.6 | 60.46 | 16.89
4677 | 195 | 7 | 13.83 | 25.74 | 28.73 | 47.46 | 51.6 | 62.27 | 16.89
4678 | 195 | 7 | 13.83 | 25.74 | 28.73 | 47.85 | 46.54 | 62.27 | 16.89
4679 | 195 | 7 | 13.64 | 25.29 | 28.73 | 47.46 | 45.99 | 60.46 | 16.89
4680 | 195 | 7 | 13.83 | 24.84 | 23.71 | 46.07 | 45.55 | 60.46 | 16.89
4681 | 196 | 7 | 13.04 | 24.84 | 15.28 | 43.56 | 45.55 | 61.65 | 16.89
4682 | 196 | 7 | 13.04 | 24.84 | 15.28 | 43.56 | 45.55 | 56.15 | 16.89
4683 | 196 | 7 | 13.04 | 24.84 | 15.28 | 43.56 | 45.55 | 56.15 | 16.89
4684 | 196 | 7 | 13.04 | 24.84 | 15.28 | 43.56 | 45.55 | 60.46 | 16.47
4685 | 196 | 7 | 13.43 | 24.84 | 15.28 | 46.98 | 52.62 | 61.65 | 16.26
4686 | 196 | 7 | 13.83 | 25.59 | 15.28 | 47.46 | 53.15 | 62.27 | 10.58
4687 | 196 | 7 | 18.16 | 25.74 | 15.28 | 47.85 | 57.88 | 66.06 | 11.48
4688 | 196 | 7 | 18.16 | 25.74 | 15.28 | 47.85 | 57.88 | 66.06 | 10.58
4689 | 196 | 7 | 18.16 | 25.74 | 11.2 | 47.85 | 57.88 | 66.06 | 10.58
4690 | 196 | 7 | 18.16 | 25.74 | 15.28 | 47.85 | 57.88 | 66.06 | 0.1
4691 | 196 | 7 | 18.16 | 25.74 | 10.23 | 47.85 | 57.88 | 66.06 | 0.1
4692 | 196 | 7 | 18.16 | 25.62 | 10.23 | 47.85 | 56.39 | 62.27 | 0.1
4693 | 196 | 7 | 18.16 | 25.59 | 0.1 | 47.85 | 56.39 | 62.27 | 0.1
4694 | 196 | 7 | 18.16 | 25.29 | 10.23 | 47.85 | 56.39 | 62.27 | 0.1
4695 | 196 | 7 | 18.16 | 25.59 | 10.3 | 47.85 | 53.69 | 62.27 | 0.1
4696 | 196 | 7 | 18.16 | 25.59 | 10.3 | 47.85 | 56.39 | 62.27 | 0.1
4697 | 196 | 7 | 18.16 | 25.74 | 20.03 | 47.85 | 56.39 | 62.27 | 0.1
4698 | 196 | 7 | 18.16 | 25.74 | 15.9 | 47.85 | 57.88 | 66.06 | 10.58
4699 | 196 | 7 | 18.16 | 25.74 | 28.78 | 47.85 | 57.88 | 66.06 | 10.58
4700 | 196 | 7 | 18.16 | 25.74 | 28.73 | 47.85 | 57.88 | 66.06 | 16.91
4701 | 196 | 7 | 17.94 | 25.74 | 28.73 | 47.85 | 57.88 | 66.06 | 17.19
4702 | 196 | 7 | 18.16 | 25.74 | 28.78 | 47.85 | 57.88 | 66.06 | 17.19
4703 | 196 | 7 | 17.94 | 25.48 | 28.78 | 47.85 | 53.15 | 66.06 | 17.19
4704 | 196 | 7 | 17.72 | 25.29 | 28.78 | 47.85 | 53.15 | 62.27 | 17.19
4705 | 197 | 7 | 15.24 | 24.84 | 28.78 | 46.51 | 46.01 | 59.85 | 17.6
4706 | 197 | 7 | 15.24 | 24.84 | 28.78 | 46.51 | 46.01 | 59.85 | 17.19
4707 | 197 | 7 | 13.83 | 24.84 | 28.78 | 46.51 | 46.01 | 56.15 | 17.3
4708 | 197 | 7 | 13.83 | 24.84 | 28.78 | 46.51 | 46.01 | 56.15 | 17.3
4709 | 197 | 7 | 15.24 | 24.84 | 28.78 | 46.98 | 46.01 | 59.85 | 17.6
4710 | 197 | 7 | 16.78 | 25.59 | 28.73 | 47.85 | 54.13 | 62.27 | 17.6
4711 | 197 | 7 | 17.94 | 25.74 | 28.73 | 47.85 | 54.13 | 66.06 | 17.6
4712 | 197 | 7 | 17.94 | 25.74 | 28.73 | 47.85 | 61.4 | 68.05 | 17.6
4713 | 197 | 7 | 17.94 | 25.74 | 24.19 | 47.85 | 57.88 | 66.06 | 10.58
4714 | 197 | 7 | 17.94 | 25.74 | 20.03 | 47.85 | 57.88 | 63.36 | 10.58
4715 | 197 | 7 | 17.94 | 25.59 | 20.03 | 47.85 | 53.15 | 62.27 | 10.58
4716 | 197 | 7 | 17.94 | 25.59 | 20.03 | 47.85 | 53.15 | 53.71 | 10.58
4717 | 197 | 7 | 17.94 | 24.84 | 20 | 46.98 | 46.01 | 51.76 | 10.58
4718 | 197 | 7 | 13.43 | 24.84 | 20.03 | 46.98 | 45.55 | 51.72 | 10.58
4719 | 197 | 7 | 13.43 | 24.84 | 15.28 | 46.51 | 45.55 | 51.02 | 10.58
4720 | 197 | 7 | 13.64 | 24.84 | 15.28 | 46.04 | 45.55 | 51.72 | 10.58
4721 | 197 | 7 | 13.83 | 24.84 | 15.28 | 46.04 | 45.55 | 51.72 | 10.58
4722 | 197 | 7 | 13.83 | 24.99 | 15.28 | 46.04 | 45.55 | 51.76 | 10.58
4723 | 197 | 7 | 14.52 | 24.84 | 20 | 46.04 | 45.55 | 53.17 | 10.58
4724 | 197 | 7 | 13.43 | 24.84 | 20 | 46.04 | 45.55 | 53.27 | 10.58
4725 | 197 | 7 | 13.04 | 24.84 | 27.73 | 46.04 | 45.55 | 53.27 | 0.1
4726 | 197 | 7 | 13.04 | 24.84 | 22.57 | 46.04 | 45.55 | 56.56 | 0.1
4727 | 197 | 7 | 8.49 | 24.84 | 20 | 43.56 | 45.55 | 53.27 | 0.1
4728 | 197 | 7 | 7.07 | 23.76 | 25.86 | 31.86 | 40.45 | 51.72 | 0.1
4729 | 198 | 7 | 7.07 | 23.41 | 28.73 | 30.57 | 30.34 | 33.67 | 0.1
4730 | 198 | 7 | 7.07 | 23.41 | 28.73 | 30.57 | 29.67 | 33.67 | 0.1
4731 | 198 | 7 | 7.07 | 22.73 | 28.73 | 30.57 | 29.67 | 33.67 | 0.1
4732 | 198 | 7 | 7.07 | 22.73 | 28.73 | 30.57 | 29.67 | 33.67 | 0.1
4733 | 198 | 7 | 7.07 | 22.73 | 28.73 | 30.57 | 29.67 | 33.67 | 0.1
4734 | 198 | 7 | 7.07 | 22.73 | 28.73 | 30.57 | 29.67 | 33.67 | 0.1
4735 | 198 | 7 | 7.07 | 23.41 | 28.73 | 30.57 | 29.67 | 33.67 | 10.58
4736 | 198 | 7 | 7.07 | 23.41 | 28.73 | 31.11 | 29.67 | 33.67 | 0.1
4737 | 198 | 7 | 7.07 | 23.41 | 20.03 | 31.11 | 29.46 | 33.67 | 0.1
4738 | 198 | 7 | 7.07 | 23.41 | 15.28 | 30.93 | 29.46 | 33.67 | 0.1
4739 | 198 | 7 | 7.07 | 23.41 | 11.2 | 30.05 | 29.28 | 33.67 | 0.1
4740 | 198 | 7 | 7.07 | 21.88 | 10.34 | 30.05 | 29.28 | 33.53 | 0.1
4741 | 198 | 7 | 7.07 | 21.75 | 10.34 | 30.03 | 28.6 | 33.53 | 0.1
4742 | 198 | 7 | 7.07 | 21.75 | 10.34 | 30.03 | 28.6 | 33.53 | 0.1
4743 | 198 | 7 | 7.07 | 21.75 | 10.3 | 30.03 | 28.6 | 33.53 | 0.1
4744 | 198 | 7 | 7.07 | 21.75 | 11.2 | 30.03 | 28.6 | 33.53 | 0.1
4745 | 198 | 7 | 7.07 | 22.07 | 15.28 | 30.05 | 29.28 | 33.67 | 0.1
4746 | 198 | 7 | 7.07 | 23.41 | 15.28 | 31.11 | 29.46 | 33.67 | 0.1
4747 | 198 | 7 | 7.07 | 23.59 | 25.86 | 31.86 | 31.84 | 33.67 | 0.1
4748 | 198 | 7 | 7.84 | 23.59 | 28.73 | 31.86 | 35.64 | 36.25 | 0.1
4749 | 198 | 7 | 8.31 | 24.56 | 28.73 | 32.79 | 36.71 | 41.44 | 0.1
4750 | 198 | 7 | 10.76 | 24.84 | 28.73 | 35.96 | 39.55 | 45.28 | 0.1
4751 | 198 | 7 | 8.31 | 24.84 | 28.73 | 32.81 | 37.82 | 42.57 | 0.1
4752 | 198 | 7 | 7.07 | 23.59 | 28.73 | 31.11 | 30.57 | 34.25 | 10.58
4753 | 199 | 7 | 7.07 | 23.59 | 28.74 | 31.11 | 30.26 | 33.67 | 0.1
4754 | 199 | 7 | 7.07 | 23.41 | 28.73 | 30.57 | 29.93 | 33.67 | 10.58
4755 | 199 | 7 | 7.07 | 23.41 | 28.73 | 30.57 | 30.26 | 33.67 | 10.58
4756 | 199 | 7 | 7.07 | 23.41 | 28.73 | 30.57 | 30.26 | 33.67 | 10.58
4757 | 199 | 7 | 7.07 | 23.41 | 28.78 | 30.57 | 30.26 | 33.67 | 10.58
4758 | 199 | 7 | 7.07 | 23.59 | 28.78 | 30.57 | 30.26 | 33.87 | 10.58
4759 | 199 | 7 | 7.07 | 23.59 | 28.78 | 30.57 | 30.34 | 34.01 | 10.58
4760 | 199 | 7 | 7.07 | 23.59 | 28.78 | 31.11 | 30.34 | 33.98 | 10.58
4761 | 199 | 7 | 7.07 | 23.84 | 28.78 | 31.11 | 30.62 | 33.67 | 10.58
4762 | 199 | 7 | 7.07 | 23.84 | 28.69 | 31.11 | 29.67 | 33.67 | 10.58
4763 | 199 | 7 | 7.07 | 23.84 | 20.03 | 30.95 | 29.97 | 33.67 | 10.58
4764 | 199 | 7 | 7.07 | 23.59 | 20.03 | 30.95 | 29.67 | 33.67 | 10.58
4765 | 199 | 7 | 7.07 | 22.07 | 15.28 | 30.66 | 29.67 | 33.67 | 10.58
4766 | 199 | 7 | 7.07 | 21.88 | 11.2 | 30.57 | 29.67 | 33.67 | 5.62
4767 | 199 | 7 | 7.07 | 21.88 | 8.09 | 30.57 | 29.67 | 33.67 | 0.1
4768 | 199 | 7 | 7.07 | 21.88 | 10.23 | 30.57 | 29.67 | 33.67 | 10.58
4769 | 199 | 7 | 7.07 | 23.59 | 15.76 | 30.91 | 29.67 | 33.67 | 10.58
4770 | 199 | 7 | 7.28 | 24.84 | 28.73 | 31.11 | 31.75 | 34.38 | 10.58
4771 | 199 | 7 | 12.29 | 24.84 | 30.12 | 39.93 | 38.4 | 45.28 | 10.58
4772 | 199 | 7 | 13.04 | 24.84 | 28.73 | 42.29 | 40.35 | 49.53 | 11.48
4773 | 199 | 7 | 13.04 | 24.84 | 28.73 | 43.56 | 42.61 | 52.55 | 16.02
4774 | 199 | 7 | 14.89 | 24.84 | 28.73 | 43.56 | 44.65 | 56.52 | 16.02
4775 | 199 | 7 | 13.83 | 24.84 | 28.73 | 43.56 | 41.48 | 51.84 | 16.02
4776 | 199 | 7 | 13.04 | 24.84 | 28.78 | 39.93 | 38.91 | 48.04 | 16.02
4777 | 200 | 7 | 13.04 | 24.84 | 29.45 | 42.29 | 44.04 | 53.27 | 15.27
4778 | 200 | 7 | 13.04 | 24.84 | 29.45 | 42.29 | 42.92 | 53.27 | 15.27
4779 | 200 | 7 | 13.04 | 24.84 | 29.45 | 42.29 | 43.35 | 53.27 | 12.09
4780 | 200 | 7 | 13.04 | 24.84 | 28.78 | 42.29 | 44.04 | 53.27 | 15.27
4781 | 200 | 7 | 13.04 | 24.84 | 30.12 | 42.29 | 44.04 | 53.27 | 10.58
4782 | 200 | 7 | 13.83 | 24.84 | 30.12 | 46.98 | 45.18 | 54.87 | 10.58
4783 | 200 | 7 | 14.89 | 25.59 | 30.5 | 47.46 | 45.39 | 61.82 | 10.58
4784 | 200 | 7 | 14.89 | 25.59 | 30.12 | 47.46 | 45.99 | 64.14 | 10.58
4785 | 200 | 7 | 17.94 | 25.59 | 28.78 | 47.46 | 45.99 | 64.14 | 10.58
4786 | 200 | 7 | 14.89 | 25.59 | 28.71 | 47.46 | 45.99 | 61.82 | 0.1
4787 | 200 | 7 | 14.89 | 25.59 | 22.57 | 47.46 | 45.99 | 54.92 | 0.1
4788 | 200 | 7 | 14.89 | 24.99 | 11.2 | 46.98 | 45.99 | 53.81 | 0.1
4789 | 200 | 7 | 13.83 | 24.99 | 15.28 | 46.98 | 45.99 | 53.27 | 0.1
4790 | 200 | 7 | 13.24 | 24.84 | 16.28 | 43.56 | 45.99 | 53.27 | 0.1
4791 | 200 | 7 | 12.66 | 24.84 | 15.28 | 43.56 | 45.55 | 53.27 | 0.1
4792 | 200 | 7 | 12.66 | 24.84 | 22.57 | 42.71 | 44.49 | 52.74 | 0.1
4793 | 200 | 7 | 12.66 | 24.84 | 28.73 | 42.29 | 44.49 | 50.21 | 0.1
4794 | 200 | 7 | 12.66 | 24.84 | 28.73 | 43.39 | 45.15 | 50.72 | 10.58
4795 | 200 | 7 | 12.66 | 24.84 | 28.73 | 43.56 | 45.55 | 51.2 | 10.58
4796 | 200 | 7 | 12.66 | 24.84 | 30.5 | 43.39 | 45.15 | 53.17 | 11.48
4797 | 200 | 7 | 12.66 | 24.84 | 30.5 | 43.39 | 45.82 | 53.71 | 16.02
4798 | 200 | 7 | 13.43 | 24.99 | 30.5 | 44.74 | 45.99 | 58.21 | 16.02
4799 | 200 | 7 | 13.43 | 24.84 | 30.5 | 43.56 | 44.65 | 55.19 | 16.26
4800 | 200 | 7 | 12.66 | 24.84 | 30.5 | 42.29 | 43.35 | 53.71 | 16.26
4801 | 201 | 7 | 12.66 | 24.84 | 28.78 | 41.13 | 42.92 | 52.98 | 16.26
4802 | 201 | 7 | 12.66 | 24.84 | 28.78 | 40.34 | 41.48 | 52.55 | 16.26
4803 | 201 | 7 | 12.66 | 24.84 | 28.78 | 40.34 | 41.48 | 52.55 | 16.26
4804 | 201 | 7 | 13.04 | 24.84 | 28.78 | 41.86 | 41.48 | 52.55 | 16.26
4805 | 201 | 7 | 13.04 | 24.84 | 28.78 | 41.86 | 43.35 | 52.98 | 16.26
4806 | 201 | 7 | 13.04 | 24.84 | 28.78 | 43.46 | 44.2 | 54.87 | 16.26
4807 | 201 | 7 | 17.94 | 25.29 | 29.45 | 47.46 | 45.99 | 58.21 | 16.02
4808 | 201 | 7 | 17.94 | 25.59 | 29.45 | 47.46 | 45.99 | 58.21 | 16.02
4809 | 201 | 7 | 17.94 | 25.59 | 28.78 | 47.46 | 45.99 | 58.21 | 10.58
4810 | 201 | 7 | 17.94 | 25.59 | 29.45 | 47.46 | 45.99 | 56.52 | 10.58
4811 | 201 | 7 | 17.94 | 25.59 | 26.28 | 47.46 | 45.99 | 56.52 | 10.58
4812 | 201 | 7 | 17.94 | 25.59 | 27.86 | 46.08 | 45.99 | 53.81 | 10.58
4813 | 201 | 7 | 17.94 | 24.99 | 27.86 | 45.31 | 45.99 | 53.71 | 10.58
4814 | 201 | 7 | 17.94 | 24.99 | 27.86 | 43.56 | 45.99 | 53.27 | 0.1
4815 | 201 | 7 | 13.43 | 24.84 | 27.86 | 43.56 | 45.99 | 53.27 | 0.1
4816 | 201 | 7 | 13.24 | 24.84 | 28.78 | 43.56 | 45.99 | 53.27 | 10.58
4817 | 201 | 7 | 13.04 | 24.84 | 20 | 42.29 | 45.99 | 52.55 | 10.58
4818 | 201 | 7 | 13.69 | 24.84 | 28.73 | 42.35 | 45.99 | 52.55 | 0.1
4819 | 201 | 7 | 13.69 | 24.84 | 30.5 | 42.35 | 45.99 | 53.08 | 0.46
4820 | 201 | 7 | 12.49 | 24.84 | 30.5 | 42.29 | 45.99 | 52.55 | 3.8
4821 | 201 | 7 | 12.49 | 24.84 | 30.5 | 42.29 | 45.82 | 52.55 | 10.58
4822 | 201 | 7 | 13.83 | 24.99 | 30.5 | 43.56 | 45.55 | 53.71 | 2.92
4823 | 201 | 7 | 13.69 | 24.84 | 30.5 | 42.19 | 45.55 | 53.27 | 0.1
4824 | 201 | 7 | 11.28 | 24.81 | 30.5 | 41.13 | 43.76 | 50.44 | 0.1
4825 | 202 | 7 | 11.28 | 23.6 | 29.45 | 39.77 | 43.35 | 48.09 | 0.1
4826 | 202 | 7 | 7.07 | 23.21 | 29.45 | 38.03 | 43.35 | 48.09 | 0.1
4827 | 202 | 7 | 7.07 | 22.87 | 29.45 | 38.03 | 41.54 | 48.09 | 0.1
4828 | 202 | 7 | 7.07 | 22.87 | 29.45 | 38.03 | 41.48 | 48.09 | 0.1
4829 | 202 | 7 | 10.76 | 23.41 | 29.45 | 39.77 | 43.35 | 48.09 | 10.58
4830 | 202 | 7 | 11.28 | 24.56 | 29.45 | 39.77 | 43.35 | 48.09 | 6.04
4831 | 202 | 7 | 13.04 | 24.84 | 30.5 | 42.17 | 44.49 | 49.89 | 10.58
4832 | 202 | 7 | 13.43 | 24.84 | 28.78 | 43.56 | 45.99 | 53.27 | 10.58
4833 | 202 | 7 | 13.43 | 24.99 | 28.73 | 44.74 | 45.99 | 50.44 | 10.58
4834 | 202 | 7 | 13.43 | 24.99 | 28.83 | 43.56 | 45.99 | 48.86 | 10.58
4835 | 202 | 7 | 13.43 | 24.99 | 28.73 | 43.56 | 45.99 | 48.79 | 0.1
4836 | 202 | 7 | 13.43 | 24.84 | 28.73 | 43.56 | 45.82 | 48.57 | 0.1
4837 | 202 | 7 | 12.66 | 24.84 | 27.86 | 42.29 | 45.37 | 48.09 | 10.58
4838 | 202 | 7 | 12.66 | 24.84 | 28.73 | 42.29 | 44.49 | 48.09 | 2.39
4839 | 202 | 7 | 12.66 | 24.84 | 28.73 | 42.29 | 44.49 | 48.09 | 0.1
4840 | 202 | 7 | 12.49 | 24.84 | 28.82 | 42.29 | 44.49 | 48.09 | 4.32
4841 | 202 | 7 | 12.49 | 24.84 | 28.78 | 42.29 | 44.65 | 48.09 | 4.32
4842 | 202 | 7 | 13.24 | 24.84 | 30.5 | 44.74 | 45.55 | 49.36 | 0.1
4843 | 202 | 7 | 13.43 | 24.84 | 30.5 | 44.74 | 45.55 | 51.72 | 3.82
4844 | 202 | 7 | 12.66 | 24.84 | 30.5 | 43.56 | 45.55 | 51.72 | 0.1
4845 | 202 | 7 | 13.04 | 24.99 | 30.5 | 44.69 | 45.55 | 53.27 | 10.58
4846 | 202 | 7 | 13.43 | 24.99 | 30.5 | 44.74 | 45.99 | 53.27 | 10.58
4847 | 202 | 7 | 13.43 | 24.84 | 30.5 | 42.29 | 45.18 | 51.72 | 0.97
4848 | 202 | 7 | 11.41 | 24.84 | 30.5 | 39.77 | 43.35 | 48.44 | 0.1
4849 | 203 | 7 | 11.41 | 24.56 | 30.12 | 40.96 | 44.2 | 50.69 | 10.58
4850 | 203 | 7 | 11.41 | 24.26 | 28.78 | 39.77 | 44.2 | 50.69 | 10.58
4851 | 203 | 7 | 11.41 | 24.26 | 29.45 | 39.77 | 44.2 | 50.69 | 10.58
4852 | 203 | 7 | 11.41 | 24.26 | 29.45 | 39.77 | 44.2 | 50.69 | 10.58
4853 | 203 | 7 | 11.41 | 24.84 | 28.78 | 40.96 | 44.2 | 51.2 | 10.58
4854 | 203 | 7 | 11.75 | 24.84 | 30.5 | 42.17 | 44.2 | 51.72 | 10.58
4855 | 203 | 7 | 13.56 | 24.99 | 30.5 | 43.56 | 45.18 | 51.76 | 10.58
4856 | 203 | 7 | 13.83 | 24.99 | 30.5 | 44.74 | 45.18 | 55.33 | 10.58
4857 | 203 | 7 | 13.83 | 24.99 | 28.74 | 44.74 | 45.18 | 51.72 | 10.58
4858 | 203 | 7 | 13.83 | 24.99 | 28.73 | 44.74 | 44.2 | 51.2 | 10.58
4859 | 203 | 7 | 13.69 | 24.99 | 25.13 | 44.74 | 44.2 | 51.2 | 10.58
4860 | 203 | 7 | 13.56 | 24.84 | 19.98 | 44.74 | 44.2 | 50.69 | 0.1
4861 | 203 | 7 | 13.04 | 24.84 | 19.98 | 44.74 | 44.2 | 48.86 | 0.1
4862 | 203 | 7 | 12.66 | 24.84 | 19.98 | 44.74 | 44.2 | 50.69 | 10.58
4863 | 203 | 7 | 12.53 | 24.84 | 19.98 | 43.62 | 44.94 | 50.69 | 10.58
4864 | 203 | 7 | 12.49 | 24.84 | 28.73 | 43.39 | 45.18 | 50.69 | 10.58
4865 | 203 | 7 | 12.32 | 24.84 | 28.73 | 43.39 | 44.65 | 50.69 | 10.58
4866 | 203 | 7 | 12.66 | 24.84 | 30.5 | 43.39 | 45.99 | 51.2 | 10.58
4867 | 203 | 7 | 12.66 | 24.84 | 30.5 | 43.39 | 45.55 | 53.71 | 10.58
4868 | 203 | 7 | 12.32 | 24.84 | 30.5 | 43.39 | 44.49 | 53.71 | 10.58
4869 | 203 | 7 | 11.76 | 24.84 | 30.5 | 43.39 | 44.65 | 53.71 | 11.48
4870 | 203 | 7 | 13.56 | 24.99 | 30.5 | 44.74 | 45.99 | 58.7 | 10.58
4871 | 203 | 7 | 13.43 | 24.84 | 30.5 | 42.29 | 45.18 | 51.72 | 10.58
4872 | 203 | 7 | 12.29 | 24.84 | 29.45 | 40.96 | 44.2 | 51.2 | 10.58
4873 | 204 | 7 | 12.29 | 24.84 | 29.45 | 39.77 | 44.2 | 51.2 | 10.58
4874 | 204 | 7 | 12.29 | 24.84 | 29.45 | 39.77 | 43.35 | 50.21 | 10.58
4875 | 204 | 7 | 12.29 | 24.84 | 29.45 | 39.12 | 42.92 | 50.21 | 10.58
4876 | 204 | 7 | 12.29 | 24.84 | 28.78 | 39.77 | 43.35 | 51.2 | 10.58
4877 | 204 | 7 | 12.53 | 24.84 | 28.78 | 39.77 | 44.49 | 51.72 | 10.58
4878 | 204 | 7 | 13.04 | 24.84 | 29.45 | 39.77 | 44.49 | 53.27 | 11.48
4879 | 204 | 7 | 13.69 | 24.84 | 28.78 | 43.56 | 45.55 | 60.46 | 13.37
4880 | 204 | 7 | 13.83 | 24.99 | 28.78 | 44.74 | 45.99 | 60.46 | 10.58
4881 | 204 | 7 | 13.83 | 24.99 | 28.78 | 44.74 | 45.99 | 53.71 | 10.58
4882 | 204 | 7 | 13.43 | 24.99 | 28.78 | 44.74 | 45.99 | 52.05 | 10.58
4883 | 204 | 7 | 13.43 | 24.99 | 28.73 | 44.74 | 45.99 | 51.72 | 10.58
4884 | 204 | 7 | 13.43 | 24.88 | 28.73 | 42.37 | 45.82 | 51.72 | 0.1
4885 | 204 | 7 | 12.85 | 24.84 | 20.5 | 42.29 | 45.99 | 51.72 | 10.58
4886 | 204 | 7 | 12.66 | 24.84 | 20.5 | 42.17 | 45.82 | 51.53 | 10.58
4887 | 204 | 7 | 12.66 | 24.84 | 28.73 | 42.17 | 45.82 | 51.53 | 10.58
4888 | 204 | 7 | 12.85 | 24.84 | 20 | 43.56 | 45.55 | 52.05 | 10.58
4889 | 204 | 7 | 13.83 | 24.84 | 26.28 | 43.56 | 45.99 | 53.27 | 10.58
4890 | 204 | 7 | 13.83 | 24.99 | 29.45 | 44.74 | 45.99 | 53.81 | 16.47
4891 | 204 | 7 | 13.83 | 24.99 | 29.45 | 44.74 | 45.99 | 60.46 | 13.05
4892 | 204 | 7 | 13.83 | 24.99 | 29.45 | 44.74 | 45.99 | 61.82 | 17.6
4893 | 204 | 7 | 13.83 | 24.99 | 29.45 | 44.74 | 45.99 | 62.27 | 17.6
4894 | 204 | 7 | 13.83 | 25.59 | 29.45 | 44.74 | 45.99 | 65.58 | 17.6
4895 | 204 | 7 | 13.83 | 24.84 | 29.45 | 44.74 | 45.99 | 60.46 | 17.6
4896 | 204 | 7 | 13.64 | 24.84 | 29.45 | 44.74 | 45.18 | 54.87 | 17.19
4897 | 205 | 7 | 13.04 | 24.84 | 29.45 | 42.29 | 41.48 | 54.87 | 17.19
4898 | 205 | 7 | 12.66 | 24.84 | 28.78 | 42.29 | 41.48 | 51.02 | 17.19
4899 | 205 | 7 | 12.66 | 24.84 | 28.78 | 39 | 41.48 | 49.53 | 16.91
4900 | 205 | 7 | 12.66 | 24.84 | 28.78 | 39 | 41.48 | 49.53 | 16.47
4901 | 205 | 7 | 12.66 | 24.84 | 28.78 | 39.77 | 41.48 | 49.53 | 16.26
4902 | 205 | 7 | 12.9 | 24.84 | 28.78 | 42.29 | 41.48 | 51.02 | 16.67
4903 | 205 | 7 | 13.04 | 24.84 | 28.78 | 42.29 | 41.48 | 52.55 | 16.86
4904 | 205 | 7 | 13.64 | 24.84 | 28.73 | 43.56 | 43.35 | 51.72 | 17.6
4905 | 205 | 7 | 13.64 | 24.84 | 27 | 42.29 | 42.61 | 47.31 | 16.26
4906 | 205 | 7 | 13.43 | 24.84 | 20.03 | 41.05 | 41.48 | 44.6 | 11.48
4907 | 205 | 7 | 13.29 | 24.84 | 15.8 | 41.05 | 41.48 | 36.87 | 11.1
4908 | 205 | 7 | 13.04 | 24.84 | 15.76 | 38.61 | 41.48 | 36.87 | 11.1
4909 | 205 | 7 | 13.04 | 24.84 | 15.76 | 37.49 | 40.16 | 36.87 | 10.58
4910 | 205 | 7 | 13.04 | 24.84 | 10.23 | 37.49 | 40.16 | 36.87 | 11.1
4911 | 205 | 7 | 13.04 | 24.84 | 15.76 | 37.49 | 40.33 | 36.87 | 10.58
4912 | 205 | 7 | 13.04 | 24.84 | 20.03 | 38.23 | 40.74 | 37.24 | 10.58
4913 | 205 | 7 | 13.43 | 24.84 | 20 | 42.29 | 42.09 | 37.6 | 11.48
4914 | 205 | 7 | 13.64 | 24.84 | 15.78 | 42.29 | 43.35 | 43.38 | 10.58
4915 | 205 | 7 | 13.64 | 24.84 | 28.73 | 42.29 | 41.48 | 37.98 | 10.58
4916 | 205 | 7 | 12.85 | 24.84 | 28.73 | 37.87 | 41.48 | 37.98 | 10.58
4917 | 205 | 7 | 12.66 | 24.84 | 28.73 | 37.49 | 40.74 | 37.98 | 0.1
4918 | 205 | 7 | 12.66 | 24.84 | 28.73 | 37.49 | 41.12 | 44.6 | 10.58
4919 | 205 | 7 | 12.29 | 24.84 | 28.73 | 35.94 | 40.33 | 36.87 | 10.58
4920 | 205 | 7 | 7.07 | 24 | 28.73 | 31.84 | 32.68 | 35.44 | 10.58
4921 | 206 | 7 | 7.07 | 24 | 28.73 | 30.03 | 28.6 | 33.67 | 10.58
4922 | 206 | 7 | 7.07 | 24 | 22.57 | 30.03 | 28.6 | 33.67 | 10.58
4923 | 206 | 7 | 7.07 | 23.59 | 22.57 | 30.03 | 28.6 | 33.67 | 10.58
4924 | 206 | 7 | 7.07 | 21.12 | 20 | 30.03 | 28.6 | 33.67 | 10.58
4925 | 206 | 7 | 7.07 | 21.12 | 20 | 30.03 | 28.6 | 33.67 | 10.58
4926 | 206 | 7 | 7.07 | 21.12 | 20 | 30.03 | 28.6 | 33.67 | 0.1
4927 | 206 | 7 | 7.07 | 22.73 | 25.86 | 30.03 | 28.6 | 33.67 | 6.04
4928 | 206 | 7 | 7.07 | 23.59 | 28.73 | 30.03 | 28.6 | 33.67 | 0.1
4929 | 206 | 7 | 7.07 | 23.84 | 28.73 | 30.03 | 28.6 | 33.41 | 0.1
4930 | 206 | 7 | 7.07 | 23.63 | 19.86 | 30.03 | 28.6 | 33.08 | 0.1
4931 | 206 | 7 | 7.07 | 23.15 | 19.86 | 30.03 | 28.6 | 33.08 | 0.1
4932 | 206 | 7 | 7.07 | 21.12 | 19.86 | 30.03 | 28.6 | 33.08 | 0.1
4933 | 206 | 7 | 7.07 | 21.12 | 15.76 | 30.03 | 28.6 | 33.08 | 0.1
4934 | 206 | 7 | 6.86 | 20.5 | 4.33 | 30.03 | 28.6 | 32.75 | 0.1
4935 | 206 | 7 | 7.07 | 20.5 | 5.54 | 30.03 | 28.6 | 32.75 | 0.1
4936 | 206 | 7 | 7.07 | 21.12 | 15.28 | 30.03 | 28.6 | 32.75 | 0.1
4937 | 206 | 7 | 7.07 | 21.12 | 10.23 | 30.03 | 28.6 | 33.08 | 0.1
4938 | 206 | 7 | 7.07 | 23.59 | 15.28 | 30.03 | 28.6 | 33.08 | 0.1
4939 | 206 | 7 | 7.07 | 23.84 | 19.39 | 30.03 | 29.28 | 33.67 | 0.1
4940 | 206 | 7 | 7.07 | 24.12 | 22.57 | 31.11 | 30.31 | 34.25 | 0.1
4941 | 206 | 7 | 11.63 | 24.84 | 27.86 | 31.49 | 32.45 | 40.45 | 10.58
4942 | 206 | 7 | 11.63 | 24.84 | 27.86 | 35.53 | 35.6 | 44.11 | 10.58
4943 | 206 | 7 | 11.63 | 24.84 | 27.86 | 31.11 | 32.11 | 37.98 | 10.58
4944 | 206 | 7 | 9.89 | 24.84 | 22.57 | 30.91 | 30.26 | 35.72 | 10.58
4945 | 207 | 7 | 9.89 | 24.84 | 22.57 | 31.11 | 30.66 | 35.72 | 10.58
4946 | 207 | 7 | 9.89 | 24.84 | 19.86 | 31.11 | 30.66 | 35.72 | 10.58
4947 | 207 | 7 | 9.89 | 24.84 | 19.86 | 30.95 | 30.62 | 35.72 | 13.37
4948 | 207 | 7 | 9.89 | 24.84 | 19.86 | 31.11 | 30.66 | 35.72 | 15.27
4949 | 207 | 7 | 12.05 | 24.84 | 19.86 | 31.11 | 30.66 | 35.72 | 13.37
4950 | 207 | 7 | 13.04 | 24.84 | 19.86 | 32.19 | 32.45 | 42.03 | 10.58
4951 | 207 | 7 | 13.04 | 24.84 | 27.86 | 35.94 | 38.64 | 44.11 | 10.58
4952 | 207 | 7 | 13.04 | 24.84 | 24.98 | 39.77 | 40.86 | 45.05 | 10.58
4953 | 207 | 7 | 13.04 | 24.84 | 19.86 | 39.77 | 40.86 | 41.22 | 10.58
4954 | 207 | 7 | 13.04 | 24.84 | 19.39 | 39.77 | 40.86 | 35.8 | 10.58
4955 | 207 | 7 | 12.66 | 24.84 | 15.28 | 39.77 | 40.86 | 35.03 | 0.1
4956 | 207 | 7 | 12.66 | 24.84 | 15.28 | 39.77 | 40.86 | 34.29 | 0.1
4957 | 207 | 7 | 12.66 | 24.84 | 10.34 | 39.77 | 40.86 | 34.29 | 0.47
4958 | 207 | 7 | 12.66 | 24.84 | 15.28 | 39.77 | 40.86 | 34.68 | 5.48
4959 | 207 | 7 | 12.66 | 24.84 | 15.76 | 39.77 | 40.86 | 35.37 | 0.1
4960 | 207 | 7 | 13.04 | 24.84 | 15.76 | 39.77 | 40.86 | 36.05 | 10.58
4961 | 207 | 7 | 13.04 | 24.84 | 30.5 | 39.77 | 40.86 | 37.98 | 10.58
4962 | 207 | 7 | 13.04 | 24.84 | 28.73 | 39.77 | 40.86 | 42.03 | 0.1
4963 | 207 | 7 | 13.04 | 24.84 | 30.5 | 39.77 | 40.86 | 47.31 | 0.1
4964 | 207 | 7 | 13.04 | 24.84 | 30.5 | 33.8 | 40.86 | 41.22 | 0.1
4965 | 207 | 7 | 7.07 | 24.84 | 30.5 | 37.7 | 40.86 | 44.11 | 0.1
4966 | 207 | 7 | 7.07 | 24.84 | 30.5 | 39.77 | 42.09 | 41.22 | 0.1
4967 | 207 | 7 | 7.07 | 24.84 | 30.5 | 37.49 | 39.67 | 35.37 | 0.1
4968 | 207 | 7 | 7.07 | 23.76 | 30.12 | 31.11 | 30.66 | 33.67 | 0.1
4969 | 208 | 7 | 7.07 | 23.41 | 28.78 | 31.11 | 29.7 | 33.67 | 0.1
4970 | 208 | 7 | 7.07 | 22.73 | 28.78 | 31.11 | 29.7 | 33.67 | 0.1
4971 | 208 | 7 | 7.07 | 22.73 | 28.78 | 31.11 | 29.7 | 33.67 | 0.1
4972 | 208 | 7 | 7.07 | 22.73 | 28.78 | 31.11 | 29.7 | 33.67 | 0.1
4973 | 208 | 7 | 7.07 | 22.73 | 28.78 | 31.11 | 29.7 | 33.67 | 0.1
4974 | 208 | 7 | 7.07 | 23.84 | 28.78 | 31.11 | 29.7 | 33.67 | 10.58
4975 | 208 | 7 | 7.07 | 24.12 | 30.5 | 31.11 | 31.54 | 33.67 | 8.65
4976 | 208 | 7 | 7.07 | 24.84 | 28.73 | 33.11 | 34.94 | 33.67 | 0.1
4977 | 208 | 7 | 7.07 | 24.84 | 28.73 | 36.6 | 34.94 | 33.67 | 0.1
4978 | 208 | 7 | 7.07 | 24.84 | 15.76 | 32.79 | 33.65 | 33.67 | 0.1
4979 | 208 | 7 | 7.07 | 24.84 | 15.76 | 32.79 | 31.51 | 33.67 | 0.1
4980 | 208 | 7 | 7.07 | 24 | 15.28 | 32.79 | 29.4 | 33.67 | 0.1
4981 | 208 | 7 | 7.07 | 23.84 | 15.76 | 31.42 | 29.4 | 33.67 | 0.1
4982 | 208 | 7 | 7.07 | 23.84 | 20 | 31.11 | 29.4 | 33.67 | 0.1
4983 | 208 | 7 | 7.07 | 23.84 | 22.57 | 31.11 | 29.4 | 33.34 | 0.1
4984 | 208 | 7 | 7.07 | 23.84 | 22.57 | 31.11 | 29.4 | 33.34 | 0.1
4985 | 208 | 7 | 7.07 | 23.84 | 30.12 | 31.11 | 29.4 | 33.67 | 0.1
4986 | 208 | 7 | 7.07 | 24.12 | 30.5 | 31.11 | 29.7 | 33.67 | 0.97
4987 | 208 | 7 | 7.07 | 23.84 | 28.73 | 31.11 | 29.72 | 33.67 | 0.1
4988 | 208 | 7 | 7.07 | 24.12 | 30.5 | 31.11 | 29.72 | 33.67 | 0.1
4989 | 208 | 7 | 7.07 | 24.12 | 30.5 | 31.42 | 30.59 | 33.67 | 10.58
4990 | 208 | 7 | 7.07 | 24.26 | 30.5 | 36.6 | 33.65 | 33.67 | 10.58
4991 | 208 | 7 | 7.07 | 23.41 | 30.5 | 32.79 | 29.7 | 33.67 | 10.58
4992 | 208 | 7 | 7.07 | 23.41 | 30.5 | 31.11 | 29.7 | 33.67 | 10.58
4993 | 209 | 7 | 7.07 | 22.87 | 30.5 | 31.11 | 29.4 | 33.67 | 0.1
4994 | 209 | 7 | 7.07 | 22.87 | 29.45 | 31.11 | 29.28 | 33.67 | 0.1
4995 | 209 | 7 | 7.07 | 22.07 | 29.45 | 31.11 | 29.28 | 33.67 | 10.58
4996 | 209 | 7 | 7.07 | 22.07 | 29.45 | 31.11 | 29.4 | 33.67 | 0.97
4997 | 209 | 7 | 7.07 | 22.87 | 28.93 | 31.11 | 29.46 | 33.67 | 3.82
4998 | 209 | 7 | 7.07 | 23.41 | 28.93 | 31.11 | 30.04 | 33.67 | 10.58
4999 | 209 | 7 | 7.07 | 23.84 | 30.5 | 33.88 | 34.44 | 33.67 | 1.94
5000 | 209 | 7 | 7.07 | 24.11 | 28.93 | 38.6 | 36.77 | 33.67 | 0.1
5001 | 209 | 7 | 7.07 | 24.11 | 28.75 | 38.58 | 36.77 | 33.67 | 0.1
5002 | 209 | 7 | 7.07 | 24.11 | 28.71 | 37.46 | 36.77 | 33.67 | 0.1
5003 | 209 | 7 | 7.07 | 24.11 | 24.09 | 34.81 | 35.71 | 33.67 | 0.1
5004 | 209 | 7 | 7.07 | 24.11 | 15.83 | 32.79 | 31.51 | 33.67 | 0.1
5005 | 209 | 7 | 7.07 | 23.84 | 28.93 | 32.79 | 31.25 | 33.67 | 0.1
5006 | 209 | 7 | 7.07 | 23.84 | 28.93 | 32.79 | 30.34 | 33.67 | 0.1
5007 | 209 | 7 | 7.07 | 23.84 | 22.85 | 32.79 | 30.34 | 33.67 | 0.1
5008 | 209 | 7 | 7.07 | 23.84 | 28.73 | 32.79 | 30.34 | 33.67 | 0.1
5009 | 209 | 7 | 7.07 | 23.84 | 28.71 | 33.8 | 31.51 | 33.67 | 10.58
5010 | 209 | 7 | 7.07 | 24.12 | 28.71 | 37.79 | 37.39 | 33.67 | 10.58
5011 | 209 | 7 | 7.07 | 24.26 | 28.78 | 38.93 | 39.6 | 33.67 | 10.58
5012 | 209 | 7 | 7.07 | 24.26 | 30.5 | 39.77 | 39.6 | 33.74 | 10.58
5013 | 209 | 7 | 8.31 | 24.26 | 30.5 | 39.77 | 39.6 | 37.34 | 10.58
5014 | 209 | 7 | 12.49 | 24.84 | 30.5 | 39.76 | 39.6 | 34.25 | 10.58
5015 | 209 | 7 | 12.29 | 24.26 | 28.93 | 34.9 | 38.01 | 33.67 | 10.58
5016 | 209 | 7 | 10.45 | 24 | 28.73 | 33.09 | 34.67 | 33.67 | 10.58
5017 | 210 | 7 | 10.45 | 24 | 28.73 | 33.09 | 33.66 | 33.67 | 10.58
5018 | 210 | 7 | 10.45 | 23.84 | 28.73 | 32.79 | 33.66 | 33.67 | 10.58
5019 | 210 | 7 | 10.45 | 23.84 | 28.73 | 32.79 | 33.66 | 33.67 | 8.65
5020 | 210 | 7 | 10.45 | 24 | 28.73 | 32.79 | 33.66 | 33.67 | 0.1
5021 | 210 | 7 | 10.45 | 24 | 28.73 | 33.09 | 33.66 | 33.67 | 10.58
5022 | 210 | 7 | 12.29 | 24.84 | 28.69 | 33.16 | 34.06 | 34.01 | 10.58
5023 | 210 | 7 | 12.49 | 24.84 | 28.78 | 39.77 | 39.6 | 36.91 | 0.1
5024 | 210 | 7 | 12.49 | 24.84 | 28.78 | 39.77 | 39.6 | 36.87 | 0.1
5025 | 210 | 7 | 12.49 | 24.84 | 28.69 | 39.76 | 39.6 | 33.67 | 0.1
5026 | 210 | 7 | 12.49 | 24.84 | 22.57 | 39.76 | 38.52 | 33.67 | 0.1
5027 | 210 | 7 | 12.49 | 24.84 | 15.28 | 37.49 | 37.26 | 33.67 | 0.1
5028 | 210 | 7 | 12.49 | 24.73 | 11.2 | 33.88 | 34 | 33.67 | 0.1
5029 | 210 | 7 | 12.49 | 24.26 | 11.2 | 33.8 | 33.66 | 33.67 | 0.1
5030 | 210 | 7 | 10.61 | 24.26 | 11.2 | 33.46 | 33.66 | 33.67 | 0.1
5031 | 210 | 7 | 10.61 | 24.11 | 11.2 | 33.46 | 33.66 | 33.67 | 0.1
5032 | 210 | 7 | 10.61 | 24.11 | 15.28 | 33.46 | 33.72 | 33.67 | 0.1
5033 | 210 | 7 | 12.16 | 24.84 | 22.57 | 34.81 | 34.41 | 33.67 | 0.1
5034 | 210 | 7 | 12.49 | 24.84 | 28.71 | 39.76 | 38.52 | 34.29 | 0.1
5035 | 210 | 7 | 12.49 | 24.84 | 28.73 | 39.77 | 39.6 | 35.8 | 0.1
5036 | 210 | 7 | 13.04 | 24.84 | 28.73 | 39.77 | 39.6 | 35.87 | 10.58
5037 | 210 | 7 | 13.04 | 24.84 | 28.73 | 39.77 | 39.6 | 36.87 | 10.58
5038 | 210 | 7 | 13.43 | 24.84 | 28.73 | 39.76 | 38.52 | 40.8 | 10.58
5039 | 210 | 7 | 13.04 | 24.84 | 28.73 | 34.81 | 36.42 | 40.8 | 10.58
5040 | 210 | 7 | 12.53 | 24.84 | 28.73 | 33.09 | 33.66 | 34.68 | 10.58
5041 | 211 | 7 | 12.34 | 24.84 | 28.73 | 33.09 | 31.88 | 34.68 | 10.58
5042 | 211 | 7 | 12.05 | 24.84 | 28.73 | 31.49 | 31.51 | 34.68 | 10.58
5043 | 211 | 7 | 12.05 | 24.84 | 27 | 31.11 | 31.51 | 34.68 | 10.58
5044 | 211 | 7 | 12.29 | 24.84 | 22.57 | 31.49 | 31.51 | 34.68 | 10.58
5045 | 211 | 7 | 12.34 | 24.84 | 22.17 | 33.09 | 33.66 | 34.68 | 10.58
5046 | 211 | 7 | 13.04 | 24.84 | 22.17 | 33.09 | 33.66 | 35.09 | 10.58
5047 | 211 | 7 | 13.43 | 24.84 | 27.86 | 39.77 | 38.76 | 44.9 | 10.58
5048 | 211 | 7 | 13.43 | 24.84 | 27.86 | 40.96 | 40.05 | 44.9 | 10.58
5049 | 211 | 7 | 13.43 | 24.84 | 27.86 | 40.96 | 40.05 | 42.03 | 10.58
5050 | 211 | 7 | 13.43 | 24.84 | 24.19 | 40.96 | 40.05 | 35.8 | 10.58
5051 | 211 | 7 | 13.43 | 24.84 | 21.24 | 40.96 | 38.52 | 35.09 | 10.58
5052 | 211 | 7 | 13.43 | 24.84 | 21.24 | 39.77 | 38.01 | 34.68 | 10.58
5053 | 211 | 7 | 12.34 | 24.84 | 21.24 | 38.23 | 36.91 | 34.68 | 10.58
5054 | 211 | 7 | 12.34 | 24.84 | 21.24 | 34.82 | 34.04 | 34.68 | 10.58
5055 | 211 | 7 | 12.9 | 24.84 | 21.24 | 34.82 | 33.7 | 34.68 | 10.58
5056 | 211 | 7 | 13.04 | 24.84 | 15.76 | 35.85 | 34.04 | 34.68 | 10.58
5057 | 211 | 7 | 13.04 | 24.84 | 28.68 | 39.77 | 39.67 | 35.03 | 10.58
5058 | 211 | 7 | 13.04 | 24.84 | 28.78 | 40.96 | 40.86 | 37.98 | 10.58
5059 | 211 | 7 | 13.04 | 24.84 | 28.73 | 40.96 | 41.48 | 42.2 | 10.79
5060 | 211 | 7 | 13.43 | 24.84 | 28.73 | 40.96 | 40.86 | 49.53 | 16.02
5061 | 211 | 7 | 13.43 | 24.84 | 28.78 | 40.96 | 42.01 | 51.64 | 16.26
5062 | 211 | 7 | 13.43 | 24.84 | 28.78 | 42.17 | 43.27 | 51.76 | 16.26
5063 | 211 | 7 | 13.43 | 24.84 | 28.78 | 40.95 | 40.16 | 48.86 | 16.26
5064 | 211 | 7 | 13.04 | 24.84 | 28.73 | 34.81 | 34.16 | 37.98 | 16.02
5065 | 212 | 7 | 13.04 | 24.84 | 28.78 | 31.54 | 30.34 | 34.68 | 16.02
5066 | 212 | 7 | 12.66 | 24.84 | 28.78 | 31.12 | 30.04 | 34.25 | 16.02
5067 | 212 | 7 | 12.66 | 24.84 | 28.78 | 31.12 | 30.04 | 34.25 | 16.02
5068 | 212 | 7 | 12.66 | 24.84 | 28.73 | 31.12 | 30.04 | 34.25 | 16.26
5069 | 212 | 7 | 12.66 | 24.84 | 28.73 | 31.42 | 30.04 | 34.25 | 16.26
5070 | 212 | 7 | 12.66 | 24.84 | 28.73 | 31.84 | 30.34 | 34.29 | 16.26
5071 | 212 | 7 | 12.66 | 24.84 | 28.78 | 31.84 | 30.34 | 34.68 | 16.26
5072 | 212 | 7 | 13.04 | 24.84 | 28.73 | 31.84 | 30.66 | 34.25 | 16.26
5073 | 212 | 7 | 13.04 | 24.84 | 28.73 | 31.84 | 30.65 | 34.01 | 11.1
5074 | 212 | 7 | 12.66 | 24.84 | 24.19 | 31.42 | 30.04 | 33.67 | 10.58
5075 | 212 | 7 | 12.29 | 24.84 | 27 | 31.11 | 30.04 | 33.67 | 10.58
5076 | 212 | 7 | 11.42 | 24.84 | 28.73 | 31.11 | 30.04 | 33.67 | 10.58
5077 | 212 | 7 | 11.42 | 23.21 | 28.73 | 31.11 | 30.04 | 33.67 | 10.58
5078 | 212 | 7 | 11.42 | 23.21 | 21.24 | 31.11 | 30.04 | 33.67 | 10.58
5079 | 212 | 7 | 11.42 | 23.21 | 28.78 | 31.11 | 30.04 | 33.67 | 10.58
5080 | 212 | 7 | 11.42 | 24.56 | 28.78 | 31.11 | 30.04 | 33.67 | 10.58
5081 | 212 | 7 | 12.29 | 24.84 | 28.78 | 31.86 | 33.66 | 33.67 | 10.58
5082 | 212 | 7 | 13.03 | 24.84 | 28.73 | 35.94 | 38.45 | 41.44 | 11.48
5083 | 212 | 7 | 13.43 | 24.84 | 30.5 | 36.6 | 40.16 | 45.88 | 11.48
5084 | 212 | 7 | 13.43 | 24.84 | 30.5 | 36.6 | 40.16 | 46.24 | 16.56
5085 | 212 | 7 | 13.43 | 24.84 | 30.5 | 36.6 | 40.27 | 48.09 | 16.56
5086 | 212 | 7 | 13.04 | 24.84 | 29.45 | 37.48 | 40.16 | 47.63 | 16.56
5087 | 212 | 7 | 12.66 | 24.84 | 29.45 | 34.9 | 38.45 | 45.88 | 16.26
5088 | 212 | 7 | 12.66 | 24.84 | 28.73 | 32.81 | 32.68 | 43.96 | 16.26
5089 | 213 | 8 | 12.66 | 24.84 | 28.73 | 31.11 | 32.68 | 39 | 16.26
5090 | 213 | 8 | 12.29 | 24.84 | 29.45 | 31.11 | 32.35 | 37.57 | 16.26
5091 | 213 | 8 | 12.29 | 24.84 | 28.73 | 31.11 | 32.35 | 35.72 | 16.26
5092 | 213 | 8 | 12.66 | 24.84 | 28.73 | 31.11 | 32.35 | 35.72 | 16.26
5093 | 213 | 8 | 12.66 | 24.84 | 28.73 | 31.11 | 32.35 | 35.77 | 16.02
5094 | 213 | 8 | 12.66 | 24.84 | 28.73 | 31.11 | 32.35 | 35.72 | 16.02
5095 | 213 | 8 | 12.66 | 24.84 | 30.5 | 31.42 | 32.68 | 35.72 | 16.47
5096 | 213 | 8 | 12.66 | 24.84 | 30.5 | 31.86 | 32.68 | 35.77 | 11.48
5097 | 213 | 8 | 12.66 | 24.84 | 28.78 | 31.86 | 32.68 | 35.03 | 10.58
5098 | 213 | 8 | 12.66 | 24.84 | 29.07 | 31.54 | 32.35 | 34.68 | 10.58
5099 | 213 | 8 | 12.29 | 24.84 | 28.35 | 31.11 | 32.11 | 34.68 | 0.1
5100 | 213 | 8 | 12.29 | 24.84 | 28.78 | 31.11 | 32.35 | 34.68 | 0.97
5101 | 213 | 8 | 11.42 | 23.59 | 28.78 | 31.11 | 32.35 | 34.68 | 10.58
5102 | 213 | 8 | 11.42 | 23.41 | 23.63 | 31.11 | 32.35 | 34.68 | 10.58
5103 | 213 | 8 | 11.42 | 23.41 | 29.12 | 31.11 | 32.35 | 34.68 | 0.1
5104 | 213 | 8 | 11.42 | 23.76 | 28.73 | 31.11 | 32.35 | 34.68 | 4.32
5105 | 213 | 8 | 12.29 | 24.84 | 30.5 | 31.11 | 32.35 | 34.68 | 10.58
5106 | 213 | 8 | 12.48 | 24.84 | 30.5 | 31.84 | 32.68 | 34.73 | 10.58
5107 | 213 | 8 | 12.83 | 24.84 | 30.5 | 42.29 | 41.48 | 51.02 | 10.58
5108 | 213 | 8 | 13.04 | 24.84 | 30.5 | 42.29 | 41.48 | 53.27 | 16.47
5109 | 213 | 8 | 13.43 | 24.84 | 30.5 | 43.56 | 44.49 | 54.87 | 16.67
5110 | 213 | 8 | 13.43 | 24.84 | 30.5 | 43.56 | 44.49 | 54.87 | 16.26
5111 | 213 | 8 | 13.04 | 24.84 | 30.5 | 38.61 | 42.79 | 54.87 | 16.26
5112 | 213 | 8 | 13.04 | 24.84 | 30.5 | 38.61 | 40.27 | 48.09 | 16.26
5113 | 214 | 8 | 12.29 | 24.84 | 29.07 | 39.77 | 41.48 | 49.53 | 16.26
5114 | 214 | 8 | 12.66 | 24.84 | 28.78 | 39.77 | 41.48 | 47.31 | 16.26
5115 | 214 | 8 | 12.66 | 24.84 | 28.78 | 39.77 | 41.48 | 47.31 | 16.26
5116 | 214 | 8 | 12.66 | 24.84 | 28.78 | 39.77 | 41.48 | 48.86 | 16.67
5117 | 214 | 8 | 13.04 | 24.84 | 28.78 | 42.29 | 41.48 | 49.53 | 16.47
5118 | 214 | 8 | 13.83 | 24.84 | 28.78 | 43.56 | 44.49 | 53.27 | 16.67
5119 | 214 | 8 | 14.25 | 24.99 | 30.5 | 43.56 | 44.49 | 54.87 | 16.67
5120 | 214 | 8 | 13.83 | 24.99 | 29.45 | 43.56 | 44.49 | 54.92 | 16.77
5121 | 214 | 8 | 13.83 | 24.99 | 29.69 | 43.56 | 44.49 | 53.27 | 10.58
5122 | 214 | 8 | 12.9 | 24.84 | 27.86 | 43.56 | 44.49 | 51.02 | 10.58
5123 | 214 | 8 | 12.85 | 24.84 | 28.73 | 42.17 | 44.49 | 47.31 | 0.97
5124 | 214 | 8 | 12.66 | 24.84 | 26.13 | 42.17 | 44.49 | 46.84 | 10.58
5125 | 214 | 8 | 12.48 | 24.84 | 28.73 | 39.77 | 43.35 | 46.84 | 0.1
5126 | 214 | 8 | 12.48 | 24.84 | 28.73 | 39.77 | 43.35 | 46.64 | 0.1
5127 | 214 | 8 | 12.46 | 24.84 | 28.73 | 39.77 | 41.48 | 46.64 | 10.58
5128 | 214 | 8 | 12.85 | 24.84 | 28.78 | 39.77 | 41.48 | 46.84 | 10.58
5129 | 214 | 8 | 13.04 | 24.84 | 28.78 | 40.17 | 41.93 | 46.84 | 10.58
5130 | 214 | 8 | 13.83 | 24.84 | 30.5 | 43.56 | 44.49 | 51.02 | 10.58
5131 | 214 | 8 | 13.83 | 24.99 | 30.5 | 43.56 | 44.49 | 53.71 | 10.58
5132 | 214 | 8 | 13.83 | 24.84 | 30.5 | 43.56 | 44.49 | 56.52 | 10.58
5133 | 214 | 8 | 13.83 | 24.84 | 30.5 | 43.56 | 44.49 | 62.27 | 10.58
5134 | 214 | 8 | 13.83 | 24.84 | 28.73 | 43.56 | 44.49 | 57.31 | 0.64
5135 | 214 | 8 | 12.34 | 24.84 | 28.73 | 42.29 | 44.49 | 54.87 | 0.1
5136 | 214 | 8 | 11.63 | 23.59 | 28.73 | 39.77 | 41.48 | 53.27 | 0.1
5137 | 215 | 8 | 7.28 | 23.59 | 28.73 | 32.79 | 39.1 | 46.69 | 0.1
5138 | 215 | 8 | 7.07 | 23.41 | 28.73 | 32.79 | 39.1 | 42.98 | 0.1
5139 | 215 | 8 | 7.07 | 22.73 | 28.73 | 31.11 | 37.82 | 42.98 | 0.1
5140 | 215 | 8 | 7.07 | 22.73 | 28.73 | 31.11 | 35.64 | 42.98 | 0.1
5141 | 215 | 8 | 7.07 | 22.73 | 28.73 | 31.86 | 37.82 | 42.98 | 0.1
5142 | 215 | 8 | 8.31 | 24.44 | 28.73 | 32.79 | 39.1 | 44.72 | 0.1
5143 | 215 | 8 | 8.31 | 24.84 | 28.73 | 32.79 | 40.86 | 47.81 | 10.58
5144 | 215 | 8 | 9.78 | 24.84 | 28.83 | 39.77 | 43.35 | 47.37 | 0.1
5145 | 215 | 8 | 9.78 | 24.84 | 28.73 | 39.77 | 43.35 | 46.06 | 0.1
5146 | 215 | 8 | 9.78 | 24.84 | 28.73 | 39.77 | 42.09 | 43.96 | 0.1
5147 | 215 | 8 | 9.78 | 24.84 | 20.03 | 40.96 | 41.48 | 43.96 | 0.1
5148 | 215 | 8 | 9.78 | 24.84 | 20.03 | 39.77 | 41.48 | 42.98 | 0.1
5149 | 215 | 8 | 8.31 | 24.26 | 20.03 | 39.77 | 41.48 | 42.98 | 0.1
5150 | 215 | 8 | 8.31 | 24.26 | 20.03 | 39.77 | 41.48 | 42.98 | 0.1
5151 | 215 | 8 | 8.31 | 24.26 | 20.03 | 39.77 | 41.48 | 42.98 | 0.1
5152 | 215 | 8 | 8.31 | 24.56 | 18.02 | 39.77 | 41.48 | 42.98 | 0.1
5153 | 215 | 8 | 8.31 | 24.84 | 22.57 | 39.77 | 41.9 | 42.98 | 10.58
5154 | 215 | 8 | 12.66 | 24.84 | 20 | 39.77 | 44.49 | 48.66 | 0.1
5155 | 215 | 8 | 12.66 | 24.84 | 22.68 | 42.29 | 44.49 | 51.72 | 10.58
5156 | 215 | 8 | 13.04 | 24.84 | 28.73 | 42.29 | 44.49 | 53.27 | 10.58
5157 | 215 | 8 | 12.85 | 24.84 | 28.73 | 43.56 | 44.49 | 53.71 | 10.58
5158 | 215 | 8 | 13.43 | 24.84 | 28.73 | 42.29 | 44.49 | 56.52 | 11.48
5159 | 215 | 8 | 12.66 | 24.84 | 22.68 | 42.29 | 43.35 | 54.92 | 16.02
5160 | 215 | 8 | 12.29 | 24.26 | 22.68 | 35.94 | 39.49 | 45.14 | 16.02
5161 | 216 | 8 | 12.29 | 24.11 | 15.28 | 35.94 | 40.16 | 46.06 | 16.02
5162 | 216 | 8 | 11.41 | 24.11 | 15.28 | 35.94 | 40.16 | 45.42 | 16.02
5163 | 216 | 8 | 11.41 | 24.11 | 11.2 | 35.94 | 37.82 | 44.97 | 16.02
5164 | 216 | 8 | 10.76 | 24.11 | 11.2 | 35.94 | 37.82 | 44.97 | 16.02
5165 | 216 | 8 | 11.41 | 24.11 | 15.28 | 37.49 | 39.13 | 45.42 | 10.58
5166 | 216 | 8 | 12.03 | 24.84 | 15.28 | 41.05 | 40.33 | 46.32 | 10.58
5167 | 216 | 8 | 12.66 | 24.84 | 15.28 | 42.29 | 40.74 | 48.86 | 10.58
5168 | 216 | 8 | 12.66 | 24.84 | 15.28 | 43.56 | 43.35 | 51.02 | 10.58
5169 | 216 | 8 | 12.66 | 25.29 | 15.28 | 43.56 | 44.49 | 51.72 | 10.58
5170 | 216 | 8 | 12.66 | 24.99 | 11.2 | 43.56 | 44.49 | 48.86 | 10.58
5171 | 216 | 8 | 12.66 | 24.99 | 10.3 | 43.56 | 44.49 | 48.86 | 10.58
5172 | 216 | 8 | 12.29 | 24.84 | 8.84 | 43.56 | 43.35 | 46.06 | 10.58
5173 | 216 | 8 | 10.76 | 24.84 | 10.3 | 42.29 | 43.35 | 46.06 | 10.58
5174 | 216 | 8 | 10.76 | 24.84 | 10.34 | 42.29 | 41.48 | 44.97 | 10.58
5175 | 216 | 8 | 7.28 | 24.84 | 10.34 | 39.77 | 40.86 | 43.96 | 0.1
5176 | 216 | 8 | 7.28 | 24.84 | 10.34 | 37.11 | 41.48 | 39.95 | 0.1
5177 | 216 | 8 | 10.76 | 24.84 | 15.28 | 37.49 | 42.09 | 39.95 | 0.1
5178 | 216 | 8 | 10.76 | 24.84 | 15.28 | 39.77 | 43.19 | 39.95 | 0.1
5179 | 216 | 8 | 10.76 | 24.84 | 28.69 | 39.77 | 43.42 | 44.97 | 10.58
5180 | 216 | 8 | 10.76 | 24.84 | 28.78 | 39.77 | 43.42 | 46.01 | 0.1
5181 | 216 | 8 | 12.66 | 24.84 | 28.78 | 39.77 | 44.49 | 51.72 | 6.72
5182 | 216 | 8 | 12.66 | 24.84 | 28.78 | 42.17 | 44.49 | 50.26 | 0.1
5183 | 216 | 8 | 10.76 | 24.84 | 28.73 | 39.77 | 43.35 | 49.71 | 0.1
5184 | 216 | 8 | 10.76 | 23.41 | 28.73 | 37.02 | 40.57 | 47.44 | 10.58
5185 | 217 | 8 | 10.76 | 23.41 | 28.73 | 37.02 | 41.67 | 46.69 | 10.58
5186 | 217 | 8 | 10.76 | 23.41 | 28.73 | 37.02 | 41.48 | 46.06 | 10.58
5187 | 217 | 8 | 10.76 | 23.59 | 28.73 | 37.02 | 41.06 | 46.06 | 10.58
5188 | 217 | 8 | 11.42 | 23.59 | 28.73 | 39.77 | 41.06 | 46.06 | 10.58
5189 | 217 | 8 | 12.07 | 24.84 | 28.73 | 40.17 | 41.67 | 46.86 | 10.58
5190 | 217 | 8 | 13.24 | 24.84 | 28.73 | 43.56 | 42.09 | 51.2 | 10.58
5191 | 217 | 8 | 13.83 | 24.84 | 28.78 | 43.56 | 43.86 | 51.72 | 10.58
5192 | 217 | 8 | 13.83 | 25.59 | 28.78 | 43.56 | 44.49 | 51.72 | 10.58
5193 | 217 | 8 | 13.83 | 24.84 | 28.78 | 43.56 | 44.49 | 51.72 | 10.58
5194 | 217 | 8 | 13.83 | 24.84 | 28.69 | 43.56 | 44.49 | 48.79 | 10.58
5195 | 217 | 8 | 13.69 | 24.84 | 22.9 | 42.29 | 44.49 | 46.06 | 0.46
5196 | 217 | 8 | 12.83 | 24.84 | 28.78 | 41.05 | 41.06 | 43.96 | 0.1
5197 | 217 | 8 | 12.48 | 24.84 | 27.86 | 40.96 | 40.86 | 43.96 | 0.1
5198 | 217 | 8 | 12.48 | 24.84 | 22.9 | 39.77 | 40.86 | 34.68 | 3.89
5199 | 217 | 8 | 12.53 | 24.84 | 27.86 | 39.77 | 40.86 | 34.68 | 0.1
5200 | 217 | 8 | 12.85 | 24.84 | 11.2 | 39.77 | 41.06 | 43.96 | 0.1
5201 | 217 | 8 | 13.04 | 24.84 | 22.57 | 40.17 | 43.35 | 43.96 | 0.1
5202 | 217 | 8 | 13.83 | 24.84 | 15.28 | 43.56 | 43.86 | 48.79 | 0.1
5203 | 217 | 8 | 13.83 | 24.84 | 28.78 | 43.56 | 44.49 | 53.27 | 0.1
5204 | 217 | 8 | 13.83 | 24.84 | 28.78 | 43.56 | 44.49 | 53.71 | 1.94
5205 | 217 | 8 | 14.1 | 25.59 | 28.78 | 43.56 | 44.49 | 53.71 | 10.58
5206 | 217 | 8 | 13.83 | 25.59 | 28.78 | 43.56 | 44.49 | 53.71 | 10.58
5207 | 217 | 8 | 13.43 | 24.84 | 20.32 | 43.56 | 43.35 | 53.71 | 4.32
5208 | 217 | 8 | 13.04 | 24.84 | 11.2 | 41.86 | 41.67 | 49.71 | 0.1
5209 | 218 | 8 | 12.66 | 24.84 | 10.34 | 39.93 | 41.12 | 46.97 | 10.58
5210 | 218 | 8 | 12.66 | 24.84 | 10.34 | 38.23 | 40.27 | 46.06 | 10.58
5211 | 218 | 8 | 12.66 | 24.84 | 10.34 | 38.23 | 40.27 | 46.06 | 10.58
5212 | 218 | 8 | 12.66 | 24.84 | 10.34 | 38.61 | 41.12 | 46.64 | 10.58
5213 | 218 | 8 | 12.66 | 24.84 | 10.3 | 41.86 | 41.12 | 48.37 | 10.58
5214 | 218 | 8 | 13.04 | 24.84 | 10.34 | 42.29 | 43.35 | 49.53 | 10.58
5215 | 218 | 8 | 13.76 | 24.84 | 10.34 | 43.56 | 44.49 | 53.71 | 10.58
5216 | 218 | 8 | 13.83 | 24.84 | 10.34 | 43.56 | 44.49 | 53.71 | 10.58
5217 | 218 | 8 | 13.69 | 24.84 | 10.3 | 43.56 | 44.49 | 53.27 | 10.58
5218 | 218 | 8 | 12.79 | 24.84 | 10.23 | 43.56 | 44.49 | 49.48 | 10.58
5219 | 218 | 8 | 12.53 | 24.84 | 10.23 | 42.17 | 44.49 | 46.69 | 10.58
5220 | 218 | 8 | 12.29 | 24.84 | 4.33 | 39.77 | 42.09 | 46.06 | 10.58
5221 | 218 | 8 | 11.59 | 24.84 | 4.33 | 37.02 | 41.54 | 46.06 | 0.1
5222 | 218 | 8 | 11.59 | 24.84 | 4.33 | 37.02 | 41.54 | 46.06 | 0.1
5223 | 218 | 8 | 11.59 | 24.56 | 4.33 | 37.02 | 41.54 | 46.06 | 0.1
5224 | 218 | 8 | 12.29 | 24.84 | 10.23 | 37.02 | 41.54 | 46.06 | 0.1
5225 | 218 | 8 | 12.66 | 24.84 | 10.3 | 39.77 | 43.35 | 46.52 | 0.1
5226 | 218 | 8 | 12.9 | 24.84 | 10.34 | 43.44 | 43.35 | 51.2 | 10.58
5227 | 218 | 8 | 13.04 | 24.84 | 14.79 | 43.56 | 43.83 | 53.27 | 10.58
5228 | 218 | 8 | 13.64 | 24.84 | 14.79 | 43.56 | 44.49 | 53.71 | 10.58
5229 | 218 | 8 | 13.64 | 24.84 | 14.79 | 43.56 | 44.49 | 53.71 | 10.58
5230 | 218 | 8 | 13.43 | 24.84 | 14.79 | 43.56 | 44.49 | 53.27 | 10.58
5231 | 218 | 8 | 13.04 | 24.84 | 13.03 | 42.29 | 42.79 | 49.53 | 10.58
5232 | 218 | 8 | 13.04 | 24.84 | 11.2 | 41.86 | 41.12 | 48.37 | 10.58
5233 | 219 | 8 | 12.29 | 24.84 | 10.34 | 35.94 | 35.26 | 42.68 | 16.26
5234 | 219 | 8 | 12.66 | 24.84 | 10.34 | 35.94 | 35.26 | 40.87 | 16.26
5235 | 219 | 8 | 12.66 | 24.84 | 10.34 | 35.94 | 35.26 | 43.96 | 16.26
5236 | 219 | 8 | 12.66 | 24.84 | 10.34 | 35.94 | 37.28 | 43.96 | 16.26
5237 | 219 | 8 | 12.66 | 24.84 | 10.34 | 37.02 | 39.1 | 43.96 | 16.26
5238 | 219 | 8 | 12.66 | 24.84 | 10.34 | 38.61 | 40.27 | 47.44 | 16.26
5239 | 219 | 8 | 12.66 | 24.84 | 10.34 | 42.29 | 41.48 | 48.09 | 16.26
5240 | 219 | 8 | 13.04 | 24.84 | 10.3 | 42.29 | 41.48 | 46.69 | 11.48
5241 | 219 | 8 | 13.04 | 24.84 | 10.3 | 38.61 | 39.1 | 37.98 | 10.58
5242 | 219 | 8 | 12.29 | 24.84 | 10.23 | 31.84 | 33.07 | 35.72 | 10.58
5243 | 219 | 8 | 12.29 | 24.84 | 5.54 | 31.84 | 32.74 | 35.72 | 0.1
5244 | 219 | 8 | 10.93 | 24 | 4.33 | 31.52 | 33.07 | 35.72 | 0.1
5245 | 219 | 8 | 10.93 | 23.84 | 4.33 | 31.52 | 32.74 | 34.68 | 0.1
5246 | 219 | 8 | 10.93 | 23.84 | 4.33 | 31.52 | 32.74 | 35.72 | 0.1
5247 | 219 | 8 | 10.93 | 23.84 | 4.33 | 31.52 | 32.74 | 35.72 | 0.1
5248 | 219 | 8 | 10.93 | 24 | 5.54 | 31.52 | 32.74 | 35.72 | 0.46
5249 | 219 | 8 | 12.29 | 24.84 | 10.23 | 31.84 | 32.74 | 35.72 | 10.58
5250 | 219 | 8 | 12.66 | 24.84 | 10.34 | 32.04 | 33.43 | 37.98 | 10.58
5251 | 219 | 8 | 12.85 | 24.84 | 11.2 | 37.08 | 38.52 | 47.31 | 10.58
5252 | 219 | 8 | 12.85 | 24.84 | 15.28 | 37.08 | 38.52 | 48.09 | 10.58
5253 | 219 | 8 | 12.85 | 24.84 | 15.28 | 37.08 | 38.52 | 48.86 | 10.58
5254 | 219 | 8 | 12.85 | 24.84 | 15.28 | 37.08 | 39.1 | 47.44 | 10.58
5255 | 219 | 8 | 12.66 | 24.84 | 15.28 | 35.94 | 34.96 | 41.66 | 10.58
5256 | 219 | 8 | 12.66 | 24.84 | 10.58 | 36.31 | 37.28 | 36.08 | 10.58
5257 | 220 | 8 | 12.66 | 24.84 | 10.58 | 31.8 | 30.65 | 35.72 | 13.37
5258 | 220 | 8 | 12.29 | 24.84 | 10.58 | 30.93 | 30.34 | 35.72 | 10.58
5259 | 220 | 8 | 12.29 | 24.73 | 10.58 | 30.93 | 30.34 | 35.72 | 10.58
5260 | 220 | 8 | 12.29 | 24.73 | 10.58 | 30.93 | 30.34 | 35.72 | 10.58
5261 | 220 | 8 | 12.29 | 24.73 | 10.58 | 30.93 | 30.34 | 35.72 | 10.58
5262 | 220 | 8 | 12.29 | 24.73 | 10.58 | 30.93 | 30.34 | 35.72 | 10.58
5263 | 220 | 8 | 12.29 | 24.84 | 15.28 | 30.93 | 30.34 | 35.72 | 10.58
5264 | 220 | 8 | 12.29 | 24.84 | 15.28 | 30.93 | 30.34 | 35.72 | 10.58
5265 | 220 | 8 | 12.29 | 24.84 | 15.28 | 30.95 | 30.34 | 35.72 | 10.58
5266 | 220 | 8 | 11.58 | 24.84 | 10.58 | 31.11 | 30.34 | 34.35 | 10.58
5267 | 220 | 8 | 10.93 | 23.59 | 10.58 | 30.95 | 30.51 | 34.25 | 10.58
5268 | 220 | 8 | 7.07 | 22.07 | 10.58 | 31.11 | 30.65 | 34.25 | 10.58
5269 | 220 | 8 | 7.07 | 21.88 | 10.58 | 30.88 | 30.34 | 34.25 | 10.58
5270 | 220 | 8 | 7.07 | 21.88 | 10.58 | 30.57 | 30.34 | 34.25 | 10.58
5271 | 220 | 8 | 7.07 | 21.88 | 10.58 | 30.62 | 30.34 | 34.25 | 10.58
5272 | 220 | 8 | 7.07 | 21.88 | 15.28 | 30.8 | 30.34 | 34.01 | 10.58
5273 | 220 | 8 | 10.93 | 23.59 | 24.12 | 30.93 | 30.34 | 34.25 | 10.58
5274 | 220 | 8 | 11.58 | 24.84 | 28.69 | 31.11 | 30.34 | 35.72 | 10.58
5275 | 220 | 8 | 12.29 | 24.84 | 28.78 | 37.02 | 40.27 | 46.06 | 10.58
5276 | 220 | 8 | 12.66 | 24.84 | 28.73 | 38.61 | 41.48 | 51.02 | 11.48
5277 | 220 | 8 | 13.23 | 24.84 | 28.73 | 43.56 | 43.86 | 54.87 | 13.37
5278 | 220 | 8 | 12.66 | 24.84 | 28.73 | 43.56 | 43.86 | 54.87 | 11.48
5279 | 220 | 8 | 12.29 | 24.84 | 28.73 | 38.61 | 40.27 | 50.19 | 10.58
5280 | 220 | 8 | 12.29 | 24.84 | 28.73 | 37.02 | 40.27 | 47.53 | 10.58
5281 | 221 | 8 | 11.42 | 24.84 | 28.78 | 42.29 | 43.35 | 48.86 | 10.58
5282 | 221 | 8 | 11.42 | 24.84 | 28.78 | 42.29 | 43.35 | 48.86 | 10.58
5283 | 221 | 8 | 12.11 | 24.84 | 28.78 | 42.29 | 43.35 | 48.86 | 11.48
5284 | 221 | 8 | 12.29 | 24.84 | 28.78 | 42.29 | 43.35 | 48.86 | 10.58
5285 | 221 | 8 | 12.29 | 24.84 | 28.78 | 43.12 | 43.35 | 53.27 | 10.58
5286 | 221 | 8 | 13.03 | 24.84 | 30.12 | 43.56 | 45.18 | 53.32 | 10.58
5287 | 221 | 8 | 15.34 | 25.59 | 30.5 | 47.46 | 45.55 | 57.49 | 10.58
5288 | 221 | 8 | 15.34 | 25.59 | 30.5 | 47.46 | 45.55 | 57.49 | 10.58
5289 | 221 | 8 | 15.34 | 25.59 | 30.5 | 47.46 | 45.55 | 57.49 | 10.58
5290 | 221 | 8 | 15.34 | 24.99 | 29.07 | 46.98 | 45.55 | 53.71 | 10.58
5291 | 221 | 8 | 13.83 | 24.99 | 28.78 | 44.28 | 45.18 | 48.86 | 10.58
5292 | 221 | 8 | 13.69 | 24.84 | 28.78 | 43.56 | 45.18 | 48.86 | 10.58
5293 | 221 | 8 | 13.64 | 24.84 | 28.78 | 43.56 | 43.35 | 48.86 | 10.58
5294 | 221 | 8 | 13.04 | 24.84 | 28.78 | 43.56 | 43.35 | 48.86 | 10.58
5295 | 221 | 8 | 13.04 | 24.84 | 28.78 | 43.56 | 43.35 | 48.86 | 10.58
5296 | 221 | 8 | 13.83 | 24.88 | 28.78 | 43.56 | 43.79 | 48.86 | 10.58
5297 | 221 | 8 | 13.83 | 24.99 | 28.78 | 46.98 | 45.55 | 51.72 | 10.58
5298 | 221 | 8 | 15.34 | 24.99 | 28.73 | 47.46 | 45.55 | 53.71 | 10.58
5299 | 221 | 8 | 15.34 | 25.59 | 30.5 | 47.46 | 45.55 | 57.49 | 11.48
5300 | 221 | 8 | 15.34 | 25.59 | 30.5 | 47.46 | 45.55 | 57.49 | 16.67
5301 | 221 | 8 | 15.34 | 25.59 | 30.5 | 47.46 | 45.55 | 62.27 | 16.95
5302 | 221 | 8 | 17.72 | 25.59 | 30.5 | 46.21 | 45.55 | 62.27 | 16.67
5303 | 221 | 8 | 15.34 | 24.99 | 30.5 | 44.86 | 45.55 | 55.66 | 16.26
5304 | 221 | 8 | 13.43 | 24.84 | 30.5 | 43.56 | 45.18 | 53.71 | 16.26
5305 | 222 | 8 | 13.04 | 24.84 | 28.78 | 42.29 | 43.35 | 53.27 | 16.26
5306 | 222 | 8 | 13.04 | 24.84 | 28.78 | 42.29 | 43.35 | 51.2 | 16.26
5307 | 222 | 8 | 13.04 | 24.84 | 28.78 | 42.29 | 43.35 | 51.02 | 16.02
5308 | 222 | 8 | 13.04 | 24.84 | 28.78 | 42.29 | 43.35 | 51.02 | 16.02
5309 | 222 | 8 | 13.43 | 24.84 | 28.78 | 42.29 | 43.79 | 53.27 | 13.21
5310 | 222 | 8 | 13.83 | 24.84 | 30.12 | 43.56 | 45.55 | 53.71 | 13.21
5311 | 222 | 8 | 15.34 | 25.59 | 30.5 | 47.46 | 45.55 | 57.49 | 17.6
5312 | 222 | 8 | 15.34 | 25.59 | 30.12 | 47.46 | 45.55 | 57.49 | 11.48
5313 | 222 | 8 | 15.34 | 24.99 | 28.78 | 47.46 | 45.55 | 53.71 | 10.58
5314 | 222 | 8 | 13.83 | 24.99 | 28.78 | 46.98 | 45.55 | 52.73 | 10.58
5315 | 222 | 8 | 13.83 | 24.99 | 28.73 | 43.56 | 43.83 | 51.02 | 10.58
5316 | 222 | 8 | 12.9 | 24.84 | 28.73 | 43.56 | 43.83 | 50.51 | 0.1
5317 | 222 | 8 | 12.85 | 24.84 | 28.73 | 42.71 | 43.35 | 50.51 | 0.1
5318 | 222 | 8 | 12.85 | 24.84 | 28.73 | 42.29 | 43.35 | 49.53 | 10.58
5319 | 222 | 8 | 12.85 | 24.84 | 28.73 | 42.29 | 43.35 | 49.53 | 0.1
5320 | 222 | 8 | 12.9 | 24.84 | 28.82 | 42.29 | 43.35 | 50.51 | 10.58
5321 | 222 | 8 | 13.04 | 24.84 | 30.5 | 42.71 | 43.35 | 50.51 | 10.58
5322 | 222 | 8 | 13.04 | 24.84 | 30.5 | 43.56 | 43.35 | 51.76 | 10.58
5323 | 222 | 8 | 14.25 | 24.84 | 37.12 | 43.56 | 43.79 | 54.92 | 10.58
5324 | 222 | 8 | 13.83 | 24.84 | 37.12 | 43.56 | 45.55 | 56.52 | 10.58
5325 | 222 | 8 | 13.83 | 24.84 | 37.12 | 43.56 | 45.18 | 57.49 | 10.58
5326 | 222 | 8 | 13.69 | 24.84 | 30.5 | 43.56 | 45.18 | 56.52 | 10.58
5327 | 222 | 8 | 13.43 | 24.84 | 30.5 | 42.29 | 45.18 | 54.87 | 10.58
5328 | 222 | 8 | 12.66 | 24.84 | 30.5 | 41.05 | 37.26 | 49.75 | 10.58
5329 | 223 | 8 | 12.66 | 24.84 | 30.5 | 38.77 | 36.85 | 45.32 | 16.02
5330 | 223 | 8 | 12.66 | 24.84 | 30.12 | 38.77 | 36.85 | 45.32 | 16.02
5331 | 223 | 8 | 12.66 | 24.73 | 28.73 | 38.77 | 36.85 | 45.32 | 16.02
5332 | 223 | 8 | 12.66 | 24.84 | 28.73 | 40.64 | 36.85 | 45.33 | 16.02
5333 | 223 | 8 | 12.66 | 24.84 | 28.73 | 40.64 | 36.85 | 46.22 | 16.02
5334 | 223 | 8 | 13.43 | 24.84 | 28.73 | 42.29 | 37.26 | 48.86 | 16.02
5335 | 223 | 8 | 14.52 | 25.29 | 30.5 | 45.61 | 41.48 | 53.27 | 16.02
5336 | 223 | 8 | 14.52 | 25.59 | 28.87 | 45.61 | 43.83 | 53.32 | 11.48
5337 | 223 | 8 | 14.25 | 25.59 | 28.81 | 45.61 | 43.83 | 53.27 | 11.1
5338 | 223 | 8 | 13.83 | 25.59 | 28.75 | 43.56 | 43.83 | 48.86 | 10.58
5339 | 223 | 8 | 13.83 | 25.59 | 28.71 | 42.29 | 43.83 | 45.33 | 10.58
5340 | 223 | 8 | 13.69 | 24.84 | 24.28 | 41.39 | 41.48 | 44.87 | 10.58
5341 | 223 | 8 | 13.43 | 24.84 | 10.27 | 41.05 | 41.48 | 44.87 | 10.58
5342 | 223 | 8 | 13.04 | 24.84 | 21.29 | 41.05 | 37.26 | 43.52 | 10.58
5343 | 223 | 8 | 13.04 | 24.84 | 10.27 | 40.64 | 37.26 | 43.52 | 10.58
5344 | 223 | 8 | 12.66 | 24.84 | 15.28 | 40.64 | 38.99 | 43.52 | 0.1
5345 | 223 | 8 | 13.29 | 24.84 | 28.4 | 41.05 | 39.16 | 44.87 | 10.58
5346 | 223 | 8 | 13.43 | 24.84 | 28.71 | 42.29 | 43.83 | 48.09 | 10.58
5347 | 223 | 8 | 13.83 | 25.74 | 28.89 | 43.56 | 43.83 | 48.86 | 10.58
5348 | 223 | 8 | 13.83 | 25.74 | 30.5 | 43.56 | 43.83 | 50.21 | 10.58
5349 | 223 | 8 | 13.83 | 25.74 | 30.5 | 43.56 | 43.83 | 51.2 | 10.58
5350 | 223 | 8 | 13.69 | 25.29 | 30.5 | 43.44 | 43.83 | 51.2 | 10.58
5351 | 223 | 8 | 13.04 | 24.84 | 28.73 | 41.05 | 40.16 | 50.21 | 10.58
5352 | 223 | 8 | 12.66 | 24.84 | 28.73 | 40.64 | 37.26 | 45.49 | 10.58
5353 | 224 | 8 | 12.66 | 24.84 | 28.73 | 41.05 | 41.48 | 37.98 | 10.58
5354 | 224 | 8 | 12.66 | 24.84 | 28.73 | 41.05 | 41.48 | 37.98 | 10.58
5355 | 224 | 8 | 12.29 | 24.84 | 28.73 | 41.05 | 41.48 | 37.98 | 10.58
5356 | 224 | 8 | 12.29 | 24.84 | 28.78 | 41.05 | 41.48 | 37.98 | 13.37
5357 | 224 | 8 | 12.53 | 24.84 | 28.68 | 41.05 | 41.48 | 37.98 | 10.58
5358 | 224 | 8 | 13.43 | 24.84 | 28.73 | 41.5 | 41.48 | 37.98 | 10.58
5359 | 224 | 8 | 13.83 | 24.84 | 30.5 | 45.61 | 43.83 | 44.68 | 10.58
5360 | 224 | 8 | 14.25 | 24.84 | 29.07 | 45.61 | 43.83 | 48.86 | 10.58
5361 | 224 | 8 | 13.83 | 24.84 | 22.57 | 45.61 | 43.83 | 46.06 | 10.58
5362 | 224 | 8 | 13.83 | 24.84 | 22.57 | 43.56 | 43.83 | 38.36 | 10.58
5363 | 224 | 8 | 13.69 | 24.84 | 11.2 | 43.56 | 43.83 | 36.87 | 10.58
5364 | 224 | 8 | 12.66 | 24.84 | 0.1 | 42.71 | 43.19 | 36.87 | 10.58
5365 | 224 | 8 | 12.66 | 24.84 | 10.27 | 41.05 | 41.48 | 36.87 | 0.1
5366 | 224 | 8 | 12.66 | 24.84 | 11.2 | 41.05 | 41.48 | 36.87 | 0.1
5367 | 224 | 8 | 12.66 | 24.84 | 11.2 | 41.05 | 41.48 | 36.87 | 0.1
5368 | 224 | 8 | 12.85 | 24.84 | 15.28 | 41.05 | 41.48 | 35.8 | 10.58
5369 | 224 | 8 | 13.04 | 24.84 | 15.76 | 43.56 | 41.48 | 36.87 | 10.58
5370 | 224 | 8 | 13.04 | 24.84 | 22.57 | 43.56 | 42.79 | 43.38 | 0.1
5371 | 224 | 8 | 13.43 | 24.84 | 28.73 | 43.56 | 43.04 | 46.69 | 10.58
5372 | 224 | 8 | 13.43 | 24.84 | 28.73 | 43.56 | 42.79 | 48.79 | 10.58
5373 | 224 | 8 | 13.04 | 24.84 | 28.73 | 44.69 | 43.35 | 48.86 | 10.58
5374 | 224 | 8 | 12.9 | 24.84 | 28.73 | 42.71 | 43.19 | 46.06 | 10.58
5375 | 224 | 8 | 12.66 | 24.84 | 28.73 | 41.05 | 41.48 | 43.38 | 10.58
5376 | 224 | 8 | 12.29 | 24.84 | 28.73 | 31.84 | 41.48 | 36.87 | 10.58
5377 | 225 | 8 | 10.76 | 24 | 28.73 | 30.93 | 32.45 | 34.25 | 10.58
5378 | 225 | 8 | 10.76 | 23.59 | 22.57 | 30.91 | 31.51 | 34.25 | 10.58
5379 | 225 | 8 | 10.76 | 23.59 | 22.57 | 30.91 | 32.45 | 34.54 | 10.58
5380 | 225 | 8 | 10.76 | 24 | 15.83 | 30.91 | 32.45 | 34.68 | 10.58
5381 | 225 | 8 | 10.76 | 24.44 | 15.83 | 30.91 | 32.45 | 34.68 | 10.58
5382 | 225 | 8 | 12.66 | 24.84 | 15.83 | 31.84 | 32.45 | 35.87 | 10.58
5383 | 225 | 8 | 12.66 | 24.84 | 19.94 | 31.84 | 32.78 | 37.98 | 10.58
5384 | 225 | 8 | 12.66 | 24.84 | 15.83 | 36.37 | 38.18 | 42.03 | 10.58
5385 | 225 | 8 | 12.66 | 24.84 | 15.83 | 35.64 | 38.18 | 39.12 | 10.58
5386 | 225 | 8 | 12.48 | 24.84 | 15.83 | 32.43 | 38.18 | 37.57 | 0.1
5387 | 225 | 8 | 12.29 | 24.84 | 15.76 | 32.43 | 38.18 | 34.75 | 10.58
5388 | 225 | 8 | 12.29 | 24.84 | 15.76 | 32.43 | 38.18 | 34.25 | 10.58
5389 | 225 | 8 | 10.45 | 24 | 15.76 | 31.11 | 36.85 | 34.25 | 0.1
5390 | 225 | 8 | 10.45 | 23.84 | 15.28 | 31.11 | 32.45 | 34.25 | 0.1
5391 | 225 | 8 | 7.07 | 23.84 | 15.76 | 31.11 | 32.45 | 34.25 | 0.1
5392 | 225 | 8 | 7.07 | 23.84 | 15.76 | 31.11 | 32.45 | 34.25 | 0.1
5393 | 225 | 8 | 10.45 | 24.12 | 15.83 | 31.11 | 32.45 | 34.25 | 0.1
5394 | 225 | 8 | 10.45 | 24.84 | 22.78 | 31.22 | 37.77 | 35.8 | 0.1
5395 | 225 | 8 | 10.45 | 24.84 | 22.78 | 35.85 | 38.38 | 40.21 | 0.1
5396 | 225 | 8 | 10.45 | 24.84 | 22.78 | 35.96 | 39.67 | 40.29 | 0.1
5397 | 225 | 8 | 12.29 | 24.84 | 22.78 | 36.37 | 39.53 | 44.72 | 1.94
5398 | 225 | 8 | 12.29 | 24.84 | 22.78 | 36.37 | 40.16 | 44.2 | 0.97
5399 | 225 | 8 | 12.29 | 24.84 | 22.78 | 32.76 | 38.18 | 40.87 | 0.1
5400 | 225 | 8 | 12.29 | 24.84 | 22.78 | 31.11 | 31.51 | 34.25 | 0.1
5401 | 226 | 8 | 12.12 | 24.84 | 22.78 | 30.2 | 29.14 | 33.67 | 10.58
5402 | 226 | 8 | 11.74 | 24.73 | 22.35 | 30.2 | 29.14 | 33.67 | 10.58
5403 | 226 | 8 | 11.63 | 24.73 | 15.83 | 30.03 | 29.14 | 33.67 | 10.58
5404 | 226 | 8 | 11.63 | 24 | 15.83 | 30.03 | 29.14 | 33.67 | 10.58
5405 | 226 | 8 | 11.81 | 24.73 | 15.83 | 30.03 | 29.14 | 33.67 | 10.58
5406 | 226 | 8 | 12.05 | 24.73 | 15.83 | 30.2 | 29.14 | 33.87 | 10.58
5407 | 226 | 8 | 12.29 | 24.84 | 15.83 | 30.2 | 29.14 | 34.01 | 10.58
5408 | 226 | 8 | 12.29 | 24.84 | 15.83 | 30.93 | 29.28 | 34.07 | 10.58
5409 | 226 | 8 | 12.29 | 24.84 | 15.28 | 31.11 | 29.28 | 33.67 | 10.58
5410 | 226 | 8 | 12.29 | 24.84 | 10.34 | 30.91 | 29.14 | 33.67 | 0.1
5411 | 226 | 8 | 12.05 | 24.84 | 10.34 | 30.03 | 29.14 | 33.67 | 0.1
5412 | 226 | 8 | 10.45 | 24 | 10.34 | 30.03 | 29.14 | 33.67 | 0.1
5413 | 226 | 8 | 10.45 | 23.59 | 10.34 | 30.03 | 29.14 | 33.67 | 0.1
5414 | 226 | 8 | 7.07 | 23.59 | 10.34 | 30.03 | 29.14 | 33.67 | 0.1
5415 | 226 | 8 | 10.45 | 23.59 | 10.34 | 30.03 | 29.14 | 33.67 | 10.58
5416 | 226 | 8 | 10.45 | 23.84 | 11.2 | 30.2 | 29.14 | 33.67 | 0.1
5417 | 226 | 8 | 10.45 | 24 | 15.83 | 30.57 | 29.46 | 33.67 | 10.58
5418 | 226 | 8 | 12.29 | 24.84 | 28.69 | 31.84 | 30.65 | 34.25 | 10.58
5419 | 226 | 8 | 12.29 | 24.84 | 28.78 | 31.84 | 35.7 | 37.98 | 16.77
5420 | 226 | 8 | 13.04 | 24.84 | 28.78 | 36.39 | 35.7 | 40.87 | 16.77
5421 | 226 | 8 | 13.04 | 24.84 | 28.78 | 36.39 | 37.82 | 41.04 | 16.77
5422 | 226 | 8 | 13.04 | 24.84 | 28.78 | 36.39 | 35.34 | 40.61 | 16.77
5423 | 226 | 8 | 13.04 | 24.84 | 28.78 | 31.84 | 32.11 | 36.47 | 16.77
5424 | 226 | 8 | 12.66 | 24.84 | 28.78 | 31.58 | 30.34 | 34.68 | 16.77
5425 | 227 | 8 | 12.66 | 24.84 | 28.78 | 32.81 | 30.34 | 34.89 | 16.77
5426 | 227 | 8 | 12.66 | 24.84 | 28.78 | 31.24 | 30.34 | 34.89 | 16.77
5427 | 227 | 8 | 12.66 | 24.84 | 28.78 | 31.24 | 30.34 | 34.89 | 16.77
5428 | 227 | 8 | 12.66 | 24.84 | 28.78 | 30.93 | 30.34 | 34.89 | 16.77
5429 | 227 | 8 | 12.66 | 24.84 | 28.78 | 30.93 | 30.34 | 34.68 | 16.77
5430 | 227 | 8 | 12.66 | 24.84 | 28.78 | 30.93 | 30.34 | 34.68 | 16.17
5431 | 227 | 8 | 12.66 | 24.84 | 28.78 | 30.93 | 30.34 | 34.68 | 16.47
5432 | 227 | 8 | 12.66 | 24.84 | 28.78 | 31.11 | 30.51 | 34.68 | 10.58
5433 | 227 | 8 | 12.66 | 24.84 | 28.78 | 31.24 | 30.65 | 34.68 | 10.58
5434 | 227 | 8 | 12.66 | 24.84 | 28.78 | 30.93 | 30.65 | 34.68 | 0.1
5435 | 227 | 8 | 12.29 | 24.84 | 28.78 | 30.95 | 30.34 | 34.68 | 0.1
5436 | 227 | 8 | 12.29 | 24.84 | 28.78 | 31.11 | 30.34 | 34.89 | 0.1
5437 | 227 | 8 | 12.29 | 24 | 15.68 | 30.93 | 30.34 | 34.74 | 0.1
5438 | 227 | 8 | 11.08 | 24 | 20 | 30.93 | 30.34 | 34.68 | 0.1
5439 | 227 | 8 | 11.08 | 24 | 15.68 | 30.93 | 30.34 | 34.74 | 10.58
5440 | 227 | 8 | 11.08 | 24 | 28.73 | 30.93 | 30.34 | 34.74 | 10.58
5441 | 227 | 8 | 12.29 | 24.84 | 28.73 | 30.93 | 30.34 | 34.89 | 10.58
5442 | 227 | 8 | 12.29 | 24.84 | 28.73 | 32.04 | 32.45 | 35.87 | 10.58
5443 | 227 | 8 | 13.02 | 24.84 | 28.73 | 37.46 | 38.57 | 40.21 | 10.58
5444 | 227 | 8 | 13.04 | 24.84 | 28.73 | 37.7 | 38.57 | 47.31 | 16.26
5445 | 227 | 8 | 13.04 | 24.84 | 28.73 | 42.29 | 40.16 | 49.53 | 16.47
5446 | 227 | 8 | 13.04 | 24.84 | 28.73 | 42.19 | 43.35 | 49.53 | 16.47
5447 | 227 | 8 | 13.04 | 24.84 | 28.73 | 37.7 | 38.57 | 49.53 | 16.47
5448 | 227 | 8 | 13.04 | 24.84 | 28.73 | 37.7 | 38.57 | 46.97 | 16.47
5449 | 228 | 8 | 12.66 | 24.84 | 28.73 | 37.7 | 38.57 | 46.97 | 17
5450 | 228 | 8 | 12.66 | 24.84 | 28.73 | 32.04 | 32.78 | 46.97 | 16.47
5451 | 228 | 8 | 12.66 | 24.84 | 28.73 | 32.04 | 32.78 | 46.97 | 16.47
5452 | 228 | 8 | 12.66 | 24.84 | 15.78 | 32.04 | 32.78 | 46.97 | 16.26
5453 | 228 | 8 | 12.46 | 24.84 | 20 | 32.04 | 32.78 | 47.31 | 16.26
5454 | 228 | 8 | 12.85 | 24.84 | 28.73 | 32.04 | 32.78 | 47.31 | 16.26
5455 | 228 | 8 | 13.04 | 24.84 | 28.73 | 37.7 | 32.78 | 47.31 | 16.26
5456 | 228 | 8 | 13.04 | 24.99 | 28.73 | 37.7 | 38.18 | 47.31 | 10.58
5457 | 228 | 8 | 13.04 | 24.84 | 15.28 | 37.7 | 38.18 | 44.68 | 10.58
5458 | 228 | 8 | 13.04 | 24.84 | 11.2 | 32.04 | 32.78 | 37.64 | 0.1
5459 | 228 | 8 | 11.08 | 24.84 | 11.2 | 32.04 | 32.78 | 37.27 | 0.1
5460 | 228 | 8 | 11.08 | 24.84 | 0.1 | 32.04 | 32.78 | 37.27 | 0.1
5461 | 228 | 8 | 11.08 | 24.84 | 0.1 | 32.04 | 32.45 | 37.27 | 10.58
5462 | 228 | 8 | 11.08 | 24.56 | 0.1 | 32.04 | 32.45 | 37.27 | 10.58
5463 | 228 | 8 | 11.08 | 24.56 | 0.1 | 32.04 | 32.45 | 37.27 | 0.1
5464 | 228 | 8 | 11.08 | 24.84 | 10.23 | 32.04 | 32.45 | 37.27 | 10.58
5465 | 228 | 8 | 11.08 | 24.84 | 11.2 | 32.04 | 40.16 | 37.27 | 0.1
5466 | 228 | 8 | 12.85 | 24.84 | 11.2 | 42.29 | 42.79 | 44.68 | 10.58
5467 | 228 | 8 | 12.85 | 24.84 | 15.28 | 43.56 | 43.35 | 48.86 | 10.58
5468 | 228 | 8 | 13.43 | 24.84 | 28.73 | 43.56 | 43.83 | 50.33 | 16.47
5469 | 228 | 8 | 13.43 | 24.99 | 28.73 | 43.56 | 43.83 | 51.64 | 16.47
5470 | 228 | 8 | 14.89 | 24.84 | 28.73 | 43.56 | 43.35 | 51.64 | 16.47
5471 | 228 | 8 | 13.04 | 24.84 | 25.86 | 43.56 | 41.48 | 45.28 | 16.47
5472 | 228 | 8 | 13.04 | 24.84 | 25.68 | 37.02 | 37.26 | 41.53 | 15.58
5473 | 229 | 8 | 12.66 | 24.84 | 16.17 | 37.02 | 37.82 | 41.53 | 11.48
5474 | 229 | 8 | 12.66 | 24.84 | 15.49 | 37.02 | 37.82 | 41.53 | 11.48
5475 | 229 | 8 | 12.66 | 24.84 | 15.28 | 37.02 | 37.82 | 41.53 | 11.48
5476 | 229 | 8 | 12.66 | 24.84 | 12.54 | 37.02 | 37.82 | 41.53 | 10.58
5477 | 229 | 8 | 13.04 | 24.84 | 12.54 | 38.61 | 38.95 | 41.53 | 10.58
5478 | 229 | 8 | 13.04 | 24.84 | 15.28 | 43.56 | 40.12 | 41.53 | 10.58
5479 | 229 | 8 | 14.89 | 24.84 | 15.83 | 43.56 | 43.35 | 45.28 | 10.58
5480 | 229 | 8 | 14.89 | 25.29 | 15.28 | 44.69 | 45.18 | 50.33 | 10.58
5481 | 229 | 8 | 14.89 | 24.84 | 11.2 | 43.56 | 44.49 | 49.36 | 10.58
5482 | 229 | 8 | 13.69 | 24.84 | 11.2 | 43.56 | 44.49 | 45.8 | 0.1
5483 | 229 | 8 | 13.69 | 24.84 | 10.34 | 43.56 | 44.49 | 44.02 | 0.1
5484 | 229 | 8 | 12.85 | 24.84 | 10.27 | 43.56 | 44.49 | 41.95 | 0.1
5485 | 229 | 8 | 12.85 | 24.84 | 0.1 | 43.56 | 44.49 | 41.95 | 0.1
5486 | 229 | 8 | 12.85 | 24.84 | 0.1 | 43.56 | 44.49 | 41.95 | 0.1
5487 | 229 | 8 | 12.85 | 24.84 | 0.1 | 43.56 | 44.49 | 41.95 | 0.1
5488 | 229 | 8 | 13.64 | 24.84 | 10.23 | 43.56 | 44.49 | 41.95 | 0.1
5489 | 229 | 8 | 13.64 | 24.84 | 10.34 | 43.56 | 44.49 | 47.44 | 0.1
5490 | 229 | 8 | 14.89 | 25.29 | 11.2 | 44.69 | 45.18 | 49.53 | 0.1
5491 | 229 | 8 | 14.89 | 25.29 | 14.93 | 44.69 | 45.18 | 51.64 | 0.1
5492 | 229 | 8 | 14.89 | 26.05 | 14.93 | 44.69 | 45.18 | 52.55 | 5.62
5493 | 229 | 8 | 14.89 | 26.05 | 14.93 | 44.69 | 45.18 | 53.19 | 10.58
5494 | 229 | 8 | 14.89 | 24.99 | 14.93 | 44.69 | 45.18 | 53.19 | 10.58
5495 | 229 | 8 | 14.89 | 24.84 | 14.93 | 43.56 | 42.72 | 49.53 | 10.58
5496 | 229 | 8 | 13.04 | 24.84 | 11.2 | 38.13 | 38.95 | 39.86 | 10.58
5497 | 230 | 8 | 12.66 | 24.84 | 10.34 | 38.13 | 38.95 | 39.29 | 10.58
5498 | 230 | 8 | 12.66 | 24.84 | 10.34 | 35.94 | 37.82 | 39.29 | 10.58
5499 | 230 | 8 | 12.66 | 24.84 | 10.34 | 37.02 | 37.82 | 39.29 | 2.39
5500 | 230 | 8 | 12.66 | 24.84 | 10.34 | 37.98 | 38.95 | 39.29 | 0.1
5501 | 230 | 8 | 12.66 | 24.84 | 10.34 | 38.61 | 38.95 | 39.68 | 2.39
5502 | 230 | 8 | 13.04 | 24.84 | 10.34 | 41.95 | 40.27 | 42.1 | 0.1
5503 | 230 | 8 | 13.24 | 24.84 | 10.34 | 43.56 | 41.89 | 45.33 | 10.58
5504 | 230 | 8 | 13.83 | 25.29 | 11.2 | 43.56 | 44.49 | 46.69 | 10.58
5505 | 230 | 8 | 14.89 | 24.84 | 10.34 | 43.56 | 44.49 | 46.06 | 10.58
5506 | 230 | 8 | 13.24 | 24.84 | 10.34 | 43.56 | 44.49 | 42.68 | 10.58
5507 | 230 | 8 | 13.04 | 24.84 | 10.34 | 43.56 | 44.49 | 39.68 | 10.58
5508 | 230 | 8 | 13.04 | 24.84 | 10.34 | 42.29 | 42.09 | 39.68 | 10.58
5509 | 230 | 8 | 13.04 | 24.84 | 10.34 | 41.53 | 40.27 | 39.29 | 0.1
5510 | 230 | 8 | 12.66 | 24.84 | 10.34 | 41.05 | 40.27 | 39.29 | 0.1
5511 | 230 | 8 | 12.66 | 24.84 | 10.34 | 41.05 | 40.27 | 39.29 | 2.92
5512 | 230 | 8 | 13.04 | 24.84 | 10.34 | 41.53 | 40.27 | 39.29 | 0.1
5513 | 230 | 8 | 13.24 | 24.84 | 10.34 | 42.29 | 42.72 | 42.1 | 0.1
5514 | 230 | 8 | 13.69 | 25.29 | 15.28 | 43.39 | 44.07 | 47.44 | 10.58
5515 | 230 | 8 | 13.83 | 25.59 | 28.73 | 43.56 | 44.49 | 48.2 | 10.58
5516 | 230 | 8 | 13.83 | 26.35 | 28.73 | 43.56 | 44.49 | 49.53 | 10.58
5517 | 230 | 8 | 13.83 | 26.35 | 28.73 | 44.69 | 44.49 | 50.13 | 10.58
5518 | 230 | 8 | 13.64 | 25.29 | 28.73 | 43.56 | 44.49 | 49.53 | 10.58
5519 | 230 | 8 | 13.24 | 24.84 | 28.73 | 42.17 | 41.48 | 46.69 | 10.58
5520 | 230 | 8 | 13.04 | 24.84 | 28.71 | 41.53 | 39.87 | 42.1 | 10.58
5521 | 231 | 8 | 12.66 | 24.84 | 28.71 | 42.29 | 41.48 | 46.69 | 11.48
5522 | 231 | 8 | 12.66 | 24.84 | 27.86 | 42.29 | 41.48 | 42.68 | 10.58
5523 | 231 | 8 | 12.66 | 24.84 | 27.86 | 42.29 | 40.27 | 42.68 | 10.58
5524 | 231 | 8 | 12.66 | 24.84 | 27.86 | 42.29 | 41.48 | 42.53 | 10.58
5525 | 231 | 8 | 12.66 | 24.84 | 27.86 | 42.29 | 42.76 | 43.36 | 10.58
5526 | 231 | 8 | 13.43 | 24.84 | 28.68 | 43.56 | 43.19 | 48.09 | 10.58
5527 | 231 | 8 | 14.25 | 25.59 | 28.78 | 46.98 | 43.42 | 50.13 | 10.58
5528 | 231 | 8 | 14.89 | 25.74 | 28.73 | 47.85 | 44.49 | 51.72 | 10.58
5529 | 231 | 8 | 14.89 | 25.74 | 28.78 | 46.98 | 44.49 | 49.71 | 10.58
5530 | 231 | 8 | 13.83 | 24.84 | 28.78 | 43.56 | 44.49 | 42.11 | 10.58
5531 | 231 | 8 | 13.83 | 24.84 | 22.57 | 42.71 | 44.49 | 42.1 | 10.58
5532 | 231 | 8 | 12.9 | 24.84 | 22.57 | 42.29 | 43.19 | 42.1 | 10.58
5533 | 231 | 8 | 12.9 | 24.84 | 15.28 | 42.29 | 42.76 | 40.27 | 10.58
5534 | 231 | 8 | 12.85 | 24.84 | 22.57 | 42.29 | 43.19 | 39.68 | 10.58
5535 | 231 | 8 | 12.9 | 24.84 | 22.57 | 42.29 | 43.19 | 40.27 | 10.58
5536 | 231 | 8 | 13.04 | 24.84 | 22.57 | 42.29 | 43.19 | 42.1 | 10.58
5537 | 231 | 8 | 13.83 | 24.84 | 28.73 | 43.44 | 43.35 | 42.1 | 10.58
5538 | 231 | 8 | 14.52 | 25.59 | 28.71 | 46.98 | 44.49 | 48.86 | 10.58
5539 | 231 | 8 | 14.52 | 25.59 | 28.87 | 47.46 | 44.49 | 53.27 | 16.77
5540 | 231 | 8 | 14.52 | 25.59 | 29.45 | 47.85 | 44.49 | 53.71 | 13.37
5541 | 231 | 8 | 14.89 | 25.74 | 29.45 | 47.85 | 45.18 | 53.71 | 11.48
5542 | 231 | 8 | 13.83 | 25.59 | 29.45 | 44.86 | 44.49 | 54.32 | 10.58
5543 | 231 | 8 | 13.64 | 24.99 | 29.45 | 43.56 | 44.49 | 49.53 | 10.58
5544 | 231 | 8 | 13.04 | 24.84 | 29.45 | 43.56 | 42.76 | 49.03 | 10.58
5545 | 232 | 8 | 12.66 | 24.84 | 28.78 | 42.29 | 42.33 | 48.57 | 10.58
5546 | 232 | 8 | 12.66 | 24.84 | 28.78 | 41.53 | 41.48 | 48.09 | 10.58
5547 | 232 | 8 | 12.66 | 24.84 | 28.78 | 41.53 | 41.48 | 48.09 | 10.58
5548 | 232 | 8 | 12.66 | 24.84 | 28.78 | 43.56 | 42.76 | 48.26 | 10.58
5549 | 232 | 8 | 13.24 | 24.84 | 28.78 | 43.56 | 43.35 | 49.06 | 10.58
5550 | 232 | 8 | 13.83 | 25.59 | 28.78 | 44.86 | 45.18 | 53.27 | 10.58
5551 | 232 | 8 | 14.52 | 25.59 | 28.78 | 47.85 | 45.39 | 53.71 | 10.58
5552 | 232 | 8 | 16.27 | 25.74 | 28.78 | 47.85 | 45.55 | 56.56 | 10.58
5553 | 232 | 8 | 16.27 | 25.74 | 28.78 | 47.85 | 45.55 | 53.71 | 10.58
5554 | 232 | 8 | 16.27 | 25.74 | 22.57 | 47.85 | 45.18 | 51.72 | 10.58
5555 | 232 | 8 | 16.27 | 25.59 | 20.5 | 46.98 | 45.18 | 48.86 | 10.58
5556 | 232 | 8 | 13.83 | 24.99 | 22.57 | 43.56 | 44.49 | 47.78 | 10.58
5557 | 232 | 8 | 13.83 | 24.84 | 15.78 | 43.56 | 44.49 | 47.16 | 10.58
5558 | 232 | 8 | 13.83 | 24.84 | 15.28 | 43.56 | 43.35 | 46.68 | 10.58
5559 | 232 | 8 | 13.83 | 24.84 | 19.98 | 43.56 | 43.35 | 46.68 | 10.58
5560 | 232 | 8 | 13.83 | 24.84 | 19.98 | 43.56 | 43.35 | 47.16 | 10.58
5561 | 232 | 8 | 16.27 | 25.59 | 28.01 | 47.85 | 44.73 | 48.26 | 17.6
5562 | 232 | 8 | 16.27 | 25.59 | 29.45 | 47.85 | 45.18 | 53.27 | 10.58
5563 | 232 | 8 | 16.27 | 25.59 | 29.45 | 47.85 | 45.18 | 53.71 | 16.33
5564 | 232 | 8 | 16.27 | 25.59 | 29.45 | 47.85 | 45.18 | 53.71 | 17.6
5565 | 232 | 8 | 16.27 | 25.59 | 29.45 | 47.85 | 45.18 | 53.71 | 16.33
5566 | 232 | 8 | 13.83 | 25.29 | 29.45 | 44.86 | 44.49 | 53.27 | 16.33
5567 | 232 | 8 | 12.86 | 24.99 | 29.45 | 44.41 | 45.18 | 52.55 | 15.27
5568 | 232 | 8 | 12.34 | 24.84 | 29.45 | 43.56 | 44.04 | 51.02 | 11.48
5569 | 233 | 8 | 12.29 | 24.84 | 29.45 | 42.29 | 40.27 | 48.86 | 15.27
5570 | 233 | 8 | 12.11 | 24.84 | 29.45 | 38.61 | 40.27 | 48.86 | 11.48
5571 | 233 | 8 | 11.59 | 24.84 | 29.45 | 38.61 | 40.27 | 47.44 | 11.48
5572 | 233 | 8 | 11.59 | 24.84 | 28.78 | 38.61 | 40.27 | 47.44 | 10.58
5573 | 233 | 8 | 12.29 | 24.84 | 28.78 | 39 | 40.27 | 47.44 | 10.58
5574 | 233 | 8 | 12.29 | 24.84 | 28.78 | 42.29 | 40.68 | 47.44 | 10.58
5575 | 233 | 8 | 12.29 | 24.84 | 28.78 | 42.29 | 41.48 | 49.53 | 15.27
5576 | 233 | 8 | 12.29 | 24.84 | 28.78 | 42.29 | 41.48 | 49.53 | 10.58
5577 | 233 | 8 | 13.04 | 24.84 | 28.73 | 42.29 | 41.48 | 47.92 | 11.1
5578 | 233 | 8 | 12.29 | 24.84 | 20.5 | 42.29 | 40.68 | 36.05 | 10.58
5579 | 233 | 8 | 11.63 | 24.84 | 15.28 | 35.94 | 40.27 | 35.72 | 10.58
5580 | 233 | 8 | 11.63 | 24.56 | 15.28 | 35.94 | 40.27 | 35.72 | 10.58
5581 | 233 | 8 | 11.59 | 23.84 | 11.2 | 35.94 | 37.82 | 35.72 | 10.58
5582 | 233 | 8 | 10.76 | 23.84 | 10.23 | 35.94 | 37.82 | 35.72 | 10.58
5583 | 233 | 8 | 10.76 | 23.84 | 10.23 | 35.94 | 37.82 | 35.72 | 10.58
5584 | 233 | 8 | 11.59 | 24.56 | 11.2 | 35.94 | 39.87 | 35.72 | 10.58
5585 | 233 | 8 | 11.68 | 24.84 | 15.28 | 35.94 | 40.27 | 35.72 | 10.58
5586 | 233 | 8 | 13.64 | 24.84 | 28.73 | 42.29 | 41.48 | 47.03 | 10.58
5587 | 233 | 8 | 13.64 | 24.84 | 28.73 | 42.29 | 44.49 | 50.7 | 15.27
5588 | 233 | 8 | 13.64 | 24.84 | 28.73 | 42.29 | 44.49 | 53.71 | 15.27
5589 | 233 | 8 | 13.64 | 24.84 | 28.73 | 42.29 | 44.49 | 53.71 | 10.58
5590 | 233 | 8 | 13.29 | 24.84 | 28.73 | 42.29 | 43.35 | 51.02 | 10.58
5591 | 233 | 8 | 13.04 | 24.84 | 28.73 | 38.61 | 40.27 | 49.36 | 0.1
5592 | 233 | 8 | 12.29 | 24.84 | 28.73 | 38.61 | 40.27 | 47.44 | 0.1
5593 | 234 | 8 | 12.29 | 24.84 | 28.73 | 37.02 | 36.71 | 37.16 | 10.58
5594 | 234 | 8 | 11.63 | 24.84 | 28.73 | 30.93 | 30.34 | 35.72 | 4.79
5595 | 234 | 8 | 11.63 | 24.84 | 28.73 | 30.93 | 30.34 | 35.56 | 0.1
5596 | 234 | 8 | 11.63 | 24.84 | 28.73 | 30.93 | 30.34 | 35.56 | 0.1
5597 | 234 | 8 | 12.29 | 24.84 | 28.73 | 30.93 | 30.34 | 35.56 | 10.58
5598 | 234 | 8 | 12.29 | 24.84 | 28.73 | 30.93 | 30.65 | 35.72 | 10.58
5599 | 234 | 8 | 12.66 | 24.84 | 28.73 | 30.93 | 30.65 | 35.72 | 10.58
5600 | 234 | 8 | 12.66 | 24.84 | 28.73 | 31.8 | 35.64 | 35.56 | 10.58
5601 | 234 | 8 | 12.66 | 24.84 | 28.73 | 31.84 | 30.65 | 35.56 | 10.58
5602 | 234 | 8 | 12.29 | 24.84 | 20 | 31.84 | 30.65 | 34.21 | 10.58
5603 | 234 | 8 | 12.29 | 24.84 | 11.2 | 31.24 | 30.65 | 33.67 | 0.1
5604 | 234 | 8 | 10.45 | 24 | 10.23 | 31.11 | 30.51 | 33.67 | 0.1
5605 | 234 | 8 | 10.45 | 23.84 | 10.23 | 30.62 | 30.34 | 33.67 | 10.58
5606 | 234 | 8 | 10.45 | 23.84 | 10.23 | 30.57 | 30.34 | 33.67 | 10.58
5607 | 234 | 8 | 7.07 | 23.84 | 10.23 | 30.57 | 30.34 | 33.67 | 10.58
5608 | 234 | 8 | 10.45 | 23.84 | 11.2 | 30.62 | 30.34 | 33.67 | 0.1
5609 | 234 | 8 | 10.45 | 24 | 11.2 | 30.91 | 30.34 | 33.67 | 0.1
5610 | 234 | 8 | 12.29 | 24.84 | 20.36 | 31.84 | 32.45 | 34.68 | 0.1
5611 | 234 | 8 | 12.29 | 24.84 | 29.45 | 32.04 | 35.7 | 37.98 | 0.1
5612 | 234 | 8 | 12.29 | 24.84 | 29.45 | 36.39 | 36.85 | 42.68 | 0.1
5613 | 234 | 8 | 12.29 | 24.84 | 28.87 | 36.02 | 35.7 | 41.84 | 0.1
5614 | 234 | 8 | 12.29 | 24.84 | 28.73 | 36.02 | 35.7 | 34.83 | 0.1
5615 | 234 | 8 | 12.29 | 24.84 | 28.73 | 31.11 | 30.34 | 33.67 | 0.1
5616 | 234 | 8 | 7.07 | 24 | 28.73 | 30.62 | 30.34 | 33.67 | 0.1
5617 | 235 | 8 | 7.07 | 23.41 | 28.73 | 30.62 | 30.02 | 33.67 | 0.1
5618 | 235 | 8 | 7.07 | 22.47 | 28.73 | 30.57 | 30.02 | 33.67 | 0.1
5619 | 235 | 8 | 7.07 | 22.47 | 28.73 | 30.57 | 30.02 | 33.67 | 0.1
5620 | 235 | 8 | 7.07 | 22.73 | 28.73 | 30.57 | 30.02 | 33.67 | 0.1
5621 | 235 | 8 | 7.07 | 23.41 | 28.73 | 30.62 | 30.02 | 33.67 | 0.1
5622 | 235 | 8 | 7.07 | 24.26 | 28.73 | 30.93 | 30.34 | 33.67 | 0.1
5623 | 235 | 8 | 7.07 | 24.84 | 28.73 | 31.11 | 30.92 | 33.72 | 0.1
5624 | 235 | 8 | 8.31 | 24.84 | 28.87 | 33.16 | 39.1 | 33.81 | 0.1
5625 | 235 | 8 | 8.31 | 24.84 | 29.45 | 36.6 | 36.35 | 33.67 | 0.1
5626 | 235 | 8 | 7.07 | 24.26 | 20.5 | 35.96 | 32.37 | 33.67 | 0.1
5627 | 235 | 8 | 7.07 | 24.26 | 20.5 | 33.42 | 30.02 | 33.67 | 0.1
5628 | 235 | 8 | 7.07 | 23.84 | 20.5 | 30.93 | 30.02 | 32.32 | 0.1
5629 | 235 | 8 | 7.07 | 23.41 | 20.5 | 30.93 | 29.46 | 32.12 | 0.1
5630 | 235 | 8 | 7.07 | 23.41 | 20.5 | 30.93 | 30.02 | 33.08 | 0.1
5631 | 235 | 8 | 7.07 | 23.59 | 15.28 | 30.93 | 30.02 | 33.34 | 0.1
5632 | 235 | 8 | 7.07 | 23.84 | 27 | 31.86 | 30.9 | 33.67 | 0.1
5633 | 235 | 8 | 7.07 | 24.26 | 28.73 | 32.79 | 37.82 | 33.67 | 0.1
5634 | 235 | 8 | 12.4 | 24.84 | 29.45 | 36.6 | 39.8 | 33.81 | 0.1
5635 | 235 | 8 | 12.91 | 24.84 | 29.45 | 41.3 | 41.22 | 36.16 | 10.58
5636 | 235 | 8 | 13.04 | 24.84 | 29.45 | 42.29 | 41.22 | 36.87 | 10.58
5637 | 235 | 8 | 13.04 | 24.84 | 28.87 | 42.29 | 41.22 | 44.11 | 10.58
5638 | 235 | 8 | 13.04 | 24.84 | 28.87 | 39.28 | 39.75 | 43.86 | 10.58
5639 | 235 | 8 | 13.04 | 24.84 | 28.73 | 34.45 | 34.02 | 39.62 | 10.58
5640 | 235 | 8 | 13.04 | 24.84 | 28.73 | 34.08 | 32.7 | 35.72 | 10.58
5641 | 236 | 8 | 13.04 | 24.84 | 28.73 | 35.1 | 33.78 | 35.72 | 15.27
5642 | 236 | 8 | 13.04 | 24.84 | 28.73 | 35.1 | 33.78 | 35.72 | 15.27
5643 | 236 | 8 | 13.04 | 24.84 | 28.73 | 35.46 | 33.78 | 35.72 | 15.27
5644 | 236 | 8 | 13.04 | 24.84 | 28.73 | 35.58 | 33.78 | 35.72 | 15.27
5645 | 236 | 8 | 13.04 | 24.84 | 28.73 | 38.13 | 33.78 | 35.72 | 15.27
5646 | 236 | 8 | 13.04 | 24.84 | 28.73 | 43.44 | 40.33 | 42.03 | 15.27
5647 | 236 | 8 | 13.24 | 24.84 | 28.73 | 43.56 | 41.48 | 44.11 | 16.47
5648 | 236 | 8 | 13.43 | 24.99 | 28.73 | 43.56 | 42.79 | 45.28 | 15.27
5649 | 236 | 8 | 13.24 | 24.99 | 28.73 | 43.56 | 42.61 | 42.57 | 10.58
5650 | 236 | 8 | 13.04 | 24.84 | 28.73 | 43.44 | 41.22 | 41.84 | 10.58
5651 | 236 | 8 | 13.04 | 24.84 | 20.09 | 43.44 | 40.33 | 36.87 | 0.1
5652 | 236 | 8 | 13.03 | 24.84 | 20.09 | 42.29 | 39.1 | 34.52 | 10.58
5653 | 236 | 8 | 12.29 | 24.84 | 20.5 | 35.46 | 34.28 | 34.01 | 10.58
5654 | 236 | 8 | 12.29 | 24.84 | 20.5 | 35.1 | 32.78 | 33.67 | 10.58
5655 | 236 | 8 | 10.76 | 24.56 | 16.28 | 35.1 | 32.78 | 33.67 | 10.58
5656 | 236 | 8 | 10.76 | 24.56 | 15.28 | 35.46 | 32.78 | 33.67 | 0.1
5657 | 236 | 8 | 12.48 | 24.84 | 15.28 | 41.05 | 33.45 | 33.67 | 0.1
5658 | 236 | 8 | 12.66 | 24.84 | 28.73 | 41.05 | 38.18 | 33.67 | 0.1
5659 | 236 | 8 | 12.66 | 24.84 | 29.45 | 41.3 | 38.57 | 34.25 | 10.58
5660 | 236 | 8 | 12.66 | 24.84 | 28.87 | 41.3 | 38.57 | 35.45 | 10.58
5661 | 236 | 8 | 12.66 | 24.84 | 28.78 | 40.96 | 38.57 | 34.52 | 10.58
5662 | 236 | 8 | 12.29 | 24.84 | 28.78 | 35.1 | 32.78 | 33.67 | 10.58
5663 | 236 | 8 | 7.07 | 24 | 28.78 | 31.19 | 31.51 | 33.67 | 10.58
5664 | 236 | 8 | 7.07 | 23.84 | 28.78 | 31.11 | 32.45 | 33.67 | 0.1
5665 | 237 | 8 | 7.07 | 23.84 | 28.78 | 31.11 | 30.34 | 33.67 | 2.39
5666 | 237 | 8 | 7.07 | 23.59 | 28.78 | 31.11 | 30.26 | 33.67 | 8.23
5667 | 237 | 8 | 7.07 | 22.94 | 28.78 | 30.57 | 30.26 | 33.67 | 8.09
5668 | 237 | 8 | 7.07 | 22.94 | 28.78 | 31.11 | 30.34 | 33.67 | 0.1
5669 | 237 | 8 | 7.07 | 23.59 | 28.78 | 31.11 | 31.23 | 33.67 | 0.97
5670 | 237 | 8 | 7.07 | 23.84 | 29.45 | 31.11 | 32.45 | 33.67 | 1.94
5671 | 237 | 8 | 7.07 | 24.12 | 29.45 | 31.87 | 32.8 | 35.8 | 0.1
5672 | 237 | 8 | 7.07 | 24.84 | 29.45 | 39.01 | 41.22 | 37.72 | 0.1
5673 | 237 | 8 | 8.31 | 24.26 | 28.87 | 38.13 | 38.59 | 34.01 | 0.1
5674 | 237 | 8 | 8.31 | 24.26 | 28.71 | 38.13 | 37.82 | 33.67 | 0.1
5675 | 237 | 8 | 8.31 | 24.26 | 28.73 | 38.13 | 36.37 | 33.67 | 0.1
5676 | 237 | 8 | 7.07 | 24.26 | 28.83 | 32.41 | 30.92 | 33.67 | 0.1
5677 | 237 | 8 | 7.07 | 23.84 | 28.87 | 32.19 | 30.92 | 33.67 | 0.1
5678 | 237 | 8 | 7.07 | 23.59 | 22.85 | 32.41 | 30.92 | 33.67 | 0.1
5679 | 237 | 8 | 7.07 | 23.84 | 28.87 | 32.41 | 30.92 | 33.67 | 0.1
5680 | 237 | 8 | 7.07 | 23.84 | 28.71 | 34.9 | 30.92 | 33.67 | 0.1
5681 | 237 | 8 | 8.31 | 24.84 | 28.75 | 39.01 | 37.82 | 33.67 | 0.1
5682 | 237 | 8 | 8.31 | 24.84 | 28.73 | 42.17 | 40.86 | 33.67 | 0.1
5683 | 237 | 8 | 8.31 | 24.84 | 29.45 | 42.17 | 41.48 | 35.56 | 10.58
5684 | 237 | 8 | 7.07 | 24.84 | 29.45 | 42.17 | 41.48 | 39.62 | 0.1
5685 | 237 | 8 | 7.07 | 24.84 | 29.45 | 42.17 | 41.48 | 37.34 | 0.97
5686 | 237 | 8 | 8.31 | 24.56 | 29.45 | 39.01 | 40.27 | 33.74 | 0.97
5687 | 237 | 8 | 7.07 | 24.26 | 29.45 | 33.16 | 35.26 | 33.67 | 0.97
5688 | 237 | 8 | 7.07 | 23.84 | 28.73 | 31.87 | 32.78 | 33.67 | 0.97
5689 | 238 | 8 | 7.07 | 23.84 | 28.71 | 32.79 | 36.71 | 33.67 | 0.97
5690 | 238 | 8 | 7.07 | 23.84 | 27.02 | 32.79 | 35.26 | 33.67 | 0.97
5691 | 238 | 8 | 7.07 | 23.84 | 27.86 | 31.84 | 35.26 | 33.67 | 0.97
5692 | 238 | 8 | 7.07 | 23.84 | 27.86 | 31.84 | 35.26 | 33.67 | 0.64
5693 | 238 | 8 | 7.07 | 24 | 28.73 | 32.79 | 36.71 | 33.81 | 0.1
5694 | 238 | 8 | 8.31 | 24.84 | 28.59 | 32.79 | 37.08 | 34.68 | 0.1
5695 | 238 | 8 | 8.31 | 24.84 | 28.97 | 38.58 | 40.33 | 40.12 | 0.1
5696 | 238 | 8 | 8.31 | 24.84 | 28.87 | 39.77 | 41.48 | 40.62 | 0.1
5697 | 238 | 8 | 8.31 | 24.84 | 28.87 | 39.77 | 41.48 | 35.8 | 0.1
5698 | 238 | 8 | 8.31 | 24.26 | 28.69 | 39.77 | 41.48 | 34.01 | 0.1
5699 | 238 | 8 | 8.31 | 24.26 | 22.57 | 39.77 | 40.57 | 33.67 | 0.1
5700 | 238 | 8 | 7.07 | 24.11 | 15.28 | 38.61 | 37.08 | 33.67 | 0.1
5701 | 238 | 8 | 7.07 | 24 | 15.78 | 33.8 | 36.71 | 33.67 | 0.1
5702 | 238 | 8 | 7.07 | 23.59 | 28.73 | 33.8 | 36.71 | 33.67 | 0.1
5703 | 238 | 8 | 7.07 | 23.59 | 13.36 | 33.8 | 38.99 | 33.67 | 0.1
5704 | 238 | 8 | 7.07 | 24 | 15.28 | 33.13 | 40.16 | 33.67 | 0.1
5705 | 238 | 8 | 7.07 | 24.84 | 15.28 | 33.8 | 40.16 | 33.67 | 0.1
5706 | 238 | 8 | 12.29 | 24.84 | 15.28 | 39.77 | 40.86 | 35.03 | 0.1
5707 | 238 | 8 | 12.29 | 24.84 | 19.25 | 39.77 | 40.86 | 39.87 | 0.1
5708 | 238 | 8 | 12.29 | 24.84 | 19.25 | 39.77 | 41.48 | 47.37 | 10.58
5709 | 238 | 8 | 12.29 | 24.84 | 19.25 | 39.77 | 41.48 | 46.69 | 10.58
5710 | 238 | 8 | 12.29 | 24.84 | 19.25 | 39.77 | 43.35 | 46.69 | 10.58
5711 | 238 | 8 | 12.29 | 24.84 | 15.28 | 35.94 | 38.2 | 36.28 | 10.58
5712 | 238 | 8 | 10.45 | 24 | 15.28 | 33.13 | 36.71 | 33.67 | 0.1
5713 | 239 | 8 | 10.45 | 23.59 | 10.34 | 33.8 | 34.73 | 34.25 | 0.1
5714 | 239 | 8 | 10.45 | 23.41 | 10.34 | 32.47 | 29.92 | 34.25 | 0.46
5715 | 239 | 8 | 10.45 | 23.59 | 10.34 | 32.13 | 31.14 | 34.25 | 0.97
5716 | 239 | 8 | 10.45 | 23.59 | 10.34 | 33.8 | 35.26 | 34.68 | 0.1
5717 | 239 | 8 | 10.45 | 23.84 | 10.34 | 33.8 | 39.16 | 35.92 | 0.1
5718 | 239 | 8 | 12.11 | 24.84 | 10.34 | 41.77 | 40.27 | 36.55 | 0.1
5719 | 239 | 8 | 12.29 | 24.84 | 10.34 | 42.29 | 42.61 | 42.68 | 6.04
5720 | 239 | 8 | 13.04 | 24.84 | 10.34 | 43.56 | 44.49 | 43.96 | 10.58
5721 | 239 | 8 | 13.04 | 24.84 | 10.34 | 42.29 | 44.49 | 43.96 | 5
5722 | 239 | 8 | 12.66 | 24.84 | 10.34 | 42.29 | 44.49 | 41.44 | 0.1
5723 | 239 | 8 | 12.47 | 24.84 | 10.3 | 42.29 | 43.83 | 36.92 | 0.1
5724 | 239 | 8 | 12.49 | 24.84 | 10.3 | 42.29 | 42.72 | 36.92 | 0.1
5725 | 239 | 8 | 12.29 | 24.84 | 10.3 | 42.19 | 42.61 | 36.92 | 0.1
5726 | 239 | 8 | 11.98 | 24.84 | 10.3 | 42.19 | 42.61 | 36.92 | 0.1
5727 | 239 | 8 | 12.29 | 24.84 | 10.3 | 42.17 | 42.61 | 36.92 | 0.1
5728 | 239 | 8 | 12.29 | 24.84 | 10.34 | 42.29 | 42.61 | 36.92 | 0.1
5729 | 239 | 8 | 13.03 | 24.84 | 10.34 | 43.56 | 43.35 | 48.86 | 0.1
5730 | 239 | 8 | 13.69 | 24.84 | 10.34 | 43.56 | 44.49 | 49.53 | 0.1
5731 | 239 | 8 | 13.83 | 24.84 | 15.7 | 43.56 | 45.55 | 51.72 | 10.58
5732 | 239 | 8 | 13.83 | 24.84 | 15.83 | 43.56 | 45.55 | 53.51 | 10.58
5733 | 239 | 8 | 13.83 | 24.84 | 15.83 | 43.56 | 45.55 | 53.51 | 10.58
5734 | 239 | 8 | 13.83 | 24.84 | 15.83 | 43.56 | 45.82 | 53.51 | 10.58
5735 | 239 | 8 | 13.43 | 24.84 | 15.83 | 43.56 | 45.55 | 53.27 | 10.58
5736 | 239 | 8 | 13.04 | 24.84 | 15.83 | 43.56 | 42.79 | 52.55 | 10.58
5737 | 240 | 8 | 12.29 | 24.84 | 15.83 | 42.29 | 40.57 | 49.53 | 10.58
5738 | 240 | 8 | 12.29 | 24.84 | 15.83 | 41.86 | 40.57 | 48.86 | 10.58
5739 | 240 | 8 | 12.29 | 24.84 | 15.83 | 41.86 | 40.57 | 47.79 | 10.58
5740 | 240 | 8 | 12.29 | 24.84 | 15.83 | 41.86 | 40.57 | 47.79 | 10.58
5741 | 240 | 8 | 12.29 | 24.84 | 15.7 | 42.29 | 40.57 | 47.79 | 10.58
5742 | 240 | 8 | 12.29 | 24.84 | 15.83 | 42.29 | 41.79 | 48.86 | 10.58
5743 | 240 | 8 | 13.43 | 24.84 | 15.83 | 42.29 | 43.83 | 51.02 | 10.58
5744 | 240 | 8 | 13.43 | 24.84 | 15.83 | 43.56 | 44.73 | 53.51 | 10.58
5745 | 240 | 8 | 13.43 | 24.84 | 15.83 | 43.56 | 44.73 | 53.51 | 10.58
5746 | 240 | 8 | 12.29 | 24.84 | 15.28 | 42.29 | 44.49 | 47.92 | 10.58
5747 | 240 | 8 | 12.29 | 24.84 | 11.2 | 42.29 | 44.49 | 47.31 | 10.58
5748 | 240 | 8 | 11.98 | 24.84 | 10.96 | 41.86 | 43.35 | 47.31 | 10.58
5749 | 240 | 8 | 11.76 | 23.84 | 10.96 | 37.02 | 40.57 | 47.31 | 10.58
5750 | 240 | 8 | 11.42 | 23.84 | 11.2 | 37.02 | 40.57 | 47.31 | 10.58
5751 | 240 | 8 | 11.76 | 24.44 | 10.96 | 37.02 | 40.57 | 47.31 | 10.58
5752 | 240 | 8 | 12.29 | 24.84 | 10.96 | 41.86 | 40.57 | 47.31 | 10.58
5753 | 240 | 8 | 12.29 | 24.84 | 10.96 | 42.29 | 42.61 | 47.31 | 10.58
5754 | 240 | 8 | 13.64 | 24.84 | 10.96 | 43.56 | 44.73 | 51.02 | 10.58
5755 | 240 | 8 | 13.83 | 24.84 | 11.2 | 43.56 | 45.1 | 53.71 | 10.58
5756 | 240 | 8 | 13.83 | 25.59 | 11.2 | 43.56 | 45.55 | 55.66 | 10.58
5757 | 240 | 8 | 13.83 | 25.48 | 11.2 | 43.56 | 45.55 | 58.21 | 10.58
5758 | 240 | 8 | 13.83 | 25.29 | 10.96 | 43.56 | 45.99 | 58.21 | 10.58
5759 | 240 | 8 | 13.43 | 24.84 | 10.96 | 43.56 | 44.49 | 55.95 | 10.58
5760 | 240 | 8 | 12.29 | 24.84 | 10.96 | 42.29 | 40.98 | 48.86 | 10.58
5761 | 241 | 8 | 12.29 | 24.84 | 10.96 | 37.02 | 38.34 | 45.49 | 10.58
5762 | 241 | 8 | 12.29 | 24.84 | 10.96 | 37.02 | 38.34 | 45.28 | 10.58
5763 | 241 | 8 | 12.29 | 24.84 | 10.96 | 37.02 | 38.34 | 44.16 | 10.58
5764 | 241 | 8 | 12.29 | 24.84 | 10.96 | 37.02 | 38.34 | 44.16 | 10.58
5765 | 241 | 8 | 12.29 | 24.84 | 10.96 | 37.02 | 38.34 | 46.85 | 10.58
5766 | 241 | 8 | 12.29 | 24.84 | 10.96 | 37.02 | 38.72 | 46.85 | 10.58
5767 | 241 | 8 | 12.29 | 24.84 | 10.96 | 37.02 | 40.27 | 46.85 | 10.58
5768 | 241 | 8 | 13.03 | 24.84 | 13.86 | 37.02 | 40.27 | 47.32 | 10.58
5769 | 241 | 8 | 13.03 | 24.84 | 11.2 | 37.02 | 38.72 | 44.16 | 10.58
5770 | 241 | 8 | 12.29 | 24.84 | 10.96 | 31.84 | 38.34 | 35.72 | 10.58
5771 | 241 | 8 | 12.11 | 24.84 | 10.96 | 31.84 | 38.34 | 35.72 | 10.58
5772 | 241 | 8 | 12.11 | 24.84 | 10.96 | 31.84 | 38.34 | 35.72 | 10.58
5773 | 241 | 8 | 11.63 | 23.84 | 10.96 | 31.11 | 37.95 | 35.72 | 10.58
5774 | 241 | 8 | 11.63 | 23.84 | 10.96 | 31.11 | 37.95 | 35.72 | 10.58
5775 | 241 | 8 | 11.76 | 23.84 | 11.2 | 31.24 | 37.95 | 35.72 | 10.58
5776 | 241 | 8 | 11.76 | 24 | 15.28 | 31.84 | 37.95 | 35.72 | 10.58
5777 | 241 | 8 | 12.29 | 24.84 | 16.25 | 31.84 | 38.34 | 35.72 | 11.48
5778 | 241 | 8 | 12.85 | 24.84 | 28.73 | 32.16 | 38.34 | 37.98 | 16.77
5779 | 241 | 8 | 13.83 | 24.84 | 28.73 | 43.62 | 45.18 | 51.76 | 16.26
5780 | 241 | 8 | 13.83 | 24.84 | 28.73 | 43.62 | 45.18 | 55.66 | 17.19
5781 | 241 | 8 | 13.83 | 25.29 | 28.73 | 43.62 | 45.18 | 54.92 | 16.43
5782 | 241 | 8 | 13.43 | 24.84 | 28.73 | 43.49 | 45.1 | 54.87 | 16.26
5783 | 241 | 8 | 12.66 | 24.84 | 28.71 | 42.29 | 42.61 | 50.44 | 10.58
5784 | 241 | 8 | 12.29 | 24.84 | 28.71 | 37.08 | 38.4 | 47.31 | 10.58
5785 | 242 | 8 | 12.29 | 24.84 | 24.19 | 42.29 | 41.48 | 52.55 | 10.58
5786 | 242 | 8 | 12.29 | 24.84 | 22.85 | 37.08 | 41.48 | 52.55 | 10.58
5787 | 242 | 8 | 12.29 | 24.84 | 22.85 | 37.08 | 41.48 | 51.02 | 10.58
5788 | 242 | 8 | 12.29 | 24.84 | 22.86 | 37.08 | 41.48 | 52.55 | 10.58
5789 | 242 | 8 | 12.66 | 24.84 | 24.19 | 43.12 | 41.48 | 52.55 | 10.58
5790 | 242 | 8 | 13.43 | 24.84 | 28.73 | 43.56 | 45.1 | 53.27 | 10.58
5791 | 242 | 8 | 14.52 | 24.99 | 28.73 | 47.46 | 45.55 | 62.44 | 10.58
5792 | 242 | 8 | 15.18 | 25.59 | 28.73 | 47.46 | 45.99 | 66.06 | 10.58
5793 | 242 | 8 | 15.18 | 25.59 | 28.78 | 47.46 | 45.99 | 62.44 | 10.58
5794 | 242 | 8 | 15.18 | 24.99 | 28.71 | 46.98 | 45.99 | 56.77 | 10.58
5795 | 242 | 8 | 13.83 | 24.99 | 28.71 | 46.98 | 45.99 | 53.51 | 10.58
5796 | 242 | 8 | 13.69 | 24.88 | 26.17 | 44.74 | 45.99 | 53.08 | 0.1
5797 | 242 | 8 | 13.04 | 24.84 | 28.71 | 43.56 | 45.99 | 53.08 | 0.1
5798 | 242 | 8 | 12.9 | 24.84 | 27.86 | 43.56 | 45.99 | 53.08 | 0.1
5799 | 242 | 8 | 13.43 | 24.84 | 22.9 | 43.56 | 45.99 | 53.08 | 0.1
5800 | 242 | 8 | 13.64 | 24.88 | 30.5 | 43.56 | 45.99 | 53.08 | 0.1
5801 | 242 | 8 | 13.83 | 24.99 | 30.5 | 46.98 | 45.99 | 53.27 | 0.1
5802 | 242 | 8 | 15.18 | 25.74 | 37.12 | 47.46 | 45.99 | 58.7 | 10.58
5803 | 242 | 8 | 15.18 | 25.74 | 37.12 | 47.46 | 45.99 | 64.14 | 10.58
5804 | 242 | 8 | 17.94 | 26.51 | 37.12 | 47.46 | 57.88 | 66.06 | 10.58
5805 | 242 | 8 | 17.94 | 26.51 | 37.12 | 47.46 | 45.99 | 62.44 | 10.58
5806 | 242 | 8 | 15.18 | 25.74 | 37.12 | 47.46 | 45.99 | 62.27 | 10.58
5807 | 242 | 8 | 15.18 | 25.29 | 37.12 | 43.62 | 45.55 | 56.77 | 10.58
5808 | 242 | 8 | 13.43 | 24.84 | 32.8 | 43.56 | 45.1 | 53.71 | 10.58
5809 | 243 | 8 | 12.9 | 24.84 | 30.5 | 42.35 | 44.73 | 53.81 | 10.58
5810 | 243 | 8 | 12.9 | 24.84 | 29.59 | 42.35 | 44.65 | 53.27 | 10.58
5811 | 243 | 8 | 12.9 | 24.84 | 29.31 | 42.35 | 44.65 | 53.27 | 10.58
5812 | 243 | 8 | 12.9 | 24.84 | 29.45 | 42.35 | 44.94 | 53.27 | 10.58
5813 | 243 | 8 | 12.9 | 24.84 | 29.31 | 43.56 | 45.1 | 54.32 | 10.58
5814 | 243 | 8 | 13.83 | 24.84 | 29.59 | 46.98 | 45.18 | 56.52 | 10.58
5815 | 243 | 8 | 15.18 | 25.74 | 36.8 | 47.46 | 45.99 | 64.14 | 15.27
5816 | 243 | 8 | 15.18 | 25.74 | 32.8 | 47.46 | 45.99 | 64.14 | 10.58
5817 | 243 | 8 | 15.18 | 25.74 | 30.5 | 46.98 | 45.99 | 58.21 | 0.1
5818 | 243 | 8 | 13.64 | 24.99 | 28.87 | 44.74 | 45.99 | 54.32 | 0.1
5819 | 243 | 8 | 13.43 | 24.99 | 28.87 | 44.74 | 45.99 | 53.51 | 0.1
5820 | 243 | 8 | 13.04 | 24.84 | 28.73 | 44.74 | 45.99 | 53.27 | 0.1
5821 | 243 | 8 | 12.66 | 24.84 | 28.87 | 43.62 | 45.82 | 53.27 | 0.1
5822 | 243 | 8 | 12.66 | 24.84 | 29.45 | 43.56 | 45.82 | 53.27 | 0.1
5823 | 243 | 8 | 12.66 | 24.84 | 28.73 | 42.35 | 45.82 | 53.27 | 0.1
5824 | 243 | 8 | 12.66 | 24.84 | 28.71 | 43.62 | 45.82 | 53.27 | 0.1
5825 | 243 | 8 | 13.43 | 24.84 | 28.75 | 43.62 | 45.99 | 53.51 | 0.1
5826 | 243 | 8 | 13.83 | 24.99 | 37.12 | 46.98 | 45.99 | 53.81 | 0.1
5827 | 243 | 8 | 13.83 | 24.99 | 37.12 | 46.98 | 45.99 | 56.52 | 0.1
5828 | 243 | 8 | 13.83 | 25.74 | 37.12 | 46.98 | 45.99 | 56.52 | 10.58
5829 | 243 | 8 | 13.83 | 24.99 | 37.12 | 44.74 | 45.99 | 54.87 | 10.58
5830 | 243 | 8 | 13.43 | 24.84 | 37.12 | 44.74 | 45.99 | 53.71 | 10.58
5831 | 243 | 8 | 13.04 | 24.84 | 37.12 | 42.35 | 45.82 | 53.27 | 10.58
5832 | 243 | 8 | 12.66 | 24.84 | 32.8 | 42.19 | 44.49 | 50.21 | 10.58
5833 | 244 | 9 | 12.66 | 24.84 | 30.5 | 39.77 | 41.48 | 45.49 | 10.58
5834 | 244 | 9 | 12.66 | 24.84 | 28.78 | 39.12 | 40.27 | 45.49 | 4.32
5835 | 244 | 9 | 12.66 | 24.84 | 28.78 | 38.19 | 40.27 | 45.49 | 10.58
5836 | 244 | 9 | 12.66 | 24.84 | 28.78 | 38.19 | 40.27 | 45.49 | 10.58
5837 | 244 | 9 | 12.66 | 24.84 | 28.78 | 40.3 | 41.29 | 45.49 | 10.58
5838 | 244 | 9 | 13.04 | 24.84 | 28.78 | 41.92 | 41.67 | 45.95 | 10.58
5839 | 244 | 9 | 13.83 | 24.84 | 30.5 | 44.69 | 44.49 | 50.44 | 10.58
5840 | 244 | 9 | 13.83 | 24.99 | 30.03 | 44.74 | 45.55 | 50.44 | 10.58
5841 | 244 | 9 | 13.69 | 24.84 | 28.87 | 44.74 | 45.55 | 48.86 | 10.58
5842 | 244 | 9 | 13.43 | 24.84 | 28.84 | 44.74 | 44.49 | 46.79 | 10.58
5843 | 244 | 9 | 13.29 | 24.84 | 28.71 | 44.74 | 43.55 | 45.95 | 10.58
5844 | 244 | 9 | 13.04 | 24.84 | 28.73 | 43.56 | 41.9 | 45.49 | 10.58
5845 | 244 | 9 | 12.66 | 24.84 | 28.78 | 42.35 | 41.48 | 45.49 | 10.58
5846 | 244 | 9 | 12.66 | 24.84 | 22.57 | 42.35 | 41.48 | 45.49 | 0.1
5847 | 244 | 9 | 12.66 | 24.84 | 22.85 | 42.35 | 41.54 | 45.49 | 0.1
5848 | 244 | 9 | 12.66 | 24.84 | 22.85 | 42.35 | 42.09 | 45.49 | 0.97
5849 | 244 | 9 | 13.04 | 24.84 | 30.5 | 44.69 | 43.59 | 45.95 | 0.1
5850 | 244 | 9 | 13.43 | 24.99 | 30.5 | 44.74 | 44.65 | 48.97 | 10.58
5851 | 244 | 9 | 15.34 | 25.29 | 37.12 | 44.74 | 45.18 | 50.44 | 10.58
5852 | 244 | 9 | 15.34 | 26.05 | 37.12 | 44.93 | 45.82 | 53.71 | 10.58
5853 | 244 | 9 | 17.83 | 26.05 | 37.12 | 44.93 | 44.49 | 53.51 | 10.58
5854 | 244 | 9 | 15.34 | 25.29 | 37.12 | 44.69 | 43.33 | 53.71 | 10.58
5855 | 244 | 9 | 13.43 | 24.84 | 37.12 | 42.35 | 42.72 | 53.51 | 10.58
5856 | 244 | 9 | 13.04 | 24.84 | 30.5 | 39.77 | 41.48 | 46.85 | 10.58
5857 | 245 | 9 | 13.04 | 24.84 | 28.78 | 39.77 | 41.48 | 46.69 | 10.58
5858 | 245 | 9 | 13.04 | 24.84 | 28.78 | 38.19 | 40.16 | 46.69 | 10.58
5859 | 245 | 9 | 13.04 | 24.84 | 28.78 | 38.03 | 39.09 | 46.69 | 10.58
5860 | 245 | 9 | 13.04 | 24.84 | 28.78 | 38.03 | 39.09 | 46.69 | 10.58
5861 | 245 | 9 | 13.04 | 24.84 | 28.73 | 39.12 | 40.67 | 46.69 | 10.58
5862 | 245 | 9 | 13.83 | 25.29 | 28.73 | 43.56 | 42.72 | 50.21 | 10.58
5863 | 245 | 9 | 17.94 | 25.74 | 32.8 | 44.69 | 44.89 | 53.71 | 10.58
5864 | 245 | 9 | 17.94 | 26.05 | 36.13 | 44.74 | 45.99 | 54.87 | 10.58
5865 | 245 | 9 | 17.94 | 25.59 | 30.5 | 44.74 | 45.55 | 53.51 | 10.58
5866 | 245 | 9 | 17.94 | 25.29 | 28.78 | 44.74 | 43.35 | 50.44 | 0.1
5867 | 245 | 9 | 17.94 | 25.29 | 28.78 | 44.74 | 43.35 | 50.21 | 0.1
5868 | 245 | 9 | 17.94 | 25.29 | 28.37 | 43.56 | 42.72 | 46.69 | 0.1
5869 | 245 | 9 | 17.94 | 24.99 | 22.57 | 43.56 | 42.72 | 46.69 | 0.1
5870 | 245 | 9 | 17.94 | 24.99 | 22.57 | 43.56 | 42.72 | 46.69 | 0.1
5871 | 245 | 9 | 17.94 | 24.84 | 22.57 | 43.56 | 42.72 | 46.69 | 0.1
5872 | 245 | 9 | 17.94 | 25.59 | 28.73 | 43.56 | 44 | 46.69 | 0.1
5873 | 245 | 9 | 17.94 | 25.74 | 28.73 | 44.93 | 44.89 | 48.86 | 10.58
5874 | 245 | 9 | 17.94 | 25.74 | 28.73 | 44.93 | 45.99 | 51.72 | 10.58
5875 | 245 | 9 | 17.94 | 26.51 | 28.73 | 47.85 | 45.99 | 54.87 | 11.48
5876 | 245 | 9 | 17.94 | 26.51 | 28.73 | 47.85 | 45.99 | 56.52 | 16.02
5877 | 245 | 9 | 17.94 | 26.51 | 28.73 | 47.85 | 45.99 | 55.12 | 16.02
5878 | 245 | 9 | 17.94 | 25.74 | 28.73 | 44.93 | 45.99 | 54.87 | 16.02
5879 | 245 | 9 | 16.78 | 24.84 | 28.74 | 43.56 | 44.49 | 53.51 | 16.02
5880 | 245 | 9 | 13.83 | 24.84 | 28.73 | 43.56 | 41.48 | 48.86 | 16.02
5881 | 246 | 9 | 13.04 | 24.84 | 28.73 | 43.56 | 44.49 | 50.21 | 16.02
5882 | 246 | 9 | 13.04 | 24.84 | 28.73 | 42.29 | 42.79 | 50.21 | 16.02
5883 | 246 | 9 | 13.04 | 24.84 | 27.86 | 42.29 | 42.61 | 50.21 | 16.02
5884 | 246 | 9 | 13.04 | 24.84 | 27.86 | 42.29 | 42.61 | 50.21 | 16.02
5885 | 246 | 9 | 13.04 | 24.84 | 27.86 | 43.56 | 44.49 | 50.44 | 16.02
5886 | 246 | 9 | 13.83 | 25.59 | 27.86 | 43.99 | 45.53 | 53.51 | 16.02
5887 | 246 | 9 | 17.72 | 25.74 | 28.78 | 47.85 | 45.99 | 54.87 | 16.02
5888 | 246 | 9 | 17.94 | 25.74 | 28.78 | 47.85 | 45.99 | 56.52 | 16.02
5889 | 246 | 9 | 17.94 | 25.74 | 28.78 | 47.85 | 45.99 | 54.87 | 10.58
5890 | 246 | 9 | 17.72 | 25.74 | 28.78 | 47.85 | 45.99 | 53.51 | 10.58
5891 | 246 | 9 | 17.72 | 25.59 | 27.86 | 44.93 | 45.55 | 53.27 | 10.58
5892 | 246 | 9 | 17.72 | 24.99 | 27.86 | 44.74 | 45.55 | 50.21 | 10.58
5893 | 246 | 9 | 15.06 | 24.99 | 27.86 | 44.74 | 44.94 | 49.53 | 0.1
5894 | 246 | 9 | 15.06 | 24.84 | 28.69 | 43.56 | 44.49 | 49.53 | 0.1
5895 | 246 | 9 | 15.06 | 24.84 | 28.78 | 43.62 | 44.94 | 50.21 | 0.1
5896 | 246 | 9 | 17.72 | 24.84 | 28.78 | 43.99 | 45.55 | 50.21 | 10.58
5897 | 246 | 9 | 17.72 | 25.59 | 30.5 | 46.98 | 45.55 | 50.72 | 10.58
5898 | 246 | 9 | 17.72 | 25.74 | 36.13 | 47.85 | 45.99 | 52.48 | 10.58
5899 | 246 | 9 | 17.72 | 25.74 | 37.12 | 47.85 | 45.99 | 54.87 | 10.58
5900 | 246 | 9 | 17.72 | 25.74 | 37.12 | 47.85 | 45.99 | 54.87 | 10.58
5901 | 246 | 9 | 17.72 | 25.74 | 36.13 | 47.85 | 45.99 | 54.87 | 10.58
5902 | 246 | 9 | 13.83 | 25.29 | 30.5 | 44.93 | 45.99 | 53.71 | 10.07
5903 | 246 | 9 | 13.83 | 24.84 | 29.52 | 43.56 | 45.82 | 53.27 | 0.97
5904 | 246 | 9 | 12.29 | 24.84 | 28.73 | 43.56 | 44.49 | 51.02 | 10.58
5905 | 247 | 9 | 12.29 | 24.84 | 28.78 | 38.61 | 40.16 | 48.09 | 0.1
5906 | 247 | 9 | 12.29 | 24.84 | 28.73 | 32.18 | 39.76 | 45.49 | 0.1
5907 | 247 | 9 | 11.63 | 24.84 | 28.73 | 31.86 | 39.76 | 45.49 | 0.1
5908 | 247 | 9 | 11.63 | 24.56 | 28.78 | 31.86 | 39.76 | 45.49 | 0.1
5909 | 247 | 9 | 11.63 | 24.84 | 28.78 | 31.86 | 39.76 | 45.49 | 0.1
5910 | 247 | 9 | 12.11 | 24.84 | 28.78 | 31.86 | 39.76 | 48.86 | 0.64
5911 | 247 | 9 | 12.29 | 24.84 | 30.5 | 32.18 | 40.16 | 49.53 | 10.58
5912 | 247 | 9 | 12.29 | 24.84 | 30.12 | 33.16 | 42.61 | 51.72 | 0.1
5913 | 247 | 9 | 12.66 | 24.84 | 28.78 | 37.48 | 43.35 | 49.53 | 0.1
5914 | 247 | 9 | 12.29 | 24.84 | 25.86 | 37.48 | 42.79 | 47.44 | 0.1
5915 | 247 | 9 | 12.29 | 24.84 | 15.28 | 37.08 | 41.48 | 42.88 | 0.1
5916 | 247 | 9 | 12.29 | 24.84 | 15.28 | 34.15 | 40.57 | 42.45 | 0.1
5917 | 247 | 9 | 9.89 | 24.11 | 28.78 | 32.18 | 40.16 | 42.45 | 0.1
5918 | 247 | 9 | 9.89 | 23.84 | 28.78 | 31.86 | 39.76 | 41.63 | 0.1
5919 | 247 | 9 | 9.89 | 23.84 | 22.78 | 31.86 | 39.76 | 41.63 | 0.1
5920 | 247 | 9 | 9.89 | 23.84 | 28.78 | 32.18 | 40.16 | 41.63 | 0.1
5921 | 247 | 9 | 9.89 | 23.84 | 28.73 | 32.79 | 40.16 | 42.45 | 0.1
5922 | 247 | 9 | 9.89 | 24.26 | 37.12 | 37.48 | 42.61 | 42.88 | 0.1
5923 | 247 | 9 | 9.89 | 24.84 | 37.12 | 37.48 | 43.19 | 48.86 | 0.1
5924 | 247 | 9 | 11.63 | 24.84 | 37.12 | 39.77 | 44.49 | 48.86 | 1.94
5925 | 247 | 9 | 11.63 | 24.84 | 37.12 | 37.48 | 44.49 | 48.97 | 10.58
5926 | 247 | 9 | 11.63 | 24.84 | 37.12 | 37.48 | 42.79 | 48.97 | 10.58
5927 | 247 | 9 | 9.89 | 24.26 | 30.4 | 32.79 | 40.16 | 47.33 | 10.58
5928 | 247 | 9 | 9.89 | 23.59 | 27.2 | 31.86 | 39.49 | 42.88 | 10.58
5929 | 248 | 9 | 9.89 | 23.59 | 28.73 | 30.33 | 29.14 | 33.67 | 10.58
5930 | 248 | 9 | 9.89 | 23.59 | 28.73 | 30.03 | 29.14 | 33.67 | 10.58
5931 | 248 | 9 | 11.63 | 23.59 | 22.78 | 30.33 | 29.14 | 33.67 | 5.74
5932 | 248 | 9 | 11.63 | 23.84 | 15.78 | 30.33 | 29.14 | 33.67 | 0.1
5933 | 248 | 9 | 11.63 | 23.84 | 22.78 | 30.57 | 29.14 | 33.67 | 0.97
5934 | 248 | 9 | 11.63 | 23.84 | 22.78 | 30.57 | 29.14 | 33.67 | 10.58
5935 | 248 | 9 | 11.63 | 24.84 | 28.73 | 30.57 | 29.14 | 33.67 | 0.1
5936 | 248 | 9 | 11.63 | 24.84 | 28.73 | 30.57 | 29.28 | 33.67 | 0.1
5937 | 248 | 9 | 11.63 | 24.84 | 28.73 | 30.57 | 29.28 | 33.67 | 0.1
5938 | 248 | 9 | 11.63 | 24.84 | 11.2 | 30.33 | 29.28 | 33.67 | 0.1
5939 | 248 | 9 | 11.63 | 24.84 | 11.2 | 30.33 | 29.28 | 33.67 | 0.1
5940 | 248 | 9 | 11.55 | 24.84 | 22.78 | 30.2 | 29.28 | 33.67 | 0.1
5941 | 248 | 9 | 9.21 | 24.84 | 11.2 | 30.03 | 29.14 | 33.67 | 0.1
5942 | 248 | 9 | 9.21 | 24.84 | 25.87 | 30.03 | 29.14 | 33.67 | 0.1
5943 | 248 | 9 | 9.21 | 23.63 | 25.87 | 30.03 | 29.14 | 33.67 | 0.1
5944 | 248 | 9 | 9.21 | 24 | 29.86 | 30.03 | 29.14 | 33.67 | 0.1
5945 | 248 | 9 | 9.21 | 24 | 29.07 | 30.03 | 29.14 | 33.67 | 0.1
5946 | 248 | 9 | 9.21 | 24.84 | 28.78 | 30.33 | 29.14 | 33.67 | 0.1
5947 | 248 | 9 | 10.84 | 24.84 | 30.5 | 30.91 | 29.28 | 33.67 | 0.1
5948 | 248 | 9 | 10.84 | 24.84 | 36.13 | 34.66 | 33.56 | 33.67 | 0.1
5949 | 248 | 9 | 10.84 | 24.84 | 30.5 | 31.26 | 30.02 | 33.67 | 0.1
5950 | 248 | 9 | 9.21 | 24.84 | 30.5 | 30.57 | 29.14 | 33.67 | 0.1
5951 | 248 | 9 | 9.21 | 24 | 27.1 | 30.03 | 29.14 | 33.67 | 0.1
5952 | 248 | 9 | 9.21 | 23.59 | 28.78 | 30.03 | 29.14 | 33.67 | 0.1
5953 | 249 | 9 | 9.21 | 23.41 | 28.78 | 30.03 | 29.14 | 33.67 | 0.1
5954 | 249 | 9 | 7.07 | 22.53 | 28.78 | 30.03 | 29.14 | 33.67 | 0.1
5955 | 249 | 9 | 9.21 | 22.53 | 28.78 | 30.03 | 29.14 | 33.67 | 0.1
5956 | 249 | 9 | 7.07 | 22.53 | 28.78 | 30.03 | 29.14 | 33.67 | 0.1
5957 | 249 | 9 | 9.21 | 24 | 28.78 | 30.03 | 29.14 | 33.67 | 0.1
5958 | 249 | 9 | 12.29 | 24.84 | 30.12 | 32.79 | 33.68 | 33.67 | 0.1
5959 | 249 | 9 | 13.03 | 24.84 | 36.13 | 42.17 | 40.94 | 38.27 | 0.1
5960 | 249 | 9 | 13.04 | 24.84 | 37.12 | 43.56 | 42.72 | 39.62 | 0.1
5961 | 249 | 9 | 13.04 | 24.84 | 36.13 | 43.73 | 41.93 | 37.16 | 0.1
5962 | 249 | 9 | 13.04 | 24.84 | 30.5 | 43.56 | 41.93 | 34.29 | 0.1
5963 | 249 | 9 | 13.03 | 24.84 | 28.93 | 42.35 | 41.93 | 34.25 | 0.1
5964 | 249 | 9 | 12.49 | 24.84 | 28.78 | 42.17 | 40.86 | 34.01 | 0.1
5965 | 249 | 9 | 12.49 | 24.84 | 28.78 | 40.96 | 39.16 | 33.67 | 0.1
5966 | 249 | 9 | 12.49 | 24.84 | 28.78 | 42.17 | 40.86 | 33.67 | 0.1
5967 | 249 | 9 | 12.49 | 24.84 | 28.78 | 42.35 | 41.48 | 33.67 | 0.1
5968 | 249 | 9 | 12.53 | 24.84 | 37.12 | 43.56 | 43.35 | 34.25 | 0.1
5969 | 249 | 9 | 13.04 | 24.84 | 37.12 | 43.56 | 43.83 | 49.53 | 0.1
5970 | 249 | 9 | 15.34 | 24.99 | 37.12 | 44.69 | 44.49 | 53.27 | 0.1
5971 | 249 | 9 | 15.34 | 24.99 | 37.12 | 44.86 | 45.55 | 56.52 | 0.1
5972 | 249 | 9 | 15.34 | 25.74 | 37.12 | 44.86 | 45.55 | 56.77 | 10.58
5973 | 249 | 9 | 15.34 | 25.74 | 37.12 | 44.69 | 44.49 | 56.52 | 10.58
5974 | 249 | 9 | 15.34 | 24.84 | 37.12 | 44.69 | 44 | 56.77 | 8.23
5975 | 249 | 9 | 13.04 | 24.84 | 37.12 | 42.17 | 41.54 | 53.27 | 9.53
5976 | 249 | 9 | 13.04 | 24.84 | 37.12 | 38.13 | 38.72 | 45.49 | 0.1
5977 | 250 | 9 | 13.04 | 24.84 | 37.12 | 40.96 | 42.72 | 51.12 | 0.1
5978 | 250 | 9 | 13.04 | 24.84 | 37.12 | 38.19 | 41.54 | 51.02 | 0.1
5979 | 250 | 9 | 13.04 | 24.84 | 30.5 | 38.13 | 41.48 | 49.53 | 0.1
5980 | 250 | 9 | 13.04 | 24.84 | 30.5 | 39.12 | 41.48 | 48.86 | 0.1
5981 | 250 | 9 | 13.04 | 24.84 | 37.12 | 42.29 | 44.04 | 49.53 | 10.58
5982 | 250 | 9 | 13.64 | 24.84 | 37.12 | 44.69 | 45.82 | 53.27 | 10.58
5983 | 250 | 9 | 14.25 | 25.74 | 37.12 | 44.86 | 45.99 | 54.87 | 10.58
5984 | 250 | 9 | 15.34 | 25.74 | 37.12 | 46.98 | 46.45 | 54.87 | 10.58
5985 | 250 | 9 | 15.34 | 25.74 | 37.12 | 45.61 | 46.45 | 54.87 | 10.58
5986 | 250 | 9 | 15.34 | 25.74 | 28.96 | 44.86 | 46.45 | 53.27 | 10.58
5987 | 250 | 9 | 15.34 | 25.74 | 28.78 | 47.59 | 46.45 | 53.27 | 0.1
5988 | 250 | 9 | 14.25 | 24.99 | 28.78 | 44.86 | 46.45 | 51.72 | 0.1
5989 | 250 | 9 | 14.25 | 24.99 | 28.78 | 44.86 | 46.45 | 51.64 | 0.1
5990 | 250 | 9 | 13.69 | 24.99 | 30.42 | 44.86 | 46.45 | 51.64 | 0.1
5991 | 250 | 9 | 13.64 | 24.99 | 25.87 | 44.86 | 46.07 | 51.64 | 0.1
5992 | 250 | 9 | 15.34 | 25.29 | 28.73 | 44.86 | 46.07 | 51.64 | 0.1
5993 | 250 | 9 | 15.34 | 25.74 | 28.78 | 47.59 | 46.07 | 53.27 | 0.46
5994 | 250 | 9 | 15.34 | 25.74 | 37.12 | 47.85 | 46.45 | 54.87 | 0.1
5995 | 250 | 9 | 15.34 | 25.74 | 37.12 | 47.85 | 46.45 | 58.21 | 10.58
5996 | 250 | 9 | 15.34 | 27.3 | 37.12 | 47.85 | 46.45 | 58.27 | 10.58
5997 | 250 | 9 | 15.34 | 26.51 | 37.12 | 47.85 | 46.07 | 58.21 | 10.58
5998 | 250 | 9 | 15.34 | 25.29 | 37.12 | 47.59 | 46.07 | 58.21 | 10.58
5999 | 250 | 9 | 15.34 | 24.84 | 37.12 | 44.69 | 45.82 | 56.52 | 10.58
6000 | 250 | 9 | 13.04 | 24.84 | 37.12 | 43.56 | 44.04 | 49.53 | 10.58
6001 | 251 | 9 | 13.04 | 24.84 | 30.5 | 43.56 | 43.35 | 49.94 | 10.58
6002 | 251 | 9 | 13.04 | 24.84 | 30.5 | 42.29 | 42.79 | 49.94 | 10.58
6003 | 251 | 9 | 12.66 | 24.84 | 29.57 | 42.29 | 42.79 | 49.53 | 10.58
6004 | 251 | 9 | 13.04 | 24.84 | 29.57 | 42.29 | 42.79 | 49.94 | 10.58
6005 | 251 | 9 | 13.04 | 24.84 | 29.57 | 43.44 | 44.49 | 51.72 | 10.58
6006 | 251 | 9 | 14.05 | 25.59 | 30.5 | 44.74 | 45.1 | 53.27 | 10.58
6007 | 251 | 9 | 17.83 | 26.51 | 37.12 | 47.85 | 45.99 | 54.87 | 10.58
6008 | 251 | 9 | 17.83 | 26.51 | 37.12 | 47.85 | 46.45 | 54.87 | 10.58
6009 | 251 | 9 | 17.83 | 27.3 | 30.5 | 47.85 | 46.45 | 54.87 | 10.58
6010 | 251 | 9 | 17.83 | 26.51 | 28.78 | 44.86 | 46.45 | 53.27 | 0.1
6011 | 251 | 9 | 17.83 | 26.51 | 28.78 | 44.74 | 46.45 | 53.27 | 0.1
6012 | 251 | 9 | 17.83 | 26.51 | 28.73 | 44.74 | 46.05 | 53.27 | 10.58
6013 | 251 | 9 | 17.83 | 25.74 | 28.73 | 44.74 | 46.05 | 53.27 | 0.1
6014 | 251 | 9 | 17.83 | 25.74 | 28.78 | 44.74 | 46.05 | 52.98 | 0.1
6015 | 251 | 9 | 17.83 | 25.74 | 28.78 | 44.74 | 45.99 | 53.27 | 0.1
6016 | 251 | 9 | 17.83 | 26.51 | 28.78 | 44.86 | 45.99 | 53.27 | 0.1
6017 | 251 | 9 | 17.83 | 26.51 | 28.73 | 47.85 | 45.99 | 53.27 | 10.58
6018 | 251 | 9 | 17.83 | 26.51 | 37.12 | 47.85 | 46.45 | 55.12 | 10.58
6019 | 251 | 9 | 17.83 | 26.51 | 37.12 | 47.85 | 53.59 | 64.85 | 16.26
6020 | 251 | 9 | 17.83 | 27.3 | 37.12 | 47.85 | 57.88 | 70.09 | 17.19
6021 | 251 | 9 | 17.83 | 26.51 | 37.12 | 47.85 | 51.09 | 64.85 | 17.19
6022 | 251 | 9 | 15.15 | 25.74 | 37.12 | 46.21 | 45.99 | 58.26 | 17.19
6023 | 251 | 9 | 14.67 | 25.29 | 37.12 | 44.86 | 45.55 | 53.71 | 17.19
6024 | 251 | 9 | 15.15 | 24.84 | 37.12 | 44.86 | 45.55 | 55.12 | 17.19
6025 | 252 | 9 | 15.15 | 24.84 | 30.5 | 44.86 | 45.55 | 55.68 | 17.19
6026 | 252 | 9 | 13.83 | 24.84 | 30.5 | 44.86 | 45.55 | 55.12 | 17
6027 | 252 | 9 | 13.83 | 24.84 | 29.57 | 44.86 | 45.55 | 55.12 | 17
6028 | 252 | 9 | 13.83 | 24.84 | 29.57 | 44.86 | 45.55 | 55.12 | 16.8
6029 | 252 | 9 | 15.15 | 24.84 | 30.5 | 44.86 | 45.55 | 56.21 | 16.47
6030 | 252 | 9 | 17.83 | 25.59 | 30.5 | 47.85 | 57.88 | 66.06 | 16.47
6031 | 252 | 9 | 17.94 | 27.3 | 37.12 | 52.2 | 65.14 | 603.31 | 17
6032 | 252 | 9 | 18.16 | 28.12 | 37.12 | 47.85 | 63.24 | 603.31 | 11.1
6033 | 252 | 9 | 18.16 | 27.3 | 37.12 | 47.85 | 59.61 | 66.06 | 10.58
6034 | 252 | 9 | 17.94 | 25.74 | 28.78 | 47.85 | 57.88 | 64.14 | 10.58
6035 | 252 | 9 | 17.94 | 25.74 | 28.78 | 47.85 | 57.88 | 58.48 | 0.1
6036 | 252 | 9 | 17.94 | 25.59 | 28.78 | 47.85 | 46.45 | 55.12 | 0.1
6037 | 252 | 9 | 15.24 | 24.99 | 28.78 | 45.31 | 46.07 | 55.12 | 0.1
6038 | 252 | 9 | 15.24 | 24.99 | 28.73 | 45.31 | 46.01 | 54.32 | 0.1
6039 | 252 | 9 | 15.24 | 24.99 | 28.82 | 46.98 | 46.07 | 55.12 | 0.1
6040 | 252 | 9 | 15.24 | 24.99 | 28.5 | 46.98 | 46.07 | 55.12 | 0.1
6041 | 252 | 9 | 17.94 | 24.99 | 28.87 | 47.46 | 54.2 | 55.12 | 0.1
6042 | 252 | 9 | 17.94 | 25.74 | 37.12 | 47.46 | 54.2 | 62.27 | 10.58
6043 | 252 | 9 | 17.94 | 25.74 | 37.12 | 47.67 | 54.2 | 66.06 | 10.58
6044 | 252 | 9 | 17.94 | 26.51 | 37.12 | 47.85 | 54.2 | 72.19 | 10.58
6045 | 252 | 9 | 17.94 | 25.74 | 37.12 | 47.85 | 54.2 | 66.06 | 10.93
6046 | 252 | 9 | 14.1 | 24.86 | 37.12 | 45.31 | 45.99 | 63.5 | 10.92
6047 | 252 | 9 | 13.24 | 24.84 | 30.5 | 44.86 | 45.55 | 55.68 | 10.58
6048 | 252 | 9 | 12.66 | 24.84 | 30.12 | 43.56 | 45.1 | 53.71 | 10.58
6049 | 253 | 9 | 12.66 | 24.84 | 28.78 | 42.29 | 43.35 | 51.72 | 10.58
6050 | 253 | 9 | 12.66 | 24.84 | 29.45 | 42.29 | 43.35 | 51.72 | 10.58
6051 | 253 | 9 | 12.66 | 24.84 | 28.78 | 42.29 | 43.35 | 51.72 | 10.58
6052 | 253 | 9 | 12.66 | 24.84 | 28.78 | 42.29 | 43.35 | 51.72 | 10.58
6053 | 253 | 9 | 12.85 | 24.84 | 28.78 | 42.71 | 43.35 | 51.72 | 10.58
6054 | 253 | 9 | 14.25 | 24.84 | 28.73 | 46.98 | 45.18 | 53.81 | 10.58
6055 | 253 | 9 | 14.89 | 25.59 | 28.78 | 47.46 | 51 | 60.85 | 10.58
6056 | 253 | 9 | 14.89 | 25.74 | 28.78 | 47.85 | 51 | 64.14 | 10.58
6057 | 253 | 9 | 14.89 | 25.59 | 28.78 | 47.85 | 46.45 | 59.34 | 10.58
6058 | 253 | 9 | 14.25 | 24.99 | 20.03 | 46.07 | 46.45 | 51.72 | 0.1
6059 | 253 | 9 | 14.25 | 24.99 | 20.03 | 44.86 | 45.55 | 51.72 | 0.1
6060 | 253 | 9 | 14.1 | 24.84 | 15.78 | 43.62 | 45.1 | 51.2 | 0.1
6061 | 253 | 9 | 12.66 | 24.84 | 15.78 | 43.56 | 43.35 | 46.64 | 0.1
6062 | 253 | 9 | 12.32 | 24.84 | 15.78 | 42.71 | 43.35 | 45.17 | 0.1
6063 | 253 | 9 | 12.29 | 24.84 | 15.28 | 42.35 | 43.35 | 46.64 | 0.1
6064 | 253 | 9 | 12.85 | 24.84 | 15.78 | 42.71 | 43.79 | 50.44 | 0.1
6065 | 253 | 9 | 13.04 | 24.84 | 22.29 | 43.56 | 45.55 | 51.72 | 0.1
6066 | 253 | 9 | 13.69 | 24.99 | 28.73 | 43.56 | 45.99 | 51.72 | 0.1
6067 | 253 | 9 | 14.25 | 24.99 | 28.73 | 44.74 | 45.99 | 53.71 | 10.69
6068 | 253 | 9 | 14.25 | 24.99 | 28.73 | 46.98 | 46.45 | 56.77 | 10.69
6069 | 253 | 9 | 13.64 | 24.84 | 28.73 | 44.86 | 45.99 | 54.87 | 10.58
6070 | 253 | 9 | 12.9 | 24.84 | 24.12 | 43.56 | 45.99 | 53.71 | 10.58
6071 | 253 | 9 | 12.29 | 24.84 | 22.71 | 42.29 | 44.49 | 51.2 | 10.58
6072 | 253 | 9 | 11.08 | 24.56 | 22.71 | 38.61 | 43.35 | 48.86 | 10.58
6073 | 254 | 9 | 11.08 | 23.59 | 22.57 | 31.86 | 34.73 | 34.16 | 10.58
6074 | 254 | 9 | 11.08 | 23.59 | 22.43 | 31.86 | 34.73 | 34.16 | 10.58
6075 | 254 | 9 | 11.08 | 23.59 | 16.77 | 31.86 | 34.73 | 34.16 | 10.58
6076 | 254 | 9 | 11.08 | 23.59 | 15.76 | 31.86 | 34.73 | 34.16 | 10.58
6077 | 254 | 9 | 11.08 | 23.59 | 15.78 | 31.86 | 34.73 | 35.13 | 10.58
6078 | 254 | 9 | 12.29 | 24.84 | 15.78 | 32.18 | 35.77 | 36.55 | 10.58
6079 | 254 | 9 | 12.29 | 24.84 | 24.12 | 37.08 | 35.77 | 36.55 | 10.58
6080 | 254 | 9 | 12.66 | 24.84 | 28.73 | 37.48 | 40.27 | 41.33 | 10.58
6081 | 254 | 9 | 13.04 | 24.84 | 20.03 | 37.48 | 40.86 | 38.77 | 10.58
6082 | 254 | 9 | 12.29 | 24.84 | 11.63 | 36 | 37.95 | 34.25 | 0.1
6083 | 254 | 9 | 12.29 | 24.84 | 11.2 | 34.9 | 35.77 | 33.81 | 10.58
6084 | 254 | 9 | 11.76 | 24.84 | 11.2 | 33.88 | 35.42 | 33.67 | 10.58
6085 | 254 | 9 | 11.08 | 24.84 | 11.2 | 31.86 | 34.73 | 33.67 | 10.58
6086 | 254 | 9 | 11.08 | 23.59 | 11.2 | 31.86 | 34.68 | 33.67 | 10.58
6087 | 254 | 9 | 11.08 | 24.56 | 11.2 | 31.86 | 34.73 | 33.67 | 0.1
6088 | 254 | 9 | 11.08 | 24.84 | 11.2 | 31.86 | 35.08 | 33.81 | 10.44
6089 | 254 | 9 | 12.29 | 24.84 | 15.76 | 36 | 36.85 | 34.21 | 10.58
6090 | 254 | 9 | 13.04 | 24.84 | 29.45 | 37.48 | 40.86 | 39.62 | 10.58
6091 | 254 | 9 | 13.04 | 24.84 | 28.73 | 42.29 | 41.48 | 46.98 | 10.58
6092 | 254 | 9 | 13.43 | 24.84 | 28.73 | 42.29 | 43.59 | 48.86 | 10.58
6093 | 254 | 9 | 13.04 | 24.84 | 28.73 | 38.61 | 41.48 | 45.62 | 10.58
6094 | 254 | 9 | 12.49 | 24.84 | 28.73 | 37.48 | 40.86 | 40.12 | 10.58
6095 | 254 | 9 | 10.55 | 24.84 | 28.73 | 35.94 | 36.68 | 38.27 | 10.58
6096 | 254 | 9 | 7.07 | 23.59 | 28.73 | 31.86 | 34.73 | 34.01 | 10.58
6097 | 255 | 9 | 7.07 | 23.59 | 28.73 | 31.11 | 30.34 | 33.67 | 10.58
6098 | 255 | 9 | 7.07 | 23.41 | 29.45 | 31.11 | 30.34 | 33.67 | 10.58
6099 | 255 | 9 | 7.07 | 23.41 | 28.73 | 31.11 | 30.34 | 33.67 | 10.58
6100 | 255 | 9 | 7.07 | 23.41 | 28.73 | 31.11 | 30.34 | 33.67 | 10.58
6101 | 255 | 9 | 7.07 | 23.41 | 28.73 | 31.11 | 30.34 | 33.67 | 10.58
6102 | 255 | 9 | 7.07 | 23.59 | 28.78 | 31.11 | 30.34 | 33.98 | 0.46
6103 | 255 | 9 | 7.07 | 23.59 | 30.5 | 31.11 | 30.34 | 33.98 | 0.1
6104 | 255 | 9 | 7.07 | 23.59 | 30.03 | 31.11 | 30.34 | 34.21 | 0.1
6105 | 255 | 9 | 7.28 | 24.84 | 28.87 | 31.42 | 30.65 | 34.01 | 0.1
6106 | 255 | 9 | 7.28 | 24.84 | 28.87 | 32.45 | 30.34 | 33.67 | 0.1
6107 | 255 | 9 | 7.28 | 24.84 | 22.57 | 32.13 | 30.62 | 33.67 | 0.1
6108 | 255 | 9 | 7.28 | 24.84 | 22.57 | 31.8 | 30.65 | 33.67 | 0.1
6109 | 255 | 9 | 7.07 | 23.76 | 21.24 | 31.11 | 30.34 | 33.67 | 10.58
6110 | 255 | 9 | 7.07 | 23.41 | 22.57 | 31.11 | 30.34 | 33.67 | 10.58
6111 | 255 | 9 | 7.07 | 23.41 | 22.57 | 31.11 | 30.34 | 33.67 | 0.1
6112 | 255 | 9 | 7.07 | 23.59 | 27.05 | 31.11 | 30.34 | 33.67 | 0.1
6113 | 255 | 9 | 12.29 | 24.84 | 28.87 | 31.42 | 30.34 | 33.67 | 0.1
6114 | 255 | 9 | 13.03 | 24.84 | 37.12 | 37.08 | 37.95 | 34.68 | 10.58
6115 | 255 | 9 | 13.04 | 24.84 | 37.12 | 37.48 | 40.16 | 43.41 | 10.58
6116 | 255 | 9 | 13.04 | 24.84 | 37.12 | 38.61 | 41.48 | 44.29 | 10.58
6117 | 255 | 9 | 13.04 | 24.84 | 37.12 | 37.08 | 37.95 | 38.77 | 10.58
6118 | 255 | 9 | 13.04 | 24.84 | 37.12 | 37.02 | 37.95 | 38.77 | 10.58
6119 | 255 | 9 | 12.29 | 24.84 | 37.12 | 32.81 | 33.14 | 35.24 | 10.58
6120 | 255 | 9 | 12.29 | 24.84 | 30.5 | 32.47 | 33.03 | 39.42 | 11.48
6121 | 256 | 9 | 12.29 | 24.84 | 30.5 | 37.08 | 40.33 | 48.39 | 15.27
6122 | 256 | 9 | 12.29 | 24.84 | 30.5 | 37.08 | 41.48 | 48.39 | 15.27
6123 | 256 | 9 | 12.29 | 24.84 | 29.57 | 38.61 | 41.48 | 47.31 | 15.27
6124 | 256 | 9 | 12.29 | 24.84 | 29.57 | 43.56 | 41.48 | 50.19 | 15.27
6125 | 256 | 9 | 13.04 | 24.84 | 29.57 | 43.56 | 42.61 | 50.33 | 15.27
6126 | 256 | 9 | 17.72 | 25.29 | 30.5 | 46.27 | 45.55 | 54.87 | 15.27
6127 | 256 | 9 | 18.16 | 25.74 | 37.12 | 47.85 | 47.45 | 58.21 | 15.27
6128 | 256 | 9 | 18.16 | 27.3 | 37.12 | 47.85 | 47.93 | 59.05 | 10.58
6129 | 256 | 9 | 18.16 | 27.3 | 30.32 | 47.85 | 47.93 | 58.21 | 10.58
6130 | 256 | 9 | 18.16 | 26.51 | 30.29 | 47.85 | 47.93 | 56.77 | 10.58
6131 | 256 | 9 | 18.16 | 25.74 | 28.73 | 47.85 | 47.45 | 56.52 | 10.58
6132 | 256 | 9 | 18.16 | 25.74 | 28.73 | 47.85 | 47.45 | 55.95 | 11.48
6133 | 256 | 9 | 18.16 | 25.74 | 25.87 | 47.85 | 47.45 | 53.71 | 10.58
6134 | 256 | 9 | 18.16 | 25.74 | 28.73 | 47.85 | 47.45 | 53.71 | 0.1
6135 | 256 | 9 | 18.16 | 25.74 | 28.73 | 47.85 | 47.45 | 53.71 | 10.58
6136 | 256 | 9 | 18.16 | 27.3 | 28.78 | 47.85 | 47.45 | 53.71 | 10.58
6137 | 256 | 9 | 18.16 | 27.3 | 29.11 | 47.85 | 47.45 | 55.95 | 10.58
6138 | 256 | 9 | 18.16 | 27.3 | 37.12 | 47.85 | 47.45 | 54.87 | 10.58
6139 | 256 | 9 | 17.94 | 25.74 | 37.12 | 47.85 | 45.99 | 56.77 | 10.58
6140 | 256 | 9 | 17.94 | 25.74 | 37.12 | 47.85 | 45.99 | 56.77 | 14.5
6141 | 256 | 9 | 13.69 | 25.74 | 30.3 | 44.74 | 45.99 | 56.52 | 14.5
6142 | 256 | 9 | 13.24 | 24.84 | 30.29 | 44.74 | 44.65 | 53.71 | 14.5
6143 | 256 | 9 | 13.04 | 24.84 | 30.29 | 42.71 | 42.61 | 50.33 | 11.48
6144 | 256 | 9 | 13.04 | 24.84 | 30.29 | 38.19 | 40.33 | 42.88 | 10.58
6145 | 257 | 9 | 13.04 | 24.84 | 29.47 | 38.19 | 37.95 | 37.16 | 10.58
6146 | 257 | 9 | 13.04 | 24.84 | 29.31 | 38.19 | 37.57 | 36.87 | 10.58
6147 | 257 | 9 | 13.04 | 24.84 | 29.31 | 38.19 | 36.85 | 36.65 | 10.58
6148 | 257 | 9 | 13.04 | 24.84 | 29.31 | 38.19 | 37.95 | 37.6 | 10.58
6149 | 257 | 9 | 13.04 | 24.84 | 29.31 | 38.19 | 37.95 | 37.98 | 10.58
6150 | 257 | 9 | 13.04 | 24.84 | 29.31 | 43.56 | 41.48 | 44.68 | 10.58
6151 | 257 | 9 | 15.34 | 26.05 | 28.96 | 44.93 | 44.65 | 49.53 | 13.37
6152 | 257 | 9 | 17.83 | 26.51 | 28.78 | 44.93 | 44.65 | 50.13 | 10.58
6153 | 257 | 9 | 15.34 | 26.51 | 28.78 | 44.93 | 44.65 | 50.13 | 10.58
6154 | 257 | 9 | 15.34 | 25.29 | 28.78 | 44.93 | 44.2 | 44.68 | 10.58
6155 | 257 | 9 | 15.34 | 25.29 | 28.75 | 44.69 | 43.83 | 37.98 | 0.1
6156 | 257 | 9 | 13.83 | 24.84 | 27.86 | 43.62 | 43.35 | 35.72 | 0.1
6157 | 257 | 9 | 13.83 | 24.84 | 27.02 | 43.62 | 42.09 | 34.89 | 5.62
6158 | 257 | 9 | 13.04 | 24.84 | 28.71 | 43.44 | 38.34 | 34.89 | 10.58
6159 | 257 | 9 | 13.04 | 24.84 | 28.75 | 42.35 | 38.34 | 34.25 | 0.1
6160 | 257 | 9 | 12.9 | 24.84 | 28.78 | 42.35 | 40.16 | 34.25 | 0.1
6161 | 257 | 9 | 12.41 | 24.84 | 28.96 | 43.39 | 42.09 | 33.74 | 0.1
6162 | 257 | 9 | 7.07 | 24.84 | 37.12 | 43.39 | 42.09 | 34.89 | 0.1
6163 | 257 | 9 | 7.07 | 24.84 | 37.12 | 43.39 | 42.56 | 40.29 | 0.1
6164 | 257 | 9 | 8.31 | 24.84 | 37.12 | 43.56 | 42.56 | 43.04 | 2.76
6165 | 257 | 9 | 7.07 | 24.84 | 37.12 | 42.35 | 41.48 | 39.7 | 0.16
6166 | 257 | 9 | 7.07 | 24.12 | 37.12 | 39.77 | 37.48 | 34.89 | 0.1
6167 | 257 | 9 | 7.07 | 23.59 | 37.12 | 36 | 35.77 | 33.67 | 0.1
6168 | 257 | 9 | 7.07 | 23.41 | 37.12 | 32.79 | 31.92 | 33.67 | 0.1
6169 | 258 | 9 | 7.07 | 23.21 | 37.12 | 30.91 | 30.02 | 33.41 | 0.1
6170 | 258 | 9 | 7.07 | 22.53 | 37.12 | 30.03 | 28.6 | 33.41 | 0.1
6171 | 258 | 9 | 7.07 | 18.16 | 37.12 | 30.03 | 28.6 | 33.41 | 0.1
6172 | 258 | 9 | 7.07 | 22.53 | 30.5 | 30.03 | 28.6 | 33.41 | 0.1
6173 | 258 | 9 | 7.07 | 23.41 | 37.12 | 31.84 | 30.02 | 33.41 | 0.1
6174 | 258 | 9 | 7.07 | 23.59 | 37.12 | 35.85 | 30.92 | 33.67 | 0.1
6175 | 258 | 9 | 7.07 | 24.56 | 37.12 | 42.35 | 36.37 | 33.67 | 4.32
6176 | 258 | 9 | 7.07 | 24.84 | 37.12 | 42.35 | 37.81 | 33.67 | 4.32
6177 | 258 | 9 | 8.31 | 24.84 | 37.12 | 42.35 | 36.37 | 33.67 | 0.1
6178 | 258 | 9 | 7.07 | 24.26 | 30.5 | 39.77 | 33.86 | 33.67 | 0.1
6179 | 258 | 9 | 7.07 | 24.26 | 29.45 | 37.49 | 31.23 | 33.67 | 0.1
6180 | 258 | 9 | 7.07 | 24.11 | 29.01 | 36.55 | 30.92 | 33.41 | 0.1
6181 | 258 | 9 | 7.07 | 24.11 | 28.87 | 36.7 | 30.92 | 33.41 | 0.1
6182 | 258 | 9 | 7.07 | 24.11 | 28.97 | 36.92 | 30.92 | 33.41 | 0.1
6183 | 258 | 9 | 7.07 | 24.11 | 28.87 | 37.08 | 30.92 | 33.41 | 0.1
6184 | 258 | 9 | 7.07 | 24.11 | 30.5 | 38.19 | 32.88 | 33.67 | 0.1
6185 | 258 | 9 | 7.07 | 24.26 | 37.12 | 42.35 | 37.22 | 33.67 | 0.1
6186 | 258 | 9 | 12.29 | 24.84 | 37.12 | 43.39 | 41.48 | 33.87 | 0.1
6187 | 258 | 9 | 12.49 | 24.84 | 37.12 | 43.56 | 42.56 | 40.8 | 0.1
6188 | 258 | 9 | 12.83 | 24.84 | 37.12 | 43.62 | 43.35 | 42.32 | 0.1
6189 | 258 | 9 | 13.04 | 24.84 | 37.12 | 43.56 | 42.56 | 42.27 | 1.94
6190 | 258 | 9 | 13.04 | 24.84 | 37.12 | 43.62 | 41.32 | 39.08 | 10.58
6191 | 258 | 9 | 13.04 | 24.84 | 37.12 | 39.33 | 37.95 | 35.8 | 10.58
6192 | 258 | 9 | 13.04 | 24.84 | 37.12 | 37.08 | 32.45 | 34.68 | 10.58
6193 | 259 | 9 | 12.66 | 24.84 | 37.12 | 37.08 | 36.14 | 34.68 | 10.58
6194 | 259 | 9 | 12.66 | 24.84 | 37.12 | 37.08 | 36.14 | 34.68 | 10.58
6195 | 259 | 9 | 12.66 | 24.84 | 30.5 | 37.08 | 35.77 | 34.68 | 10.58
6196 | 259 | 9 | 12.66 | 24.84 | 29.57 | 37.08 | 35.77 | 34.68 | 10.58
6197 | 259 | 9 | 12.66 | 24.84 | 28.87 | 37.45 | 36.14 | 35.24 | 10.58
6198 | 259 | 9 | 13.64 | 24.84 | 28.87 | 43.62 | 42.09 | 42.32 | 10.58
6199 | 259 | 9 | 13.64 | 25.74 | 37.12 | 44.69 | 44.49 | 48.86 | 10.58
6200 | 259 | 9 | 13.83 | 25.74 | 37.12 | 44.69 | 44.49 | 50.21 | 10.58
6201 | 259 | 9 | 13.83 | 25.74 | 28.99 | 44.69 | 44.49 | 50.19 | 10.58
6202 | 259 | 9 | 13.69 | 25.74 | 28.87 | 44.69 | 44.49 | 46.69 | 10.58
6203 | 259 | 9 | 13.64 | 25.59 | 28.78 | 43.62 | 44.49 | 46.06 | 10.58
6204 | 259 | 9 | 13.64 | 25.29 | 23.06 | 43.62 | 44.49 | 46.06 | 0.1
6205 | 259 | 9 | 13.64 | 24.84 | 15.28 | 43.56 | 43.83 | 38.69 | 0.1
6206 | 259 | 9 | 13.04 | 24.84 | 15.68 | 43.56 | 41.48 | 34.89 | 10.58
6207 | 259 | 9 | 13.04 | 24.84 | 28.87 | 43.56 | 41.48 | 34.89 | 0.1
6208 | 259 | 9 | 13.03 | 24.84 | 28.78 | 43.56 | 41.48 | 34.89 | 0.1
6209 | 259 | 9 | 12.29 | 24.84 | 28.96 | 43.56 | 40.27 | 34.89 | 0.1
6210 | 259 | 9 | 12.29 | 24.84 | 28.87 | 43.56 | 39.09 | 34.54 | 0.1
6211 | 259 | 9 | 12.29 | 24.84 | 30.5 | 43.56 | 41.48 | 34.89 | 0.1
6212 | 259 | 9 | 12.29 | 24.84 | 30.5 | 42.35 | 41.48 | 34.89 | 2.92
6213 | 259 | 9 | 7.07 | 24.12 | 30.5 | 39.77 | 38.34 | 34.01 | 0.97
6214 | 259 | 9 | 7.07 | 23.84 | 28.98 | 37.08 | 36.14 | 33.67 | 0.97
6215 | 259 | 9 | 7.07 | 23.84 | 28.87 | 31.42 | 30.59 | 33.67 | 0.97
6216 | 259 | 9 | 7.07 | 23.59 | 28.82 | 30.95 | 28.6 | 33.67 | 0.97
6217 | 260 | 9 | 7.07 | 23.31 | 28.73 | 30.91 | 29.14 | 33.67 | 0.97
6218 | 260 | 9 | 7.07 | 23.31 | 28.73 | 30.03 | 29.14 | 33.67 | 0.1
6219 | 260 | 9 | 7.07 | 23.31 | 28.73 | 30.03 | 28.6 | 33.67 | 0.1
6220 | 260 | 9 | 7.07 | 23.21 | 27.86 | 30.2 | 28.6 | 33.67 | 10.07
6221 | 260 | 9 | 7.07 | 23.31 | 27.86 | 31.11 | 28.6 | 33.67 | 10.58
6222 | 260 | 9 | 7.07 | 23.84 | 26.86 | 31.42 | 30.59 | 33.67 | 10.58
6223 | 260 | 9 | 12.29 | 24.84 | 28.87 | 42.35 | 39.09 | 34.01 | 10.58
6224 | 260 | 9 | 13.03 | 24.84 | 28.87 | 43.56 | 40.86 | 39.62 | 10.58
6225 | 260 | 9 | 13.04 | 24.84 | 28.78 | 43.56 | 40.79 | 39.62 | 7.29
6226 | 260 | 9 | 13.04 | 24.84 | 28.87 | 43.56 | 40.79 | 38.92 | 0.1
6227 | 260 | 9 | 13.04 | 24.84 | 27.86 | 43.56 | 40.79 | 35.8 | 0.1
6228 | 260 | 9 | 13.04 | 24.84 | 28.73 | 42.19 | 37.86 | 34.01 | 7.29
6229 | 260 | 9 | 12.66 | 24.84 | 27.86 | 39.33 | 32.8 | 33.67 | 0.97
6230 | 260 | 9 | 12.66 | 24.84 | 27.86 | 38.19 | 32.45 | 33.67 | 7.29
6231 | 260 | 9 | 12.66 | 24.84 | 25.87 | 38.19 | 32.45 | 33.67 | 7.29
6232 | 260 | 9 | 12.66 | 24.84 | 25.87 | 40.96 | 32.8 | 33.67 | 10.58
6233 | 260 | 9 | 12.66 | 24.84 | 25.87 | 42.35 | 38.99 | 33.67 | 10.58
6234 | 260 | 9 | 12.66 | 24.84 | 26.95 | 43.39 | 39.09 | 34.21 | 10.58
6235 | 260 | 9 | 13.04 | 24.84 | 28.78 | 43.56 | 41.48 | 34.29 | 10.58
6236 | 260 | 9 | 13.04 | 24.84 | 28.73 | 43.56 | 41.48 | 35.31 | 10.58
6237 | 260 | 9 | 13.04 | 24.84 | 25.87 | 42.35 | 39.09 | 35.09 | 10.58
6238 | 260 | 9 | 12.83 | 24.84 | 25.87 | 36.66 | 32.45 | 34.01 | 10.58
6239 | 260 | 9 | 12.49 | 24.84 | 25.87 | 31.84 | 30.26 | 33.67 | 10.58
6240 | 260 | 9 | 12.12 | 24.84 | 25.87 | 31.11 | 29.46 | 33.67 | 10.58
6241 | 261 | 9 | 11.93 | 24.73 | 25.87 | 31.11 | 29.46 | 33.67 | 10.58
6242 | 261 | 9 | 11.93 | 24.73 | 25.87 | 31.11 | 29.46 | 33.67 | 10.58
6243 | 261 | 9 | 12.05 | 24.73 | 24.12 | 31.11 | 29.46 | 33.67 | 10.58
6244 | 261 | 9 | 12.16 | 24 | 20.57 | 31.11 | 29.77 | 33.67 | 10.58
6245 | 261 | 9 | 12.29 | 24.73 | 15.78 | 31.54 | 29.77 | 33.67 | 10.58
6246 | 261 | 9 | 12.29 | 24.84 | 20.57 | 31.84 | 30.07 | 33.67 | 10.58
6247 | 261 | 9 | 12.29 | 24.84 | 25.87 | 31.84 | 31.14 | 33.67 | 10.58
6248 | 261 | 9 | 12.66 | 24.84 | 25.87 | 37.08 | 35.6 | 34.89 | 10.58
6249 | 261 | 9 | 12.66 | 24.84 | 25.87 | 37.08 | 35.77 | 34.25 | 10.93
6250 | 261 | 9 | 12.29 | 24.84 | 15.28 | 37.08 | 35.6 | 33.67 | 10.58
6251 | 261 | 9 | 12.29 | 24.84 | 11.2 | 33.8 | 31.51 | 33.67 | 10.58
6252 | 261 | 9 | 11.08 | 24.84 | 11.2 | 31.84 | 31.17 | 33.67 | 10.58
6253 | 261 | 9 | 11.08 | 24.12 | 15.28 | 31.54 | 29.77 | 33.67 | 10.58
6254 | 261 | 9 | 11.08 | 24.12 | 11.2 | 31.54 | 29.77 | 33.67 | 10.58
6255 | 261 | 9 | 11.08 | 24.12 | 11.2 | 31.54 | 30.26 | 33.67 | 10.58
6256 | 261 | 9 | 12.29 | 24.84 | 15.28 | 32.04 | 32.45 | 33.67 | 10.58
6257 | 261 | 9 | 12.53 | 24.84 | 16.28 | 42.29 | 39.1 | 36.86 | 10.87
6258 | 261 | 9 | 13.83 | 24.84 | 29.57 | 43.56 | 42.92 | 48.75 | 18.92
6259 | 261 | 9 | 14.1 | 25.74 | 29.45 | 43.62 | 43.83 | 50.13 | 22.15
6260 | 261 | 9 | 14.46 | 25.58 | 30.35 | 43.62 | 44.49 | 52.73 | 22.15
6261 | 261 | 9 | 13.83 | 25.01 | 30.31 | 43.56 | 43.35 | 50.21 | 18.92
6262 | 261 | 9 | 13.04 | 24.84 | 30.29 | 43.56 | 40.16 | 48.75 | 18.92
6263 | 261 | 9 | 13.04 | 24.84 | 30.03 | 38.19 | 40.16 | 48.75 | 17.82
6264 | 261 | 9 | 12.66 | 24.84 | 28.87 | 37.02 | 36.48 | 43.96 | 17.82
6265 | 262 | 9 | 12.66 | 24.84 | 28.87 | 37.02 | 36.48 | 40.21 | 17.19
6266 | 262 | 9 | 12.66 | 24.84 | 28.87 | 37.02 | 36.48 | 37.57 | 17.19
6267 | 262 | 9 | 12.66 | 24.84 | 29.31 | 37.02 | 36.48 | 37.57 | 17.19
6268 | 262 | 9 | 12.29 | 24.84 | 29.31 | 37.02 | 36.48 | 37.57 | 17.19
6269 | 262 | 9 | 12.29 | 24.84 | 29.42 | 37.02 | 36.48 | 37.57 | 16.8
6270 | 262 | 9 | 12.29 | 24.84 | 30.35 | 37.02 | 36.48 | 37.57 | 16.8
6271 | 262 | 9 | 12.66 | 24.84 | 37.12 | 37.02 | 36.48 | 37.57 | 11.92
6272 | 262 | 9 | 12.66 | 24.84 | 37.12 | 37.02 | 36.48 | 37.57 | 10.78
6273 | 262 | 9 | 12.66 | 24.84 | 37.12 | 37.08 | 36.85 | 40.21 | 10.87
6274 | 262 | 9 | 12.66 | 24.84 | 37.12 | 37.08 | 36.85 | 37.57 | 10.87
6275 | 262 | 9 | 13.04 | 24.84 | 37.12 | 37.08 | 37.22 | 37.57 | 10.58
6276 | 262 | 9 | 12.66 | 24.84 | 30.35 | 37.02 | 36.85 | 37.57 | 10.58
6277 | 262 | 9 | 12.66 | 24.84 | 29.99 | 37.08 | 36.48 | 37.19 | 11.48
6278 | 262 | 9 | 12.29 | 24.84 | 30.5 | 37.02 | 36.48 | 37.19 | 11.48
6279 | 262 | 9 | 12.29 | 24.84 | 30.5 | 37.02 | 36.48 | 37.19 | 10.58
6280 | 262 | 9 | 12.29 | 24.84 | 37.12 | 37.02 | 36.48 | 37.19 | 10.58
6281 | 262 | 9 | 12.29 | 24.84 | 37.12 | 42.29 | 40.35 | 37.57 | 10.58
6282 | 262 | 9 | 13.69 | 24.84 | 37.12 | 43.56 | 42.61 | 49.53 | 17.19
6283 | 262 | 9 | 13.83 | 25.29 | 37.12 | 45.43 | 45.18 | 53.71 | 17.19
6284 | 262 | 9 | 13.83 | 25.29 | 37.12 | 45.43 | 45.55 | 55.81 | 17.43
6285 | 262 | 9 | 13.83 | 25.29 | 37.12 | 44.69 | 45.55 | 55.66 | 17.43
6286 | 262 | 9 | 13.64 | 24.84 | 37.12 | 43.56 | 44.49 | 53.27 | 17.43
6287 | 262 | 9 | 13.04 | 24.84 | 37.12 | 39.77 | 40.16 | 48.86 | 17.43
6288 | 262 | 9 | 13.04 | 24.84 | 37.12 | 38.61 | 38.72 | 48.86 | 17.19
6289 | 263 | 9 | 13.04 | 24.84 | 37.12 | 43.56 | 44.24 | 53.27 | 17.19
6290 | 263 | 9 | 13.04 | 24.84 | 37.12 | 40.96 | 41.48 | 51.02 | 16.91
6291 | 263 | 9 | 13.04 | 24.84 | 30.5 | 40.96 | 41.48 | 50.33 | 11.48
6292 | 263 | 9 | 13.04 | 24.84 | 30.5 | 40.96 | 41.48 | 50.33 | 10.58
6293 | 263 | 9 | 13.04 | 24.84 | 30.5 | 43.56 | 45.53 | 53.27 | 10.58
6294 | 263 | 9 | 17.83 | 25.29 | 37.12 | 47.85 | 45.55 | 58.21 | 10.58
6295 | 263 | 9 | 18.16 | 27.3 | 37.12 | 47.85 | 48.8 | 62.67 | 11.23
6296 | 263 | 9 | 18.16 | 28.37 | 37.12 | 47.85 | 50.26 | 66.06 | 10.58
6297 | 263 | 9 | 18.16 | 28.37 | 37.12 | 47.85 | 50.26 | 62.67 | 10.58
6298 | 263 | 9 | 18.16 | 28.37 | 30.5 | 47.85 | 50.25 | 59.21 | 10.58
6299 | 263 | 9 | 18.16 | 26.59 | 30.29 | 47.85 | 48.79 | 55.81 | 10.58
6300 | 263 | 9 | 17.94 | 25.29 | 29.91 | 47.85 | 45.99 | 53.27 | 10.58
6301 | 263 | 9 | 17.94 | 25.29 | 28.73 | 45.43 | 45.99 | 53.27 | 10.58
6302 | 263 | 9 | 17.94 | 24.84 | 28.83 | 45.43 | 45.99 | 53.27 | 0.1
6303 | 263 | 9 | 17.94 | 24.84 | 30.5 | 45.43 | 45.99 | 53.27 | 0.1
6304 | 263 | 9 | 17.94 | 25.74 | 37.12 | 47.85 | 45.99 | 53.27 | 8.65
6305 | 263 | 9 | 18.16 | 28.37 | 37.12 | 47.85 | 45.99 | 53.81 | 11.48
6306 | 263 | 9 | 18.16 | 28.37 | 37.12 | 47.85 | 50.26 | 59.21 | 10.58
6307 | 263 | 9 | 18.16 | 28.37 | 37.12 | 47.85 | 57.88 | 66.06 | 17.45
6308 | 263 | 9 | 18.16 | 28.37 | 37.12 | 47.85 | 57.88 | 66.06 | 17.45
6309 | 263 | 9 | 18.16 | 27.3 | 37.12 | 47.85 | 47.38 | 66.06 | 17.45
6310 | 263 | 9 | 17.94 | 25.29 | 37.12 | 47.85 | 45.99 | 62.27 | 16.93
6311 | 263 | 9 | 13.83 | 24.84 | 37.12 | 43.56 | 45.99 | 60.99 | 13.37
6312 | 263 | 9 | 13.45 | 24.84 | 30.5 | 43.56 | 45.18 | 56.15 | 10.68
6313 | 264 | 9 | 13.43 | 24.84 | 30.5 | 43.56 | 45.53 | 56.91 | 10.58
6314 | 264 | 9 | 13.04 | 24.84 | 29.45 | 43.56 | 45.53 | 56.15 | 10.58
6315 | 264 | 9 | 13.04 | 24.84 | 29.45 | 42.29 | 45.53 | 56.15 | 10.58
6316 | 264 | 9 | 13.04 | 24.84 | 29.45 | 43.56 | 45.53 | 56.15 | 10.58
6317 | 264 | 9 | 13.45 | 24.84 | 29.45 | 43.56 | 45.53 | 57.26 | 10.58
6318 | 264 | 9 | 15.34 | 24.84 | 29.45 | 47.46 | 45.99 | 66.06 | 10.58
6319 | 264 | 9 | 15.82 | 28.12 | 36.97 | 47.85 | 50.26 | 70.09 | 10.58
6320 | 264 | 9 | 15.82 | 28.12 | 36.97 | 47.85 | 50.26 | 72.19 | 10.58
6321 | 264 | 9 | 15.82 | 28.12 | 30.5 | 47.85 | 50.26 | 66.06 | 10.58
6322 | 264 | 9 | 15.82 | 26.51 | 30.35 | 47.85 | 50.26 | 64.14 | 10.79
6323 | 264 | 9 | 15.82 | 25.48 | 30.2 | 47.46 | 47.38 | 56.15 | 10.58
6324 | 264 | 9 | 13.83 | 24.99 | 29.37 | 47.46 | 45.99 | 55.59 | 10.58
6325 | 264 | 9 | 13.64 | 24.84 | 28.78 | 44.74 | 45.99 | 55.59 | 1.94
6326 | 264 | 9 | 13.45 | 24.84 | 28.78 | 44.74 | 45.99 | 55.59 | 0.1
6327 | 264 | 9 | 13.69 | 24.84 | 28.73 | 44.74 | 45.99 | 55.59 | 0.1
6328 | 264 | 9 | 14.25 | 25.48 | 28.78 | 47.46 | 45.99 | 55.59 | 2.92
6329 | 264 | 9 | 15.34 | 26.35 | 28.87 | 47.46 | 45.99 | 55.59 | 0.1
6330 | 264 | 9 | 15.34 | 26.51 | 28.97 | 47.85 | 45.99 | 56.15 | 0.1
6331 | 264 | 9 | 15.82 | 26.53 | 28.97 | 47.85 | 45.99 | 65.4 | 0.1
6332 | 264 | 9 | 15.82 | 27.3 | 30.29 | 47.85 | 45.99 | 65.4 | 0.1
6333 | 264 | 9 | 15.34 | 25.59 | 30.29 | 44.74 | 45.99 | 57.49 | 0.1
6334 | 264 | 9 | 13.43 | 24.84 | 29.57 | 44.74 | 45.99 | 55.59 | 0.1
6335 | 264 | 9 | 12.66 | 24.84 | 28.78 | 43.56 | 45.55 | 54.19 | 10.58
6336 | 264 | 9 | 12.66 | 24.84 | 28.78 | 40.34 | 41.48 | 47.66 | 10.58
6337 | 265 | 9 | 12.29 | 24.11 | 26.03 | 38.03 | 40.16 | 44.72 | 10.58
6338 | 265 | 9 | 12.29 | 24.11 | 24.19 | 37.49 | 39.1 | 43.41 | 10.58
6339 | 265 | 9 | 12.29 | 24.11 | 23.16 | 37.49 | 39.09 | 43.41 | 10.58
6340 | 265 | 9 | 12.66 | 24.73 | 23.16 | 38.38 | 39.09 | 44.72 | 10.58
6341 | 265 | 9 | 12.66 | 24.84 | 24.19 | 40.34 | 40.16 | 48.1 | 10.58
6342 | 265 | 9 | 13.29 | 24.84 | 26.86 | 44.45 | 44.66 | 49.05 | 10.58
6343 | 265 | 9 | 17.83 | 26.37 | 28.87 | 47.85 | 45.99 | 53.71 | 10.58
6344 | 265 | 9 | 17.83 | 27.03 | 28.73 | 47.85 | 46.54 | 56.52 | 10.58
6345 | 265 | 9 | 17.94 | 27.3 | 23.16 | 47.85 | 46 | 55.81 | 10.58
6346 | 265 | 9 | 17.83 | 25.59 | 20.64 | 47.85 | 45.99 | 53.51 | 10.58
6347 | 265 | 9 | 17.83 | 25.59 | 11.2 | 47.85 | 45.99 | 48.86 | 10.58
6348 | 265 | 9 | 17.72 | 25.48 | 10.34 | 47.46 | 45.11 | 48.1 | 10.58
6349 | 265 | 9 | 17.72 | 25.29 | 10.34 | 47.85 | 45.11 | 48.1 | 10.58
6350 | 265 | 9 | 17.72 | 25.59 | 10.34 | 47.85 | 45.11 | 48.1 | 10.58
6351 | 265 | 9 | 17.72 | 25.59 | 10.34 | 47.85 | 45.18 | 50.44 | 10.58
6352 | 265 | 9 | 17.72 | 26.24 | 15.28 | 47.85 | 45.99 | 51.72 | 10.58
6353 | 265 | 9 | 17.83 | 27.3 | 26.03 | 47.85 | 46 | 53.71 | 10.58
6354 | 265 | 9 | 17.83 | 28.12 | 28.78 | 47.85 | 46 | 54.19 | 17.6
6355 | 265 | 9 | 17.83 | 28.12 | 28.78 | 52.2 | 57.88 | 59.44 | 17.6
6356 | 265 | 9 | 17.83 | 28.12 | 28.78 | 48.39 | 50.25 | 55.81 | 17.6
6357 | 265 | 9 | 17.83 | 25.59 | 28.78 | 47.85 | 45.99 | 53.71 | 17.6
6358 | 265 | 9 | 16.78 | 25.29 | 28.78 | 46.79 | 45.55 | 53.51 | 10.58
6359 | 265 | 9 | 13.43 | 24.84 | 28.78 | 43.56 | 45.11 | 51.03 | 10.58
6360 | 265 | 9 | 13.04 | 24.84 | 28.78 | 43.56 | 44.66 | 50.52 | 10.58
6361 | 266 | 9 | 13.04 | 24.84 | 28.71 | 42.36 | 41.48 | 51.64 | 10.58
6362 | 266 | 9 | 12.66 | 24.84 | 28.73 | 40.67 | 41.48 | 51.64 | 10.58
6363 | 266 | 9 | 12.66 | 24.84 | 28.73 | 40.67 | 41.48 | 51.64 | 10.58
6364 | 266 | 9 | 12.46 | 24.84 | 28.73 | 40.67 | 41.48 | 51.64 | 10.58
6365 | 266 | 9 | 12.85 | 24.84 | 28.78 | 40.67 | 42.57 | 51.64 | 10.58
6366 | 266 | 9 | 14.46 | 24.84 | 28.73 | 43.56 | 43.86 | 53.51 | 10.58
6367 | 266 | 9 | 15.82 | 25.74 | 29.24 | 47.85 | 45.99 | 60.75 | 17.6
6368 | 266 | 9 | 15.82 | 26.51 | 29.24 | 47.85 | 45.99 | 62.27 | 17.6
6369 | 266 | 9 | 15.82 | 26.51 | 28.96 | 47.85 | 45.99 | 62.27 | 10.58
6370 | 266 | 9 | 15.82 | 25.74 | 29.11 | 47.85 | 45.99 | 57.26 | 10.58
6371 | 266 | 9 | 15.82 | 25.74 | 28.6 | 47.85 | 45.99 | 53.51 | 0.1
6372 | 266 | 9 | 15.34 | 25.73 | 24.46 | 47.85 | 45.99 | 52.16 | 0.1
6373 | 266 | 9 | 15.34 | 25.73 | 23.16 | 47.85 | 45.99 | 51.64 | 10.58
6374 | 266 | 9 | 15.34 | 25.59 | 28.78 | 47.85 | 45.99 | 51.64 | 10.58
6375 | 266 | 9 | 15.34 | 25.74 | 28.78 | 47.85 | 45.99 | 51.64 | 10.58
6376 | 266 | 9 | 15.34 | 25.74 | 28.78 | 47.85 | 45.99 | 51.64 | 10.58
6377 | 266 | 9 | 15.82 | 27.3 | 30.5 | 47.85 | 48.8 | 53.71 | 10.58
6378 | 266 | 9 | 16.27 | 27.54 | 33.26 | 47.85 | 48.8 | 56.77 | 11.48
6379 | 266 | 9 | 17.81 | 28.37 | 33.26 | 47.85 | 48.8 | 66.06 | 13.37
6380 | 266 | 9 | 17.83 | 28.37 | 33.26 | 47.85 | 63.24 | 66.06 | 15.27
6381 | 266 | 9 | 15.82 | 27.15 | 30.5 | 47.85 | 48.8 | 62.27 | 13.37
6382 | 266 | 9 | 14.25 | 25.59 | 30.5 | 47.46 | 46.9 | 55.81 | 11.48
6383 | 266 | 9 | 13.24 | 24.84 | 30.5 | 46.98 | 45.55 | 54.19 | 11.09
6384 | 266 | 9 | 12.66 | 24.84 | 28.78 | 43.56 | 43.86 | 53.64 | 10.87
6385 | 267 | 9 | 12.29 | 24.84 | 28.78 | 41.34 | 40.27 | 46.06 | 10.58
6386 | 267 | 9 | 12.29 | 24.73 | 28.73 | 40.34 | 40.16 | 46.06 | 10.58
6387 | 267 | 9 | 12.29 | 24.73 | 28.73 | 40.34 | 39.1 | 46.06 | 0.1
6388 | 267 | 9 | 12.29 | 24.73 | 25.86 | 40.34 | 39.1 | 46.06 | 0.1
6389 | 267 | 9 | 12.29 | 24.84 | 24.19 | 40.34 | 40.27 | 46.06 | 0.1
6390 | 267 | 9 | 13.03 | 24.84 | 27.86 | 42.17 | 43.42 | 51.72 | 1.94
6391 | 267 | 9 | 14.46 | 24.84 | 28.78 | 47.46 | 45.99 | 54.19 | 10.58
6392 | 267 | 9 | 14.25 | 25.48 | 28.78 | 47.46 | 45.99 | 56.41 | 0.1
6393 | 267 | 9 | 13.83 | 24.99 | 16.43 | 47.46 | 45.99 | 54.19 | 0.1
6394 | 267 | 9 | 13.43 | 24.84 | 15.76 | 46.98 | 45.99 | 52.73 | 0.1
6395 | 267 | 9 | 13 | 24.84 | 15.76 | 44.76 | 45.99 | 48.86 | 0.1
6396 | 267 | 9 | 12.32 | 24.84 | 10.27 | 42.35 | 44.73 | 47.44 | 10.58
6397 | 267 | 9 | 12.29 | 24.84 | 15.76 | 42.29 | 41.48 | 47.44 | 0.1
6398 | 267 | 9 | 12.29 | 24.84 | 15.76 | 42.29 | 41.48 | 46.52 | 10.58
6399 | 267 | 9 | 12.29 | 24.84 | 15.76 | 42.29 | 41.48 | 46.06 | 10.58
6400 | 267 | 9 | 13.04 | 24.84 | 15.76 | 42.29 | 41.9 | 46.06 | 10.58
6401 | 267 | 9 | 13.43 | 24.84 | 15.76 | 45.43 | 44.65 | 47.92 | 10.93
6402 | 267 | 9 | 13.69 | 24.84 | 29.57 | 46.98 | 45.99 | 51.96 | 10.58
6403 | 267 | 9 | 14.46 | 24.99 | 28.87 | 47.46 | 45.99 | 54.19 | 11.48
6404 | 267 | 9 | 14.46 | 25.59 | 29.11 | 47.46 | 45.99 | 54.87 | 16.56
6405 | 267 | 9 | 13.43 | 24.84 | 28.87 | 44.28 | 44.65 | 50.44 | 14.5
6406 | 267 | 9 | 13.04 | 24.84 | 28.87 | 42.58 | 41.48 | 48.86 | 14.5
6407 | 267 | 9 | 12.49 | 24.84 | 28.78 | 41.34 | 41.48 | 47.44 | 0.97
6408 | 267 | 9 | 12.29 | 24.84 | 28.73 | 37.49 | 40.27 | 46.06 | 11.48
6409 | 268 | 9 | 12.29 | 24.11 | 28.78 | 37.49 | 35.77 | 35.37 | 11.09
6410 | 268 | 9 | 12.29 | 24.11 | 28.78 | 37.49 | 35.77 | 35.37 | 10.93
6411 | 268 | 9 | 12.29 | 24.11 | 28.69 | 37.49 | 35.77 | 35.72 | 11.48
6412 | 268 | 9 | 12.29 | 24.11 | 28.73 | 37.49 | 35.77 | 35.72 | 11.48
6413 | 268 | 9 | 12.29 | 24.34 | 27 | 37.49 | 35.77 | 35.72 | 11.48
6414 | 268 | 9 | 12.29 | 24.84 | 27.86 | 37.49 | 35.77 | 36.55 | 16.56
6415 | 268 | 9 | 12.66 | 24.84 | 27.86 | 39.16 | 36.14 | 43 | 16.56
6416 | 268 | 9 | 13.04 | 24.84 | 27.86 | 42.29 | 40.16 | 46.06 | 16.56
6417 | 268 | 9 | 13.04 | 24.84 | 28.73 | 41.05 | 40.86 | 46.06 | 16.56
6418 | 268 | 9 | 12.66 | 24.84 | 27 | 39.16 | 40.27 | 41.33 | 16.56
6419 | 268 | 9 | 12.66 | 24.84 | 23.16 | 39.16 | 40.16 | 35.72 | 12.2
6420 | 268 | 9 | 12.29 | 24.84 | 15.28 | 37.49 | 37.95 | 35.37 | 11.48
6421 | 268 | 9 | 12.29 | 24.84 | 11.2 | 37.49 | 36.14 | 34.68 | 11.09
6422 | 268 | 9 | 12.29 | 24.84 | 15.76 | 37.49 | 35.77 | 34.68 | 11.09
6423 | 268 | 9 | 12.29 | 24.84 | 15.76 | 37.49 | 35.77 | 35.37 | 11.48
6424 | 268 | 9 | 13.03 | 24.84 | 15.76 | 39.16 | 35.77 | 35.72 | 18.92
6425 | 268 | 9 | 13.29 | 24.84 | 23.16 | 43.01 | 39.1 | 39.16 | 17.93
6426 | 268 | 9 | 13.83 | 24.84 | 28.78 | 44.1 | 42.79 | 48.86 | 18.92
6427 | 268 | 9 | 14.46 | 25.74 | 28.78 | 47.46 | 45.99 | 53.71 | 23.8
6428 | 268 | 9 | 14.46 | 26.51 | 28.78 | 47.46 | 45.55 | 57.49 | 23.8
6429 | 268 | 9 | 13.83 | 24.99 | 30.12 | 44.86 | 45.18 | 53.27 | 23.8
6430 | 268 | 9 | 13.43 | 24.99 | 30.11 | 43.56 | 43.35 | 52.73 | 23.8
6431 | 268 | 9 | 13.04 | 24.84 | 28.78 | 41.55 | 40.27 | 48.86 | 23.8
6432 | 268 | 9 | 13.04 | 24.84 | 28.78 | 40.34 | 39.1 | 47.44 | 23.8
6433 | 269 | 9 | 12.66 | 24.84 | 28.78 | 38.61 | 39.1 | 46.06 | 18.92
6434 | 269 | 9 | 12.66 | 24.84 | 28.78 | 38.61 | 39.1 | 46.06 | 18.92
6435 | 269 | 9 | 12.66 | 24.84 | 28.78 | 38.61 | 39.1 | 46.06 | 18.92
6436 | 269 | 9 | 12.66 | 24.84 | 28.78 | 37.87 | 39.1 | 46.06 | 18.92
6437 | 269 | 9 | 12.66 | 24.84 | 28.78 | 38.61 | 39.1 | 46.06 | 18.92
6438 | 269 | 9 | 12.66 | 24.84 | 28.69 | 40.02 | 39.1 | 46.06 | 18.92
6439 | 269 | 9 | 12.66 | 24.84 | 30.31 | 39.16 | 39.1 | 35.77 | 23.8
6440 | 269 | 9 | 12.66 | 24.84 | 30.5 | 39.16 | 32.45 | 37.57 | 18.92
6441 | 269 | 9 | 12.66 | 24.84 | 30.5 | 38.61 | 35.77 | 37.17 | 17.19
6442 | 269 | 9 | 12.66 | 24.84 | 30.11 | 37.49 | 32.45 | 34.73 | 11.09
6443 | 269 | 9 | 12.66 | 24.84 | 30.11 | 37.49 | 32.45 | 34.68 | 10.68
6444 | 269 | 9 | 12.66 | 24.84 | 30.5 | 37.11 | 32.11 | 34.68 | 10.87
6445 | 269 | 9 | 12.29 | 24.84 | 29.45 | 35.34 | 30.66 | 34.25 | 10.58
6446 | 269 | 9 | 12.29 | 24.84 | 30.5 | 32.13 | 30.66 | 33.67 | 11.48
6447 | 269 | 9 | 12.29 | 24.84 | 27.74 | 37.11 | 30.66 | 34.25 | 0.1
6448 | 269 | 9 | 12.29 | 24.84 | 28.73 | 37.49 | 30.66 | 34.68 | 10.58
6449 | 269 | 9 | 13.03 | 24.84 | 28.78 | 39.16 | 35.77 | 35.03 | 10.87
6450 | 269 | 9 | 13.64 | 24.84 | 28.78 | 42.29 | 42.09 | 46.69 | 11.09
6451 | 269 | 9 | 13.83 | 25.29 | 29.11 | 46.07 | 45.55 | 54.32 | 17.3
6452 | 269 | 9 | 13.83 | 25.29 | 29.11 | 46.07 | 45.55 | 55.81 | 17.82
6453 | 269 | 9 | 13.64 | 24.84 | 29.11 | 43.56 | 45.18 | 53.27 | 17.82
6454 | 269 | 9 | 13.04 | 24.84 | 29.11 | 42.29 | 39.1 | 48.86 | 17.82
6455 | 269 | 9 | 12.66 | 24.84 | 28.78 | 40.34 | 39.1 | 47.44 | 17.82
6456 | 269 | 9 | 12.29 | 24.84 | 28.73 | 39.16 | 38.72 | 47.44 | 17.82
6457 | 270 | 9 | 12.29 | 24.84 | 28.73 | 42.29 | 41.48 | 49.53 | 17.19
6458 | 270 | 9 | 12.29 | 24.84 | 28.73 | 39.16 | 41.48 | 49.53 | 17.19
6459 | 270 | 9 | 12.29 | 24.84 | 28.73 | 39.16 | 41.48 | 49.53 | 17.19
6460 | 270 | 9 | 12.29 | 24.84 | 28.73 | 42.29 | 41.48 | 49.53 | 16.8
6461 | 270 | 9 | 12.66 | 24.84 | 28.78 | 43.56 | 45.1 | 49.53 | 16.26
6462 | 270 | 9 | 14.67 | 24.84 | 28.78 | 47.85 | 45.55 | 62.27 | 16.26
6463 | 270 | 9 | 15.34 | 28.12 | 30.17 | 49.82 | 53.59 | 66.06 | 13.72
6464 | 270 | 9 | 17.94 | 28.12 | 30.5 | 49.82 | 53.59 | 68.05 | 17.3
6465 | 270 | 9 | 15.34 | 28.11 | 30.5 | 49.82 | 53.59 | 66.06 | 17.3
6466 | 270 | 9 | 15.34 | 26.24 | 30.5 | 48.39 | 53.59 | 58.7 | 17.06
6467 | 270 | 9 | 15.34 | 24.99 | 30.38 | 47.46 | 53.59 | 53.51 | 11.92
6468 | 270 | 9 | 13.64 | 24.84 | 25.86 | 46.98 | 45.99 | 50.03 | 11.92
6469 | 270 | 9 | 13.04 | 24.84 | 20.26 | 44.69 | 45.55 | 49.53 | 10.79
6470 | 270 | 9 | 13.04 | 24.84 | 20.26 | 44.69 | 45.55 | 49.53 | 11.92
6471 | 270 | 9 | 13.04 | 24.84 | 20.26 | 44.69 | 45.55 | 49.53 | 11.92
6472 | 270 | 9 | 13.04 | 24.99 | 29.03 | 44.69 | 45.55 | 49.89 | 10.58
6473 | 270 | 9 | 15.34 | 26.05 | 22.35 | 47.85 | 45.55 | 50.03 | 10.58
6474 | 270 | 9 | 15.34 | 27.3 | 37.12 | 47.85 | 45.99 | 53.51 | 11.48
6475 | 270 | 9 | 17.81 | 27.54 | 37.12 | 49.82 | 53.59 | 62.27 | 17.19
6476 | 270 | 9 | 15.34 | 28.12 | 37.12 | 49.82 | 53.59 | 62.27 | 17.19
6477 | 270 | 9 | 15.34 | 26.51 | 37.12 | 47.85 | 45.55 | 58.7 | 17.19
6478 | 270 | 9 | 13.83 | 24.84 | 30.44 | 47.46 | 45.55 | 58.7 | 17.19
6479 | 270 | 9 | 13.04 | 24.84 | 29.36 | 43.56 | 45.55 | 53.17 | 17.19
6480 | 270 | 9 | 13.04 | 24.84 | 28.73 | 43.56 | 45.55 | 49.89 | 17.19
6481 | 271 | 9 | 13.04 | 24.84 | 28.73 | 43.56 | 45.55 | 49.89 | 17.19
6482 | 271 | 9 | 13.04 | 24.84 | 28.87 | 43.56 | 45.55 | 49.75 | 17.19
6483 | 271 | 9 | 13.04 | 24.84 | 28.73 | 43.56 | 45.55 | 49.89 | 16.69
6484 | 271 | 9 | 13.04 | 24.84 | 28.73 | 43.56 | 45.55 | 49.89 | 16.26
6485 | 271 | 9 | 13.29 | 24.84 | 28.73 | 43.56 | 45.55 | 51.02 | 16.26
6486 | 271 | 9 | 15.34 | 24.99 | 29.01 | 47.85 | 46.01 | 58.7 | 13.63
6487 | 271 | 9 | 17.81 | 27.3 | 37.12 | 49.82 | 53.59 | 66.06 | 24.54
6488 | 271 | 9 | 17.94 | 28.12 | 37.12 | 53.77 | 65.14 | 70.09 | 23.28
6489 | 271 | 9 | 17.94 | 27.29 | 37.12 | 49.82 | 59.64 | 66.28 | 17.6
6490 | 271 | 9 | 15.8 | 25.59 | 30.04 | 49.82 | 53.59 | 58.7 | 12.2
6491 | 271 | 9 | 15.8 | 25.59 | 28.73 | 47.85 | 53.59 | 53.51 | 11.01
6492 | 271 | 9 | 13.64 | 24.84 | 28.73 | 47.45 | 45.99 | 49.39 | 10.79
6493 | 271 | 9 | 13.43 | 24.84 | 28.73 | 43.99 | 45.55 | 48.86 | 11.01
6494 | 271 | 9 | 13.43 | 24.84 | 28.73 | 43.56 | 45.55 | 48.86 | 10.58
6495 | 271 | 9 | 13.43 | 24.84 | 28.73 | 43.56 | 45.55 | 48.86 | 11.01
6496 | 271 | 9 | 13.43 | 24.99 | 28.73 | 43.62 | 45.55 | 48.86 | 10.58
6497 | 271 | 9 | 15.34 | 25.74 | 39.97 | 47.85 | 45.55 | 49.39 | 10.58
6498 | 271 | 9 | 15.34 | 27.3 | 39.97 | 47.85 | 46.01 | 53.71 | 10.93
6499 | 271 | 9 | 17.81 | 27.54 | 39.97 | 49.82 | 53.59 | 62.27 | 13.37
6500 | 271 | 9 | 15.8 | 27.3 | 39.97 | 49.82 | 53.59 | 62.27 | 13.37
6501 | 271 | 9 | 15.11 | 25.48 | 39.97 | 47.85 | 45.55 | 56.77 | 11.09
6502 | 271 | 9 | 13.83 | 24.84 | 39.97 | 43.99 | 45.55 | 56.77 | 10.94
6503 | 271 | 9 | 12.66 | 24.84 | 37.12 | 43.56 | 45.55 | 53.17 | 11.09
6504 | 271 | 9 | 12.66 | 24.84 | 37.12 | 41.11 | 41.48 | 48.86 | 11.09
6505 | 272 | 9 | 12.66 | 24.84 | 37.12 | 41.11 | 41.48 | 38.75 | 10.58
6506 | 272 | 9 | 12.66 | 24.84 | 37.12 | 41.11 | 41.48 | 38.36 | 13.37
6507 | 272 | 9 | 12.66 | 24.84 | 37.12 | 41.11 | 41.48 | 38.36 | 13.37
6508 | 272 | 9 | 12.66 | 24.84 | 31.85 | 41.75 | 41.48 | 38.75 | 10.58
6509 | 272 | 9 | 12.66 | 24.84 | 31.85 | 41.75 | 41.48 | 49.94 | 10.58
6510 | 272 | 9 | 14.89 | 24.84 | 37.12 | 47.85 | 45.55 | 56.77 | 10.58
6511 | 272 | 9 | 15.34 | 27.3 | 37.12 | 48.37 | 48.8 | 62.27 | 10.58
6512 | 272 | 9 | 15.34 | 27.3 | 39.97 | 48.37 | 48.8 | 62.27 | 10.58
6513 | 272 | 9 | 15.34 | 25.74 | 39.97 | 48.37 | 48.8 | 62.27 | 10.58
6514 | 272 | 9 | 14.89 | 25.59 | 37.12 | 47.85 | 48.8 | 53.51 | 10.58
6515 | 272 | 9 | 13.83 | 24.84 | 37.12 | 46.98 | 48.8 | 38.36 | 10.58
6516 | 272 | 9 | 13.29 | 24.84 | 29.11 | 43.93 | 44.65 | 38.36 | 10.58
6517 | 272 | 9 | 12.29 | 24.84 | 37.12 | 43.18 | 41.93 | 37.98 | 10.58
6518 | 272 | 9 | 12.29 | 24.84 | 37.12 | 43.18 | 41.93 | 36.87 | 10.58
6519 | 272 | 9 | 12.29 | 24.84 | 37.12 | 43.44 | 43.35 | 34.89 | 0.1
6520 | 272 | 9 | 12.85 | 24.84 | 37.12 | 43.56 | 43.83 | 36.87 | 10.58
6521 | 272 | 9 | 12.66 | 24.84 | 37.12 | 43.56 | 43.83 | 38.36 | 10.58
6522 | 272 | 9 | 14.46 | 25.74 | 37.12 | 44.69 | 44.65 | 51.64 | 10.58
6523 | 272 | 9 | 14.46 | 26.51 | 39.97 | 44.69 | 45.99 | 56.99 | 10.58
6524 | 272 | 9 | 14.46 | 26.35 | 39.97 | 44.69 | 45.55 | 54.93 | 10.58
6525 | 272 | 9 | 13.04 | 24.84 | 37.12 | 44.69 | 44.65 | 50.44 | 10.58
6526 | 272 | 9 | 12.85 | 24.84 | 37.12 | 42.17 | 41.93 | 50.63 | 10.58
6527 | 272 | 9 | 12.29 | 24.84 | 37.12 | 39.77 | 41.48 | 49.94 | 0.97
6528 | 272 | 9 | 12.29 | 24.11 | 37.12 | 39.77 | 41.48 | 45.65 | 0.1
6529 | 273 | 9 | 12.29 | 24.11 | 30.5 | 39.77 | 41.48 | 45.65 | 10.58
6530 | 273 | 9 | 12.29 | 24.11 | 30.5 | 39.77 | 41.48 | 45.65 | 10.58
6531 | 273 | 9 | 12.29 | 24.11 | 30.5 | 39.77 | 41.48 | 45.65 | 10.58
6532 | 273 | 9 | 12.29 | 24.26 | 30.5 | 39.77 | 41.48 | 45.65 | 10.58
6533 | 273 | 9 | 12.29 | 24.84 | 30.5 | 39.77 | 41.48 | 46.12 | 10.58
6534 | 273 | 9 | 14.46 | 24.84 | 30.5 | 40.17 | 43.35 | 53.71 | 10.58
6535 | 273 | 9 | 14.46 | 25.74 | 37.12 | 46.79 | 45.99 | 58.7 | 10.58
6536 | 273 | 9 | 14.46 | 26.51 | 39.97 | 46.79 | 45.99 | 62.27 | 10.58
6537 | 273 | 9 | 14.46 | 25.74 | 39.97 | 46.79 | 45.99 | 58.7 | 10.58
6538 | 273 | 9 | 14.25 | 25.48 | 37.12 | 44.74 | 45.99 | 53.71 | 10.58
6539 | 273 | 9 | 13.04 | 24.84 | 37.12 | 44.74 | 45.99 | 48.86 | 4.32
6540 | 273 | 9 | 12.53 | 24.84 | 37.12 | 42.17 | 45.99 | 45.65 | 10.58
6541 | 273 | 9 | 12.29 | 24.84 | 37.12 | 42.17 | 45.55 | 45.65 | 10.58
6542 | 273 | 9 | 12.29 | 24.84 | 37.12 | 42.17 | 44.65 | 37.98 | 0.1
6543 | 273 | 9 | 12.66 | 24.84 | 37.12 | 42.17 | 44.65 | 37.98 | 0.1
6544 | 273 | 9 | 12.29 | 24.84 | 37.12 | 43.56 | 44.65 | 45.65 | 0.1
6545 | 273 | 9 | 13.03 | 24.84 | 39.97 | 43.56 | 44.65 | 45.65 | 0.1
6546 | 273 | 9 | 14.46 | 26.51 | 39.97 | 44.74 | 45.99 | 53.71 | 10.68
6547 | 273 | 9 | 16.51 | 26.74 | 39.97 | 46.79 | 45.99 | 62.27 | 10.87
6548 | 273 | 9 | 14.46 | 26.51 | 39.97 | 46.79 | 45.99 | 58.7 | 10.87
6549 | 273 | 9 | 14.46 | 24.84 | 39.97 | 44.69 | 44.65 | 54.93 | 11.09
6550 | 273 | 9 | 13.04 | 24.84 | 39.97 | 44.69 | 45.99 | 57.49 | 11.09
6551 | 273 | 9 | 12.66 | 24.84 | 39.97 | 39.77 | 43.35 | 53.51 | 11.09
6552 | 273 | 9 | 12.29 | 24.56 | 37.12 | 39.77 | 41.48 | 48.86 | 10.87
6553 | 274 | 10 | 12.29 | 24.56 | 37.12 | 39.77 | 42.79 | 48.86 | 10.93
6554 | 274 | 10 | 12.29 | 24.56 | 30.5 | 39.77 | 41.48 | 48.86 | 10.98
6555 | 274 | 10 | 12.29 | 24.56 | 30.5 | 39.77 | 41.48 | 48.86 | 10.87
6556 | 274 | 10 | 12.29 | 24.84 | 29.57 | 39.77 | 41.48 | 48.86 | 10.81
6557 | 274 | 10 | 12.85 | 24.84 | 29.57 | 42.17 | 43.4 | 49.53 | 10.81
6558 | 274 | 10 | 14.89 | 24.84 | 29.57 | 44.94 | 45.55 | 58.7 | 10.87
6559 | 274 | 10 | 15.82 | 27.3 | 30.5 | 47.85 | 48.8 | 64.55 | 11.48
6560 | 274 | 10 | 15.34 | 28.12 | 30.5 | 47.85 | 48.8 | 66.06 | 11.09
6561 | 274 | 10 | 15.11 | 26.51 | 30.5 | 47.85 | 48.8 | 64.14 | 11.09
6562 | 274 | 10 | 14.89 | 24.99 | 29.99 | 47.85 | 48.8 | 58.7 | 11.09
6563 | 274 | 10 | 13.64 | 24.84 | 29.57 | 46.98 | 45.99 | 52.24 | 10.58
6564 | 274 | 10 | 12.66 | 24.84 | 29.37 | 44.74 | 45.99 | 48.86 | 10.58
6565 | 274 | 10 | 12.66 | 24.84 | 30.5 | 42.35 | 45.99 | 48.86 | 10.58
6566 | 274 | 10 | 12.66 | 24.84 | 30.5 | 42.17 | 44.65 | 37.98 | 10.58
6567 | 274 | 10 | 12.29 | 24.84 | 37.12 | 42.17 | 44.65 | 38.36 | 10.58
6568 | 274 | 10 | 12.66 | 24.84 | 37.12 | 43.56 | 44.65 | 48.86 | 10.58
6569 | 274 | 10 | 12.66 | 24.84 | 37.12 | 43.56 | 44.65 | 48.86 | 10.58
6570 | 274 | 10 | 14.46 | 25.74 | 37.12 | 44.69 | 45.99 | 50.44 | 11.48
6571 | 274 | 10 | 14.89 | 26.51 | 37.12 | 47.85 | 45.99 | 58.7 | 11.43
6572 | 274 | 10 | 14.89 | 26.51 | 37.12 | 47.85 | 45.99 | 58.7 | 11.43
6573 | 274 | 10 | 13.83 | 25.48 | 37.12 | 44.69 | 44.65 | 57.49 | 11.43
6574 | 274 | 10 | 13.04 | 24.84 | 37.12 | 44.74 | 45.99 | 57.49 | 11.48
6575 | 274 | 10 | 12.66 | 24.84 | 37.12 | 44.69 | 43.83 | 53.81 | 17.82
6576 | 274 | 10 | 12.66 | 24.84 | 37.12 | 42.17 | 42.79 | 49.53 | 17.82
6577 | 275 | 10 | 12.66 | 24.84 | 30.5 | 40.67 | 41.48 | 46.34 | 17.82
6578 | 275 | 10 | 12.66 | 24.84 | 30.5 | 40.67 | 41.48 | 46.34 | 17.82
6579 | 275 | 10 | 12.66 | 24.84 | 28.96 | 40.67 | 41.48 | 46.34 | 17.82
6580 | 275 | 10 | 12.66 | 24.84 | 28.78 | 40.67 | 41.48 | 46.34 | 17.82
6581 | 275 | 10 | 12.66 | 24.84 | 28.73 | 40.67 | 41.48 | 46.81 | 17.6
6582 | 275 | 10 | 13.04 | 24.84 | 28.73 | 42.35 | 41.48 | 48.86 | 17.19
6583 | 275 | 10 | 13.43 | 24.84 | 28.73 | 43.56 | 45.55 | 52.93 | 17.19
6584 | 275 | 10 | 13.43 | 24.84 | 28.78 | 43.56 | 45.55 | 54.52 | 17.82
6585 | 275 | 10 | 14.89 | 24.84 | 28.87 | 43.56 | 45.18 | 54.52 | 17.6
6586 | 275 | 10 | 13.04 | 24.84 | 15.92 | 43.56 | 45.18 | 52.93 | 11.47
6587 | 275 | 10 | 13.04 | 24.84 | 25.86 | 43.56 | 45.18 | 48.86 | 11.47
6588 | 275 | 10 | 12.66 | 24.84 | 11.2 | 43.44 | 45.18 | 46.34 | 11.09
6589 | 275 | 10 | 12.66 | 24.84 | 11.2 | 40.67 | 41.48 | 44.66 | 11.09
6590 | 275 | 10 | 12.66 | 24.84 | 11.2 | 40.67 | 41.48 | 44.66 | 11.09
6591 | 275 | 10 | 12.66 | 24.84 | 25.87 | 40.67 | 41.48 | 44.66 | 11.09
6592 | 275 | 10 | 12.66 | 24.84 | 27.86 | 40.67 | 41.48 | 46.34 | 11.09
6593 | 275 | 10 | 12.66 | 24.84 | 28.69 | 43.56 | 42.79 | 51.02 | 11.09
6594 | 275 | 10 | 13.83 | 25.48 | 28.78 | 47.46 | 45.55 | 53.17 | 11.43
6595 | 275 | 10 | 14.89 | 25.74 | 28.78 | 47.85 | 48.8 | 62.27 | 11.43
6596 | 275 | 10 | 14.89 | 25.29 | 28.87 | 47.85 | 48.8 | 64.14 | 11.43
6597 | 275 | 10 | 13.64 | 25.29 | 28.78 | 44.69 | 45.55 | 59.85 | 11.43
6598 | 275 | 10 | 13.04 | 24.84 | 28.78 | 43.62 | 45.99 | 59.85 | 11.43
6599 | 275 | 10 | 13.04 | 24.84 | 28.78 | 43.56 | 45.18 | 54.87 | 11.43
6600 | 275 | 10 | 12.66 | 24.84 | 28.69 | 42.29 | 41.48 | 53.46 | 11.43
6601 | 276 | 10 | 12.66 | 24.84 | 28.73 | 42.29 | 41.48 | 52.55 | 11.43
6602 | 276 | 10 | 12.66 | 24.84 | 28.78 | 42.29 | 41.48 | 51.02 | 17.19
6603 | 276 | 10 | 12.66 | 24.84 | 28.69 | 42.29 | 41.48 | 50.87 | 17.6
6604 | 276 | 10 | 12.66 | 24.84 | 27.86 | 42.29 | 41.48 | 50.87 | 17.43
6605 | 276 | 10 | 12.66 | 24.84 | 27.86 | 42.29 | 41.48 | 50.87 | 17.19
6606 | 276 | 10 | 13.04 | 24.84 | 27.86 | 42.29 | 41.48 | 52.93 | 17.19
6607 | 276 | 10 | 13.04 | 24.84 | 28.78 | 42.29 | 41.9 | 52.93 | 17.19
6608 | 276 | 10 | 13.04 | 24.84 | 28.87 | 43.56 | 45.18 | 52.55 | 17.19
6609 | 276 | 10 | 13.83 | 24.84 | 28.87 | 43.56 | 45.18 | 52.93 | 11.09
6610 | 276 | 10 | 13.83 | 24.84 | 28.87 | 43.56 | 45.18 | 51.39 | 11.09
6611 | 276 | 10 | 13.04 | 24.84 | 25.86 | 43.56 | 44.73 | 51.2 | 10.58
6612 | 276 | 10 | 13.04 | 24.84 | 28.87 | 42.71 | 44.73 | 50.87 | 10.58
6613 | 276 | 10 | 12.66 | 24.84 | 28.78 | 42.29 | 41.48 | 50.87 | 10.58
6614 | 276 | 10 | 12.66 | 24.84 | 28.69 | 42.29 | 41.48 | 50.87 | 10.58
6615 | 276 | 10 | 12.66 | 24.84 | 28.69 | 41.92 | 41.48 | 50.87 | 10.58
6616 | 276 | 10 | 13.04 | 24.84 | 28.78 | 43.56 | 41.9 | 50.87 | 11.09
6617 | 276 | 10 | 13.64 | 24.84 | 28.78 | 44.69 | 45.55 | 50.87 | 11.09
6618 | 276 | 10 | 15.8 | 25.74 | 28.78 | 47.46 | 45.55 | 56.41 | 17.9
6619 | 276 | 10 | 17.94 | 27.03 | 28.78 | 47.85 | 54.11 | 66.06 | 25.64
6620 | 276 | 10 | 17.83 | 26.51 | 28.87 | 50.35 | 54.11 | 66.06 | 25.64
6621 | 276 | 10 | 15.8 | 26.05 | 28.87 | 47.85 | 54.11 | 64.14 | 25.64
6622 | 276 | 10 | 15.8 | 25.29 | 28.87 | 46.03 | 45.99 | 64.14 | 25.64
6623 | 276 | 10 | 13.43 | 24.84 | 28.78 | 43.62 | 45.99 | 64.14 | 25.64
6624 | 276 | 10 | 13.43 | 24.84 | 28.78 | 43.49 | 45.99 | 56.15 | 25.64
6625 | 277 | 10 | 13.43 | 24.84 | 28.69 | 43.56 | 51.25 | 62.27 | 18.45
6626 | 277 | 10 | 13.43 | 24.84 | 28.73 | 43.56 | 45.99 | 62.27 | 18.45
6627 | 277 | 10 | 13.04 | 24.84 | 28.73 | 43.56 | 45.99 | 62.27 | 18.45
6628 | 277 | 10 | 13.43 | 24.84 | 28.73 | 43.56 | 45.99 | 62.27 | 17.82
6629 | 277 | 10 | 13.43 | 24.84 | 28.78 | 43.56 | 51.25 | 62.27 | 17.93
6630 | 277 | 10 | 17.83 | 25 | 28.78 | 47.41 | 51.77 | 66.06 | 17.93
6631 | 277 | 10 | 18.16 | 29.76 | 28.96 | 49.84 | 60.91 | 73.26 | 17.93
6632 | 277 | 10 | 18.16 | 34.82 | 30.5 | 52.2 | 60.91 | 603.31 | 18.45
6633 | 277 | 10 | 18.16 | 35.87 | 30.5 | 52.2 | 60.91 | 603.31 | 17.37
6634 | 277 | 10 | 18.16 | 29.23 | 30.5 | 52.2 | 60.91 | 68.26 | 11.09
6635 | 277 | 10 | 18.16 | 25.74 | 29.91 | 50.35 | 60.91 | 66.06 | 10.84
6636 | 277 | 10 | 18.16 | 25.59 | 28.81 | 47.85 | 56.57 | 62.27 | 10.74
6637 | 277 | 10 | 18.16 | 25.29 | 29.45 | 47.85 | 51.77 | 62.27 | 10.74
6638 | 277 | 10 | 17.94 | 25.29 | 29.11 | 47.41 | 51.77 | 62.27 | 10.74
6639 | 277 | 10 | 17.94 | 25.29 | 28.73 | 47.85 | 51.77 | 62.27 | 10.77
6640 | 277 | 10 | 17.94 | 26.51 | 28.73 | 47.85 | 53.32 | 62.27 | 10.87
6641 | 277 | 10 | 18.16 | 29.76 | 37.12 | 47.85 | 58.27 | 64.14 | 11.09
6642 | 277 | 10 | 18.16 | 29.76 | 37.12 | 52.2 | 61.4 | 73.26 | 17.27
6643 | 277 | 10 | 18.16 | 35.87 | 37.12 | 55.38 | 69.11 | 843.72 | 25.64
6644 | 277 | 10 | 18.16 | 34.82 | 37.12 | 52.86 | 65.14 | 603.31 | 25.64
6645 | 277 | 10 | 18.16 | 28.12 | 37.12 | 52.2 | 60.91 | 70.09 | 25.64
6646 | 277 | 10 | 17.94 | 25.74 | 30.5 | 50.35 | 57.4 | 66.73 | 25.64
6647 | 277 | 10 | 13.83 | 25.29 | 30.5 | 47.85 | 54.11 | 64.14 | 25.64
6648 | 277 | 10 | 13.83 | 24.84 | 29.07 | 46.93 | 51.25 | 62.27 | 18.45
6649 | 278 | 10 | 13.04 | 24.84 | 28.78 | 44.37 | 50.67 | 53.71 | 17.23
6650 | 278 | 10 | 12.66 | 24.84 | 28.78 | 44.37 | 50.67 | 53.71 | 11.48
6651 | 278 | 10 | 12.34 | 24.84 | 28.78 | 44.37 | 50.67 | 53.71 | 10.87
6652 | 278 | 10 | 12.34 | 24.84 | 28.78 | 44.37 | 50.67 | 53.71 | 10.58
6653 | 278 | 10 | 12.97 | 24.84 | 28.78 | 44.37 | 50.67 | 53.71 | 10.58
6654 | 278 | 10 | 14.89 | 24.99 | 28.78 | 47.85 | 50.67 | 54.25 | 10.58
6655 | 278 | 10 | 17.81 | 25.76 | 28.96 | 52.2 | 59.61 | 63.19 | 10.77
6656 | 278 | 10 | 17.81 | 26.51 | 28.87 | 52.2 | 59.61 | 62.27 | 10.77
6657 | 278 | 10 | 17.81 | 26.51 | 28.99 | 52.2 | 59.61 | 62.27 | 10.74
6658 | 278 | 10 | 17.81 | 25.74 | 28.99 | 52.2 | 59.61 | 61.51 | 10.58
6659 | 278 | 10 | 17.72 | 25.74 | 28.99 | 49.82 | 57.88 | 58.27 | 10.58
6660 | 278 | 10 | 17.46 | 25.59 | 28.73 | 47.85 | 54.11 | 53.71 | 0.1
6661 | 278 | 10 | 16.78 | 25.59 | 28.73 | 47.85 | 53.86 | 53.71 | 0.1
6662 | 278 | 10 | 17.46 | 25.59 | 28.78 | 47.85 | 53.86 | 53.71 | 0.1
6663 | 278 | 10 | 17.72 | 25.59 | 28.59 | 47.85 | 54.11 | 53.71 | 10.58
6664 | 278 | 10 | 17.81 | 25.74 | 28.82 | 49.82 | 54.11 | 53.71 | 10.58
6665 | 278 | 10 | 17.81 | 25.74 | 28.78 | 52.2 | 59.61 | 54.25 | 10.58
6666 | 278 | 10 | 17.83 | 28.11 | 30.31 | 52.2 | 59.61 | 62.27 | 10.58
6667 | 278 | 10 | 17.94 | 28.12 | 29.45 | 52.2 | 59.61 | 68.05 | 10.93
6668 | 278 | 10 | 17.81 | 26.51 | 29.45 | 49.82 | 55.73 | 64.14 | 10.93
6669 | 278 | 10 | 13.83 | 25.29 | 28.96 | 47.46 | 53.32 | 61.51 | 11.09
6670 | 278 | 10 | 13.04 | 24.84 | 28.78 | 46.98 | 45.99 | 54.87 | 11.09
6671 | 278 | 10 | 12.66 | 24.84 | 28.78 | 43.56 | 44.73 | 52.29 | 10.94
6672 | 278 | 10 | 12.34 | 24.84 | 28.73 | 41.05 | 39.67 | 47.44 | 10.58
6673 | 279 | 10 | 12.29 | 24.84 | 28.78 | 39.16 | 39.09 | 34.68 | 10.58
6674 | 279 | 10 | 12.29 | 24.84 | 28.73 | 37.49 | 38.4 | 34.25 | 10.58
6675 | 279 | 10 | 12.29 | 24.84 | 28.73 | 40.67 | 39.67 | 34.83 | 10.58
6676 | 279 | 10 | 12.34 | 24.84 | 28.87 | 40.67 | 39.67 | 34.83 | 10.58
6677 | 279 | 10 | 12.66 | 24.84 | 28.78 | 41.55 | 39.67 | 34.83 | 10.58
6678 | 279 | 10 | 13.04 | 24.99 | 28.73 | 45.56 | 41.48 | 48.86 | 10.58
6679 | 279 | 10 | 17.83 | 25.74 | 29.73 | 47.85 | 46.68 | 51.02 | 10.87
6680 | 279 | 10 | 17.94 | 25.74 | 30.5 | 47.85 | 46.68 | 51.39 | 10.58
6681 | 279 | 10 | 17.94 | 25.74 | 30.5 | 47.85 | 46.54 | 49.53 | 10.74
6682 | 279 | 10 | 17.72 | 25.59 | 28.87 | 47.85 | 46.54 | 48.86 | 10.74
6683 | 279 | 10 | 17.72 | 25.29 | 29.47 | 47.85 | 45.18 | 38.36 | 10.58
6684 | 279 | 10 | 17.72 | 25.29 | 28.78 | 47.46 | 44 | 36.87 | 10.58
6685 | 279 | 10 | 16.78 | 24.84 | 28.73 | 43.56 | 41.48 | 35.18 | 10.58
6686 | 279 | 10 | 15.06 | 24.84 | 28.82 | 43.56 | 40.74 | 34.83 | 10.58
6687 | 279 | 10 | 15.06 | 24.84 | 30.5 | 43.56 | 40.27 | 34.83 | 10.58
6688 | 279 | 10 | 15.06 | 24.84 | 30.5 | 43.49 | 40.27 | 35.18 | 10.58
6689 | 279 | 10 | 15.06 | 24.84 | 37.12 | 43.62 | 42.09 | 35.8 | 10.58
6690 | 279 | 10 | 16.78 | 25.29 | 39.97 | 47.46 | 43.83 | 42.5 | 10.58
6691 | 279 | 10 | 17.72 | 26.51 | 39.97 | 47.85 | 45.99 | 50.13 | 10.58
6692 | 279 | 10 | 17.72 | 26.05 | 39.97 | 46.07 | 45.18 | 50.13 | 10.58
6693 | 279 | 10 | 13.83 | 24.84 | 39.97 | 43.62 | 42.72 | 35.8 | 0.1
6694 | 279 | 10 | 13.04 | 24.84 | 37.12 | 42.17 | 40.71 | 35.8 | 0.1
6695 | 279 | 10 | 12.66 | 24.84 | 37.12 | 40.96 | 39.87 | 35.03 | 0.1
6696 | 279 | 10 | 12.66 | 24.84 | 37.12 | 40.34 | 39.67 | 34.83 | 0.1
6697 | 280 | 10 | 12.66 | 24.84 | 30.5 | 39.16 | 38.4 | 35.8 | 10.58
6698 | 280 | 10 | 12.66 | 24.84 | 30.5 | 38.02 | 32.8 | 35.8 | 10.58
6699 | 280 | 10 | 12.29 | 24.84 | 29.45 | 38.61 | 39.67 | 35.8 | 10.58
6700 | 280 | 10 | 12.29 | 24.84 | 28.87 | 40.67 | 39.67 | 37.15 | 5.48
6701 | 280 | 10 | 12.66 | 24.84 | 28.87 | 40.67 | 40.16 | 46.06 | 0.1
6702 | 280 | 10 | 12.66 | 24.84 | 29.45 | 43.92 | 45.53 | 50.51 | 0.1
6703 | 280 | 10 | 14.67 | 25.74 | 36.97 | 47.85 | 45.99 | 53.71 | 10.58
6704 | 280 | 10 | 15.34 | 26.51 | 37.12 | 47.85 | 51.6 | 56.57 | 10.58
6705 | 280 | 10 | 15.34 | 26.51 | 36.97 | 49.82 | 51.6 | 56.57 | 0.1
6706 | 280 | 10 | 15.34 | 25.74 | 30.5 | 47.85 | 51.6 | 54.87 | 0.1
6707 | 280 | 10 | 15.34 | 25.59 | 31.02 | 49.82 | 51.6 | 54.52 | 0.1
6708 | 280 | 10 | 14.67 | 24.99 | 25.86 | 47.85 | 45.99 | 53.27 | 0.1
6709 | 280 | 10 | 14.25 | 24.84 | 28.78 | 47.85 | 45.99 | 51.02 | 0.1
6710 | 280 | 10 | 14.25 | 24.84 | 17.93 | 47.85 | 45.99 | 51.02 | 0.1
6711 | 280 | 10 | 14.67 | 24.99 | 29.69 | 47.85 | 45.99 | 51.02 | 0.1
6712 | 280 | 10 | 15.34 | 24.99 | 28.78 | 47.85 | 45.99 | 52.93 | 0.1
6713 | 280 | 10 | 15.34 | 25.74 | 29.32 | 47.85 | 45.99 | 58.27 | 10.58
6714 | 280 | 10 | 15.34 | 27.29 | 30.5 | 47.85 | 54.11 | 64.14 | 11.09
6715 | 280 | 10 | 16.3 | 27.3 | 30.5 | 49.82 | 54.75 | 64.14 | 10.74
6716 | 280 | 10 | 15.34 | 26.51 | 30.01 | 47.85 | 54.11 | 64.14 | 11.09
6717 | 280 | 10 | 14.67 | 24.99 | 30.01 | 47.85 | 46.54 | 60.02 | 4.32
6718 | 280 | 10 | 14.25 | 24.99 | 29.22 | 47.46 | 47.37 | 54.93 | 10.58
6719 | 280 | 10 | 13.83 | 24.84 | 29.12 | 44.49 | 45.99 | 54.52 | 11.09
6720 | 280 | 10 | 13.04 | 24.84 | 28.82 | 42.62 | 45.99 | 53.51 | 11.09
6721 | 281 | 10 | 13.04 | 24.84 | 28.73 | 42.35 | 45.99 | 56.52 | 10.97
6722 | 281 | 10 | 13.04 | 24.84 | 28.73 | 42.35 | 45.99 | 54.87 | 10.87
6723 | 281 | 10 | 13.04 | 24.84 | 28.78 | 42.36 | 45.99 | 56.99 | 10.87
6724 | 281 | 10 | 13.04 | 24.84 | 28.78 | 47.46 | 45.99 | 64.14 | 11.48
6725 | 281 | 10 | 13.43 | 24.84 | 28.78 | 47.85 | 54.11 | 65.4 | 11.48
6726 | 281 | 10 | 17.83 | 25.74 | 28.78 | 50.32 | 55.3 | 66.06 | 17.19
6727 | 281 | 10 | 18.16 | 28.37 | 29.34 | 58.63 | 65.14 | 72.19 | 17.93
6728 | 281 | 10 | 18.16 | 35.87 | 28.87 | 58.63 | 65.14 | 72.19 | 17.93
6729 | 281 | 10 | 18.16 | 35.87 | 28.97 | 58.63 | 65.14 | 72.19 | 17.93
6730 | 281 | 10 | 18.16 | 35.87 | 28.73 | 58.63 | 65.14 | 72.19 | 17.9
6731 | 281 | 10 | 18.16 | 35.87 | 25.87 | 58.63 | 65.14 | 72.19 | 17.9
6732 | 281 | 10 | 18.16 | 35.87 | 27.86 | 58.63 | 65.14 | 68.05 | 11.09
6733 | 281 | 10 | 18.16 | 35.87 | 27.86 | 58.63 | 61.4 | 66.06 | 10.74
6734 | 281 | 10 | 18.16 | 34.82 | 27.86 | 53.77 | 61.4 | 65.4 | 11.09
6735 | 281 | 10 | 18.16 | 30.49 | 27.86 | 53.77 | 57.88 | 65.4 | 11.09
6736 | 281 | 10 | 18.16 | 30.91 | 27.86 | 53.77 | 61.4 | 66.06 | 11.09
6737 | 281 | 10 | 18.16 | 35.87 | 29.69 | 58.63 | 65.14 | 68.05 | 11.43
6738 | 281 | 10 | 18.16 | 35.87 | 29.57 | 58.63 | 65.14 | 72.19 | 17.93
6739 | 281 | 10 | 18.16 | 35.87 | 30.11 | 58.63 | 67.09 | 74.35 | 25.64
6740 | 281 | 10 | 18.16 | 35.87 | 30.11 | 58.63 | 65.14 | 72.19 | 25.64
6741 | 281 | 10 | 18.16 | 28.12 | 30.11 | 54.44 | 61.4 | 68.05 | 25.64
6742 | 281 | 10 | 18.16 | 27.3 | 30.11 | 50.32 | 58.08 | 68.05 | 25.64
6743 | 281 | 10 | 17.94 | 25.29 | 29.93 | 49.82 | 55.86 | 66.06 | 25.64
6744 | 281 | 10 | 16.78 | 25.29 | 29.11 | 49.82 | 55.3 | 66.06 | 25.64
6745 | 282 | 10 | 15.15 | 24.84 | 28.78 | 47.46 | 49.37 | 64.14 | 25.64
6746 | 282 | 10 | 13.83 | 24.84 | 28.78 | 47.46 | 49.37 | 64.14 | 20.39
6747 | 282 | 10 | 13.64 | 24.84 | 28.78 | 47.46 | 49.37 | 64.14 | 18.92
6748 | 282 | 10 | 13.64 | 24.84 | 28.87 | 47.46 | 49.37 | 64.14 | 20.39
6749 | 282 | 10 | 13.83 | 24.84 | 28.78 | 47.46 | 49.37 | 64.14 | 25.55
6750 | 282 | 10 | 15.15 | 24.84 | 27.86 | 47.46 | 49.37 | 64.14 | 25.64
6751 | 282 | 10 | 17.83 | 25.59 | 27.86 | 47.93 | 54.65 | 66.06 | 25.64
6752 | 282 | 10 | 17.83 | 26.51 | 28.99 | 49.82 | 54.75 | 66.06 | 25.64
6753 | 282 | 10 | 17.83 | 27.3 | 27.86 | 49.82 | 58.08 | 68.05 | 17.9
6754 | 282 | 10 | 17.83 | 26.51 | 27.86 | 49.82 | 58.08 | 68.05 | 11.47
6755 | 282 | 10 | 17.83 | 25.74 | 27.86 | 49.82 | 54.2 | 64.14 | 11.09
6756 | 282 | 10 | 17.72 | 25.74 | 27.86 | 47.93 | 54.11 | 63.5 | 0.1
6757 | 282 | 10 | 15.15 | 24.84 | 27.86 | 47.67 | 49.87 | 62.27 | 0.1
6758 | 282 | 10 | 15.15 | 24.84 | 27.86 | 47.46 | 49.37 | 57.84 | 10.58
6759 | 282 | 10 | 15.15 | 24.84 | 27.86 | 47.85 | 49.37 | 57.84 | 11.18
6760 | 282 | 10 | 15.15 | 24.84 | 29.97 | 47.85 | 49.37 | 62.27 | 17.82
6761 | 282 | 10 | 17.83 | 26.51 | 30.5 | 47.85 | 49.87 | 63.5 | 11.43
6762 | 282 | 10 | 15.34 | 27.3 | 30.61 | 49.82 | 56.39 | 66.06 | 17.93
6763 | 282 | 10 | 17.94 | 28.11 | 30.72 | 52.87 | 58.08 | 68.05 | 18.01
6764 | 282 | 10 | 17.94 | 27.3 | 30.72 | 49.82 | 58.08 | 66.73 | 17.93
6765 | 282 | 10 | 17.83 | 26.5 | 30.72 | 47.93 | 54.11 | 64.14 | 17.93
6766 | 282 | 10 | 17.83 | 25.29 | 30.72 | 47.85 | 54.11 | 66.06 | 17.9
6767 | 282 | 10 | 13.83 | 24.84 | 30.72 | 47.85 | 54.11 | 66.06 | 17.9
6768 | 282 | 10 | 13.04 | 24.84 | 30.72 | 47.46 | 49.37 | 64.14 | 11.47
6769 | 283 | 10 | 13.04 | 24.84 | 30.72 | 42.35 | 45.18 | 54.32 | 11.48
6770 | 283 | 10 | 13.04 | 24.84 | 30.5 | 42.29 | 43.43 | 52.73 | 11.22
6771 | 283 | 10 | 12.66 | 24.84 | 30.5 | 42.29 | 43.43 | 49.36 | 11.09
6772 | 283 | 10 | 12.66 | 24.84 | 30.5 | 42.29 | 43.43 | 49.36 | 10.97
6773 | 283 | 10 | 12.66 | 24.84 | 30.54 | 42.29 | 43.43 | 52.73 | 10.94
6774 | 283 | 10 | 13.04 | 24.84 | 37.12 | 42.29 | 43.86 | 52.73 | 10.87
6775 | 283 | 10 | 13.04 | 24.84 | 37.12 | 42.35 | 43.86 | 52.73 | 14.5
6776 | 283 | 10 | 13.04 | 24.84 | 37.12 | 42.71 | 45.18 | 54.32 | 11.48
6777 | 283 | 10 | 13.04 | 24.84 | 37.12 | 43.56 | 45.18 | 54.32 | 11.09
6778 | 283 | 10 | 13.04 | 24.84 | 37.12 | 43.56 | 45.18 | 51.39 | 11.09
6779 | 283 | 10 | 13.04 | 24.84 | 30.63 | 43.56 | 44.73 | 48.86 | 11.09
6780 | 283 | 10 | 13.04 | 24.84 | 30.61 | 42.71 | 43.86 | 48.86 | 11.09
6781 | 283 | 10 | 12.66 | 24.84 | 29.98 | 42.29 | 43.43 | 48.86 | 10.74
6782 | 283 | 10 | 12.66 | 24.84 | 30.72 | 42.29 | 43.43 | 48.09 | 10.58
6783 | 283 | 10 | 12.66 | 24.84 | 30.27 | 42.29 | 43.43 | 48.09 | 10.58
6784 | 283 | 10 | 12.66 | 24.84 | 30.61 | 42.29 | 43.43 | 48.09 | 10.58
6785 | 283 | 10 | 12.66 | 24.84 | 37.12 | 42.71 | 43.43 | 48.86 | 10.58
6786 | 283 | 10 | 13.04 | 24.84 | 37.12 | 44.4 | 45.18 | 52.55 | 10.58
6787 | 283 | 10 | 14.89 | 25.29 | 37.12 | 46.28 | 45.99 | 57.62 | 10.58
6788 | 283 | 10 | 14.89 | 24.99 | 37.12 | 44.69 | 45.99 | 57.62 | 10.74
6789 | 283 | 10 | 13.04 | 24.84 | 30.63 | 44.69 | 45.18 | 53.71 | 10.74
6790 | 283 | 10 | 13.04 | 24.84 | 30.61 | 43.56 | 45.18 | 51.53 | 10.74
6791 | 283 | 10 | 12.66 | 24.84 | 30.27 | 42.29 | 43.43 | 51.02 | 10.74
6792 | 283 | 10 | 12.66 | 24.84 | 30.27 | 42.29 | 43.43 | 48.98 | 10.58
6793 | 284 | 10 | 12.66 | 24.84 | 29.68 | 42.29 | 44.65 | 52.93 | 10.58
6794 | 284 | 10 | 12.66 | 24.84 | 29.8 | 42.29 | 42.72 | 52.93 | 10.58
6795 | 284 | 10 | 12.66 | 24.84 | 29.06 | 42.29 | 43.35 | 52.55 | 10.58
6796 | 284 | 10 | 12.66 | 24.84 | 29.06 | 42.29 | 43.43 | 52.93 | 10.58
6797 | 284 | 10 | 12.66 | 24.84 | 29.06 | 43.56 | 45.53 | 52.93 | 10.58
6798 | 284 | 10 | 15.82 | 24.99 | 29.06 | 47.46 | 46.54 | 56.52 | 10.58
6799 | 284 | 10 | 17.94 | 26.51 | 29.06 | 49.82 | 55.73 | 64.14 | 0.1
6800 | 284 | 10 | 17.94 | 27.3 | 29.68 | 49.82 | 55.73 | 66.06 | 0.1
6801 | 284 | 10 | 17.94 | 27.3 | 30.27 | 50.35 | 54.75 | 62.27 | 0.1
6802 | 284 | 10 | 17.94 | 25.74 | 29.98 | 47.85 | 54.11 | 56.52 | 0.1
6803 | 284 | 10 | 17.94 | 25.74 | 29.98 | 47.85 | 48.79 | 53.46 | 0.1
6804 | 284 | 10 | 15.82 | 24.99 | 17.11 | 44.93 | 46.07 | 52.93 | 0.1
6805 | 284 | 10 | 15.24 | 24.99 | 25.87 | 44.74 | 45.99 | 52.93 | 0.1
6806 | 284 | 10 | 15.24 | 24.99 | 30.06 | 44.74 | 45.99 | 52.93 | 0.1
6807 | 284 | 10 | 15.24 | 24.99 | 30.06 | 44.74 | 45.99 | 52.93 | 0.1
6808 | 284 | 10 | 15.24 | 24.99 | 30.27 | 44.74 | 46.07 | 53.27 | 0.1
6809 | 284 | 10 | 17.94 | 27.3 | 29.98 | 47.85 | 47.37 | 58.21 | 0.1
6810 | 284 | 10 | 17.94 | 28.12 | 30.57 | 52.11 | 55.73 | 66.06 | 0.1
6811 | 284 | 10 | 18.16 | 29.23 | 37.12 | 52.11 | 59.82 | 68.05 | 0.1
6812 | 284 | 10 | 17.94 | 27.3 | 30.61 | 51.24 | 54.11 | 66.06 | 0.1
6813 | 284 | 10 | 17.94 | 25.29 | 30.61 | 47.85 | 46.54 | 64.14 | 10.74
6814 | 284 | 10 | 16.78 | 24.99 | 30.61 | 44.74 | 45.99 | 60.46 | 11.09
6815 | 284 | 10 | 13.83 | 24.99 | 30.72 | 44.74 | 45.99 | 54.52 | 11.09
6816 | 284 | 10 | 13.43 | 24.84 | 30.5 | 44.29 | 45.99 | 53.71 | 11.09
6817 | 285 | 10 | 13.04 | 24.84 | 30.42 | 44.74 | 45.99 | 62.27 | 11.09
6818 | 285 | 10 | 13.04 | 24.84 | 30.42 | 44.29 | 45.99 | 62.27 | 10.74
6819 | 285 | 10 | 13.04 | 24.84 | 29.45 | 44.29 | 45.99 | 62.27 | 10.93
6820 | 285 | 10 | 13.43 | 24.84 | 29.45 | 44.29 | 45.99 | 62.27 | 10.81
6821 | 285 | 10 | 13.83 | 24.84 | 29.45 | 47.85 | 47.37 | 62.27 | 10.61
6822 | 285 | 10 | 17.83 | 26.51 | 29.06 | 52.86 | 59.02 | 66.06 | 11.48
6823 | 285 | 10 | 18.16 | 31.19 | 29.85 | 58.63 | 63.24 | 73.26 | 14.01
6824 | 285 | 10 | 18.16 | 35.87 | 29.45 | 58.63 | 63.24 | 603.31 | 14.01
6825 | 285 | 10 | 18.16 | 35.87 | 29.45 | 58.63 | 63.24 | 603.31 | 11.09
6826 | 285 | 10 | 18.16 | 31.19 | 27.86 | 58.63 | 63.24 | 73.15 | 11.47
6827 | 285 | 10 | 18.16 | 30.28 | 27.86 | 50.35 | 61.4 | 66.06 | 11.09
6828 | 285 | 10 | 18.16 | 26.51 | 27.86 | 49.84 | 54.85 | 62.9 | 11.09
6829 | 285 | 10 | 18.16 | 26.51 | 27.86 | 49.84 | 53.76 | 62.27 | 10.58
6830 | 285 | 10 | 17.94 | 26.51 | 22.57 | 49.84 | 53.76 | 62.27 | 11.92
6831 | 285 | 10 | 17.94 | 26.51 | 29.76 | 49.84 | 53.76 | 62.27 | 11.48
6832 | 285 | 10 | 18.16 | 28.12 | 30.5 | 52.67 | 57.3 | 64.14 | 17.19
6833 | 285 | 10 | 18.16 | 31.19 | 30.72 | 58.63 | 63.24 | 68.05 | 17.08
6834 | 285 | 10 | 18.16 | 34.82 | 30.72 | 58.63 | 65.14 | 74.35 | 18.14
6835 | 285 | 10 | 18.16 | 35.87 | 30.72 | 58.63 | 575.24 | 640.06 | 17.19
6836 | 285 | 10 | 18.16 | 35.87 | 30.72 | 58.63 | 63.24 | 603.31 | 17.19
6837 | 285 | 10 | 18.16 | 31.19 | 30.72 | 55.88 | 61.4 | 73.26 | 17.19
6838 | 285 | 10 | 18.16 | 26.51 | 30.72 | 52.87 | 59.02 | 73.15 | 17.19
6839 | 285 | 10 | 17.94 | 26.05 | 30.72 | 50.35 | 59.02 | 67.79 | 17.19
6840 | 285 | 10 | 14.25 | 24.84 | 30.72 | 48.39 | 52.19 | 58.7 | 11.09
6841 | 286 | 10 | 13.83 | 24.84 | 30.72 | 47.85 | 52.19 | 56.52 | 10.61
6842 | 286 | 10 | 13.45 | 24.84 | 30.72 | 47.85 | 48.7 | 55.98 | 10.58
6843 | 286 | 10 | 13.43 | 24.84 | 30.72 | 47.85 | 50.67 | 57.63 | 0.1
6844 | 286 | 10 | 13.43 | 24.84 | 30.72 | 47.85 | 52.19 | 57.63 | 2.39
6845 | 286 | 10 | 13.64 | 24.99 | 30.72 | 47.85 | 55.63 | 57.63 | 0.97
6846 | 286 | 10 | 15.82 | 26.01 | 37.12 | 48.33 | 57.88 | 63.9 | 7.67
6847 | 286 | 10 | 17.94 | 28.12 | 37.12 | 56.29 | 61.4 | 72.19 | 10.58
6848 | 286 | 10 | 17.94 | 29.23 | 37.12 | 56.29 | 61.4 | 72.19 | 10.58
6849 | 286 | 10 | 16.76 | 29.23 | 37.12 | 55.27 | 61.4 | 68.05 | 0.1
6850 | 286 | 10 | 16.76 | 27.3 | 30.35 | 55.27 | 61.4 | 64.14 | 0.1
6851 | 286 | 10 | 16.27 | 26.5 | 30.5 | 47.85 | 61.4 | 62.27 | 0.46
6852 | 286 | 10 | 15.82 | 25.74 | 29.91 | 47.85 | 59.61 | 55.42 | 0.1
6853 | 286 | 10 | 15.82 | 25.74 | 30.42 | 47.85 | 57.88 | 54.87 | 0.1
6854 | 286 | 10 | 14.91 | 25.74 | 30.7 | 47.85 | 56.19 | 54.87 | 0.1
6855 | 286 | 10 | 14.89 | 25.74 | 30.72 | 47.85 | 55.63 | 54.87 | 0.1
6856 | 286 | 10 | 14.89 | 26.51 | 37.12 | 47.85 | 55.63 | 54.87 | 0.1
6857 | 286 | 10 | 15.12 | 26.51 | 37.12 | 47.85 | 56.19 | 55.42 | 0.1
6858 | 286 | 10 | 16.76 | 26.74 | 42.97 | 47.85 | 61.4 | 60.46 | 11.09
6859 | 286 | 10 | 16.78 | 27.54 | 42.97 | 49.28 | 61.4 | 64.55 | 10.97
6860 | 286 | 10 | 16.3 | 27.3 | 42.97 | 47.85 | 59.61 | 62.27 | 11.09
6861 | 286 | 10 | 15.82 | 26.5 | 42.97 | 47.85 | 56.19 | 60.46 | 11.09
6862 | 286 | 10 | 15.82 | 25.74 | 42.97 | 47.85 | 56.19 | 57.63 | 11.2
6863 | 286 | 10 | 14.25 | 25.29 | 42.97 | 47.85 | 55.63 | 54.86 | 11.09
6864 | 286 | 10 | 13.45 | 24.84 | 37.12 | 47.85 | 49.19 | 54.86 | 11.02
6865 | 287 | 10 | 13.45 | 24.84 | 37.12 | 47.85 | 48.7 | 54.32 | 11.09
6866 | 287 | 10 | 13.43 | 24.84 | 37.12 | 47.85 | 47.76 | 54.86 | 11.09
6867 | 287 | 10 | 13.43 | 24.84 | 37.12 | 47.85 | 47.76 | 54.86 | 10.61
6868 | 287 | 10 | 13.43 | 24.84 | 37.12 | 47.85 | 47.76 | 54.86 | 10.61
6869 | 287 | 10 | 14.25 | 24.84 | 37.12 | 47.85 | 48.7 | 54.86 | 10.58
6870 | 287 | 10 | 15.82 | 26.51 | 37.12 | 54.25 | 57.88 | 56.52 | 10.58
6871 | 287 | 10 | 18.16 | 29.23 | 37.12 | 56.93 | 61.4 | 67.79 | 10.58
6872 | 287 | 10 | 18.16 | 29.23 | 42.97 | 56.29 | 61.4 | 67.79 | 10.58
6873 | 287 | 10 | 18.16 | 29.23 | 42.97 | 56.93 | 61.4 | 65.82 | 10.58
6874 | 287 | 10 | 18.16 | 28.12 | 37.12 | 56.29 | 61.4 | 62.27 | 10.74
6875 | 287 | 10 | 18.16 | 27.3 | 34.25 | 56.29 | 57.88 | 58.21 | 0.3
6876 | 287 | 10 | 18.16 | 26.51 | 30.15 | 54.25 | 57.88 | 54.86 | 0.1
6877 | 287 | 10 | 18.16 | 26.51 | 34.25 | 52.67 | 57.3 | 54.86 | 0.1
6878 | 287 | 10 | 17.94 | 26.51 | 37.12 | 52.67 | 49.19 | 54.32 | 0.1
6879 | 287 | 10 | 17.94 | 26.51 | 30.53 | 52.2 | 49.19 | 54.32 | 0.1
6880 | 287 | 10 | 17.94 | 27.3 | 37.12 | 52.2 | 49.19 | 54.86 | 0.1
6881 | 287 | 10 | 18.16 | 28.11 | 42.97 | 52.67 | 57.3 | 54.86 | 10.58
6882 | 287 | 10 | 18.16 | 28.12 | 43.44 | 56.29 | 57.88 | 62.27 | 11.09
6883 | 287 | 10 | 18.16 | 29.23 | 43.44 | 56.29 | 61.4 | 65.82 | 11.09
6884 | 287 | 10 | 18.16 | 28.12 | 43.44 | 55.38 | 57.88 | 62.27 | 16.75
6885 | 287 | 10 | 17.94 | 26.51 | 43.44 | 52.2 | 48.7 | 56.51 | 16.75
6886 | 287 | 10 | 17.83 | 25.74 | 42.97 | 47.85 | 49.19 | 55.95 | 16.75
6887 | 287 | 10 | 15.82 | 24.99 | 42.97 | 47.85 | 48.7 | 54.87 | 16.75
6888 | 287 | 10 | 15.43 | 24.84 | 37.12 | 47.85 | 48.7 | 56.41 | 16.75
6889 | 288 | 10 | 13.83 | 24.84 | 37.12 | 47.85 | 48.7 | 58.7 | 16.75
6890 | 288 | 10 | 13.04 | 24.84 | 37.12 | 47.85 | 47.93 | 56.41 | 16.75
6891 | 288 | 10 | 13.04 | 24.84 | 30.5 | 47.85 | 47.93 | 56.15 | 16.37
6892 | 288 | 10 | 13.04 | 24.84 | 30.5 | 47.85 | 47.93 | 56.15 | 13.27
6893 | 288 | 10 | 13.83 | 24.84 | 30.5 | 47.85 | 48.7 | 58.7 | 13.27
6894 | 288 | 10 | 17.83 | 25.74 | 30.5 | 52.2 | 49.19 | 66.06 | 13.27
6895 | 288 | 10 | 18.16 | 34.82 | 30.5 | 56.29 | 61.4 | 68.05 | 16.75
6896 | 288 | 10 | 18.16 | 34.82 | 30.5 | 56.29 | 61.4 | 72.19 | 16.75
6897 | 288 | 10 | 18.16 | 35.87 | 30.5 | 58.63 | 61.4 | 72.19 | 16.75
6898 | 288 | 10 | 18.16 | 35.87 | 30.35 | 58.63 | 60.79 | 66.06 | 11.47
6899 | 288 | 10 | 18.16 | 35.87 | 30.35 | 57.56 | 60.79 | 66.06 | 11.48
6900 | 288 | 10 | 18.16 | 34.82 | 30.35 | 55.88 | 60.79 | 64.14 | 16.75
6901 | 288 | 10 | 18.16 | 34.82 | 30.35 | 55.88 | 60.79 | 58.7 | 16.75
6902 | 288 | 10 | 18.16 | 29.6 | 30.5 | 51.33 | 51.67 | 58.7 | 16.75
6903 | 288 | 10 | 18.16 | 34.82 | 30.42 | 50.35 | 51.67 | 58.7 | 11.09
6904 | 288 | 10 | 18.16 | 29.6 | 30.72 | 50.35 | 51.67 | 58.7 | 10.58
6905 | 288 | 10 | 18.16 | 34.82 | 37.12 | 51.33 | 51.67 | 64.14 | 11.09
6906 | 288 | 10 | 18.16 | 34.82 | 37.12 | 55.88 | 59.61 | 66.06 | 11.09
6907 | 288 | 10 | 18.16 | 27.3 | 38.1 | 55.88 | 60.79 | 72.19 | 11.09
6908 | 288 | 10 | 18.16 | 26.51 | 38.1 | 51.14 | 52.42 | 66.06 | 11.09
6909 | 288 | 10 | 15.82 | 25.74 | 37.12 | 47.85 | 49.19 | 62.27 | 11.09
6910 | 288 | 10 | 15.82 | 25.59 | 37.12 | 47.85 | 49.19 | 62.27 | 11.43
6911 | 288 | 10 | 15.82 | 24.99 | 30.31 | 47.85 | 49.19 | 62.27 | 11.09
6912 | 288 | 10 | 13.43 | 24.84 | 29.97 | 46.98 | 47.93 | 58.7 | 11.09
6913 | 289 | 10 | 13.04 | 24.84 | 30.05 | 46.98 | 45.99 | 54.87 | 11.09
6914 | 289 | 10 | 13.04 | 24.84 | 30.05 | 44.77 | 45.99 | 54.52 | 10.87
6915 | 289 | 10 | 13.04 | 24.84 | 29.21 | 44.77 | 45.99 | 54.52 | 11.09
6916 | 289 | 10 | 13.04 | 24.84 | 30.35 | 44.77 | 45.99 | 54.32 | 10.87
6917 | 289 | 10 | 13.04 | 24.84 | 30.35 | 46.98 | 45.99 | 54.52 | 11.09
6918 | 289 | 10 | 13.43 | 24.84 | 30.35 | 46.98 | 45.99 | 54.52 | 11.61
6919 | 289 | 10 | 13.83 | 24.99 | 30.31 | 46.98 | 45.99 | 55.07 | 14.5
6920 | 289 | 10 | 17.72 | 25.29 | 30.35 | 47.85 | 47.45 | 64.14 | 17.6
6921 | 289 | 10 | 17.94 | 26.35 | 30.15 | 49.84 | 50.16 | 66.06 | 11.48
6922 | 289 | 10 | 17.94 | 25.59 | 30.15 | 52.67 | 50.16 | 62.27 | 11.47
6923 | 289 | 10 | 17.94 | 25.59 | 29.57 | 52.67 | 50.16 | 55.95 | 11.47
6924 | 289 | 10 | 17.94 | 25.59 | 17.13 | 52.67 | 50.16 | 54.52 | 0.1
6925 | 289 | 10 | 17.94 | 25.59 | 15.92 | 47.85 | 49.19 | 54.52 | 0.1
6926 | 289 | 10 | 17.94 | 25.29 | 30.35 | 47.85 | 46.45 | 54.52 | 0.1
6927 | 289 | 10 | 17.94 | 25.29 | 30.5 | 47.85 | 46.37 | 54.52 | 0.1
6928 | 289 | 10 | 17.72 | 25.29 | 30.5 | 47.85 | 46.37 | 55.07 | 11.09
6929 | 289 | 10 | 17.94 | 25.59 | 30.53 | 49.84 | 47.28 | 56.52 | 0.1
6930 | 289 | 10 | 17.94 | 27.3 | 30.53 | 52.67 | 54.11 | 66.06 | 11.43
6931 | 289 | 10 | 17.94 | 28.12 | 30.72 | 52.67 | 57.88 | 66.06 | 11.43
6932 | 289 | 10 | 17.94 | 25.74 | 30.72 | 52.2 | 54.11 | 66.06 | 11.47
6933 | 289 | 10 | 17.83 | 25.29 | 30.72 | 47.85 | 47.28 | 64.14 | 11.47
6934 | 289 | 10 | 17.72 | 25.29 | 30.53 | 47.85 | 54.11 | 64.14 | 11.47
6935 | 289 | 10 | 15.11 | 24.99 | 30.5 | 47.45 | 48.7 | 64.14 | 11.4
6936 | 289 | 10 | 13.43 | 24.84 | 30.5 | 46.98 | 45.99 | 56.15 | 11.09
6937 | 290 | 10 | 13.04 | 24.84 | 30.44 | 43.56 | 45.55 | 53.71 | 11.09
6938 | 290 | 10 | 12.66 | 24.84 | 30.33 | 43.56 | 45.55 | 53.17 | 11.09
6939 | 290 | 10 | 12.66 | 24.84 | 29.47 | 43.56 | 45.55 | 51.02 | 10.97
6940 | 290 | 10 | 12.66 | 24.84 | 28.96 | 43.56 | 45.55 | 51.02 | 10.97
6941 | 290 | 10 | 12.53 | 24.84 | 30.15 | 43.56 | 45.55 | 51.02 | 10.87
6942 | 290 | 10 | 13.04 | 24.84 | 30.27 | 43.56 | 45.55 | 51.02 | 11.2
6943 | 290 | 10 | 13.43 | 24.84 | 30.93 | 43.56 | 45.55 | 53.71 | 11.18
6944 | 290 | 10 | 13.43 | 24.84 | 37.12 | 46.98 | 45.55 | 54.32 | 11.48
6945 | 290 | 10 | 13.83 | 25.03 | 37.12 | 47.46 | 46.01 | 54.87 | 11.43
6946 | 290 | 10 | 16.27 | 25.29 | 30.72 | 47.85 | 47.28 | 54.86 | 11.43
6947 | 290 | 10 | 16.27 | 25.29 | 30.72 | 47.85 | 47.28 | 53.71 | 11.09
6948 | 290 | 10 | 16.27 | 25.29 | 30.53 | 47.85 | 47.28 | 53.71 | 0.1
6949 | 290 | 10 | 13.83 | 24.99 | 30.72 | 46.98 | 47.28 | 53.71 | 0.97
6950 | 290 | 10 | 13.83 | 24.84 | 30.53 | 46.98 | 46.01 | 53.71 | 0.1
6951 | 290 | 10 | 13.83 | 24.84 | 30.72 | 46.98 | 45.55 | 53.71 | 10.58
6952 | 290 | 10 | 13.83 | 24.84 | 30.72 | 47.46 | 45.55 | 53.71 | 11.09
6953 | 290 | 10 | 16.76 | 25.6 | 30.72 | 47.85 | 57.88 | 64.14 | 17.46
6954 | 290 | 10 | 16.76 | 28.12 | 37.12 | 53.77 | 64.49 | 74.35 | 17.82
6955 | 290 | 10 | 17.94 | 28.12 | 30.9 | 56.29 | 66.42 | 74.35 | 18.32
6956 | 290 | 10 | 17.83 | 28.12 | 30.53 | 56.29 | 65.14 | 72.19 | 18.92
6957 | 290 | 10 | 16.76 | 25.74 | 30.53 | 52.2 | 59.61 | 70.09 | 18.92
6958 | 290 | 10 | 16.76 | 25.59 | 30.32 | 52.2 | 57.88 | 66.06 | 18.92
6959 | 290 | 10 | 14.25 | 25.29 | 30.27 | 47.85 | 56.46 | 64.14 | 18.92
6960 | 290 | 10 | 14.25 | 24.99 | 29.7 | 47.85 | 56.46 | 66.06 | 18.92
6961 | 291 | 10 | 13.83 | 24.84 | 29.63 | 47.85 | 62.61 | 82.45 | 18.92
6962 | 291 | 10 | 13.83 | 24.84 | 21.24 | 47.85 | 62.61 | 82.45 | 18.92
6963 | 291 | 10 | 13.83 | 24.84 | 22.57 | 47.85 | 62.61 | 77.72 | 18.92
6964 | 291 | 10 | 13.83 | 24.84 | 22.57 | 47.85 | 62.61 | 82.45 | 18.92
6965 | 291 | 10 | 14.25 | 25.29 | 17.93 | 53.77 | 65.14 | 528.2 | 18.92
6966 | 291 | 10 | 17.94 | 27.3 | 22.57 | 62.12 | 81.3 | 603.31 | 18.92
6967 | 291 | 10 | 18.16 | 35.87 | 30.31 | 62.12 | 819.14 | 843.72 | 18.92
6968 | 291 | 10 | 18.16 | 35.87 | 30.31 | 62.12 | 819.14 | 843.72 | 18.92
6969 | 291 | 10 | 18.16 | 36.01 | 30.5 | 62.12 | 819.14 | 843.72 | 17.9
6970 | 291 | 10 | 18.16 | 35.87 | 30.5 | 62.12 | 819.14 | 843.72 | 11.47
6971 | 291 | 10 | 18.16 | 35.87 | 30.5 | 62.12 | 819.14 | 843.72 | 11.43
6972 | 291 | 10 | 18.16 | 35.87 | 29.54 | 62.12 | 819.14 | 843.72 | 11.09
6973 | 291 | 10 | 18.16 | 35.87 | 24 | 62.12 | 819.14 | 819.14 | 11.22
6974 | 291 | 10 | 18.16 | 35.87 | 21.19 | 62.12 | 819.14 | 819.14 | 17.9
6975 | 291 | 10 | 18.16 | 35.87 | 29.52 | 62.12 | 819.14 | 819.14 | 17.82
6976 | 291 | 10 | 18.16 | 35.87 | 30.44 | 62.12 | 766.99 | 819.14 | 11.24
6977 | 291 | 10 | 18.16 | 35.87 | 30.15 | 62.12 | 819.14 | 819.14 | 11.24
6978 | 291 | 10 | 18.16 | 35.87 | 30.15 | 62.12 | 819.14 | 843.72 | 11.33
6979 | 291 | 10 | 18.16 | 36.01 | 29.8 | 62.53 | 819.14 | 843.72 | 17.93
6980 | 291 | 10 | 18.16 | 35.87 | 29.8 | 62.12 | 766.99 | 843.72 | 17.93
6981 | 291 | 10 | 18.16 | 28.99 | 22.57 | 62.12 | 505.3 | 603.31 | 17.93
6982 | 291 | 10 | 18.16 | 28.12 | 22.57 | 57.04 | 71.9 | 603.31 | 17.93
6983 | 291 | 10 | 17.94 | 26.51 | 22.57 | 53.77 | 71.9 | 603.31 | 17.9
6984 | 291 | 10 | 15.63 | 25.59 | 22.57 | 52.8 | 71.9 | 597.28 | 13.13
6985 | 292 | 10 | 15.43 | 25.29 | 22.57 | 52.8 | 69.11 | 603.31 | 11.22
6986 | 292 | 10 | 14.67 | 25.29 | 22.57 | 52.2 | 69.11 | 528.2 | 11.18
6987 | 292 | 10 | 14.67 | 25.29 | 22.57 | 52.2 | 69.11 | 603.31 | 11.18
6988 | 292 | 10 | 15.13 | 25.29 | 24.45 | 52.8 | 69.11 | 603.31 | 11.09
6989 | 292 | 10 | 15.43 | 25.74 | 24.69 | 57.04 | 81.3 | 603.31 | 11.09
6990 | 292 | 10 | 17.94 | 28.99 | 28.46 | 62.12 | 579.06 | 843.72 | 11.18
6991 | 292 | 10 | 18.92 | 36.94 | 30.44 | 62.53 | 843.72 | 843.72 | 17.93
6992 | 292 | 10 | 18.92 | 36.94 | 30.15 | 66.12 | 843.72 | 843.72 | 17.93
6993 | 292 | 10 | 18.92 | 36.94 | 30.27 | 62.53 | 843.72 | 843.72 | 17.93
6994 | 292 | 10 | 18.36 | 36.94 | 29.68 | 62.53 | 843.72 | 843.72 | 11.47
6995 | 292 | 10 | 18.36 | 36.94 | 29.76 | 62.53 | 843.72 | 843.72 | 17.9
6996 | 292 | 10 | 18.36 | 36.94 | 22.57 | 62.12 | 843.72 | 843.72 | 17.93
6997 | 292 | 10 | 18.36 | 36.01 | 22.57 | 62.12 | 843.72 | 843.72 | 11.43
6998 | 292 | 10 | 18.36 | 36.94 | 22.57 | 62.12 | 843.72 | 843.72 | 14.22
6999 | 292 | 10 | 18.36 | 36.94 | 22.57 | 62.12 | 843.72 | 843.72 | 11.43
7000 | 292 | 10 | 18.92 | 36.94 | 20.92 | 62.12 | 843.72 | 843.72 | 11.43
7001 | 292 | 10 | 18.92 | 36.94 | 22.57 | 62.53 | 843.72 | 843.72 | 18.08
7002 | 292 | 10 | 18.92 | 36.94 | 24.22 | 819.14 | 843.72 | 843.72 | 18.08
7003 | 292 | 10 | 18.92 | 37.09 | 22.57 | 819.14 | 843.72 | 869.03 | 18.28
7004 | 292 | 10 | 18.92 | 36.94 | 22.57 | 62.53 | 843.72 | 843.72 | 18.92
7005 | 292 | 10 | 18.92 | 35.87 | 22.57 | 62.12 | 819.14 | 843.72 | 18.28
7006 | 292 | 10 | 18.36 | 29.6 | 21.24 | 62.12 | 575.24 | 843.72 | 18.14
7007 | 292 | 10 | 18.16 | 26.51 | 21.24 | 61.5 | 575.24 | 843.72 | 18.08
7008 | 292 | 10 | 17.72 | 26.35 | 21.24 | 57.56 | 575.24 | 835.28 | 18.08
7009 | 293 | 10 | 15.9 | 25.59 | 15.28 | 53.15 | 575.24 | 621.41 | 17.63
7010 | 293 | 10 | 15.9 | 25.29 | 15.28 | 53.15 | 69.11 | 621.41 | 13.13
7011 | 293 | 10 | 15.9 | 25.29 | 16.01 | 53.15 | 69.11 | 621.41 | 11.09
7012 | 293 | 10 | 15.9 | 25.47 | 16.01 | 53.15 | 81.3 | 621.41 | 16.56
7013 | 293 | 10 | 15.9 | 25.74 | 20.92 | 57.04 | 575.24 | 621.41 | 16.56
7014 | 293 | 10 | 17.94 | 28.99 | 28.73 | 62.12 | 575.24 | 717.16 | 13.13
7015 | 293 | 10 | 18.7 | 36.01 | 30.06 | 62.33 | 843.72 | 843.72 | 13.13
7016 | 293 | 10 | 18.7 | 36.01 | 30.06 | 62.53 | 843.72 | 843.72 | 16.56
7017 | 293 | 10 | 18.7 | 36.01 | 30.42 | 62.33 | 843.72 | 843.72 | 12.41
7018 | 293 | 10 | 18.36 | 36.01 | 30.06 | 62.33 | 843.72 | 843.72 | 11.4
7019 | 293 | 10 | 18.36 | 36.01 | 20.92 | 62.33 | 843.72 | 843.72 | 11.09
7020 | 293 | 10 | 18.16 | 36.01 | 29.45 | 62.33 | 843.72 | 843.72 | 11.43
7021 | 293 | 10 | 18.16 | 35.87 | 15.4 | 62.12 | 843.72 | 717.16 | 14.5
7022 | 293 | 10 | 18.16 | 35.87 | 29.68 | 62.12 | 843.72 | 717.16 | 17.82
7023 | 293 | 10 | 18.16 | 35.87 | 29.23 | 62.12 | 843.72 | 717.16 | 17.82
7024 | 293 | 10 | 18.16 | 35.87 | 30.06 | 62.12 | 843.72 | 843.72 | 17.82
7025 | 293 | 10 | 18.7 | 36.01 | 30.06 | 62.12 | 843.72 | 843.72 | 17.9
7026 | 293 | 10 | 18.7 | 36.01 | 30.27 | 62.53 | 843.72 | 843.72 | 25.64
7027 | 293 | 10 | 18.7 | 36.01 | 29.23 | 62.53 | 843.72 | 869.03 | 25.64
7028 | 293 | 10 | 18.7 | 36.01 | 29.23 | 62.12 | 843.72 | 843.72 | 25.64
7029 | 293 | 10 | 18.16 | 35.87 | 15.64 | 62.12 | 594.47 | 843.72 | 25.64
7030 | 293 | 10 | 18.16 | 27.3 | 15.64 | 62.12 | 575.24 | 627.69 | 25.64
7031 | 293 | 10 | 18.16 | 26.51 | 15.28 | 61.5 | 575.24 | 627.69 | 25.64
7032 | 293 | 10 | 15.43 | 25.48 | 11.2 | 53.77 | 61.4 | 75.46 | 18.38
7033 | 294 | 10 | 15.43 | 25.29 | 11.2 | 52.2 | 60.79 | 72.19 | 17.56
7034 | 294 | 10 | 15.11 | 25.29 | 10.34 | 52.2 | 60.79 | 72.19 | 17.19
7035 | 294 | 10 | 14.67 | 25.29 | 10.34 | 52.2 | 60.79 | 67.4 | 11.48
7036 | 294 | 10 | 14.67 | 25.29 | 10.34 | 52.2 | 60.79 | 70.09 | 10.93
7037 | 294 | 10 | 15.43 | 25.47 | 10.34 | 52.73 | 60.79 | 72.19 | 10.68
7038 | 294 | 10 | 18.16 | 26.51 | 10.64 | 60.51 | 71.51 | 82.45 | 10.68
7039 | 294 | 10 | 18.16 | 29.76 | 11.2 | 62.12 | 562.2 | 843.72 | 0.1
7040 | 294 | 10 | 18.16 | 31.84 | 13.08 | 62.12 | 575.24 | 843.72 | 10.58
7041 | 294 | 10 | 18.16 | 29.76 | 14.93 | 62.12 | 558.49 | 603.31 | 0.36
7042 | 294 | 10 | 18.16 | 28.99 | 11.2 | 62.12 | 71.51 | 84.93 | 0.1
7043 | 294 | 10 | 18.16 | 28.99 | 10.72 | 61.12 | 63.24 | 70.09 | 0.1
7044 | 294 | 10 | 18.16 | 27.3 | 10.34 | 58.75 | 61.4 | 63.54 | 0.1
7045 | 294 | 10 | 18.16 | 26.51 | 10.3 | 54.25 | 61.4 | 62.9 | 0.1
7046 | 294 | 10 | 17.94 | 26.51 | 10.34 | 53.77 | 61.4 | 62.27 | 0.1
7047 | 294 | 10 | 17.94 | 26.51 | 10.44 | 54.25 | 61.4 | 62.9 | 0.1
7048 | 294 | 10 | 17.94 | 27.3 | 10.44 | 55.38 | 61.4 | 62.9 | 0.1
7049 | 294 | 10 | 17.94 | 28.15 | 10.54 | 58.75 | 61.4 | 63.54 | 10.68
7050 | 294 | 10 | 18.16 | 28.99 | 11.2 | 59.34 | 63.24 | 71.13 | 10.74
7051 | 294 | 10 | 18.16 | 28.97 | 11.2 | 61.12 | 64.49 | 73.26 | 11.09
7052 | 294 | 10 | 18.16 | 27.3 | 11.2 | 54.25 | 61.4 | 67.4 | 11.09
7053 | 294 | 10 | 15.82 | 24.99 | 10.54 | 50.68 | 60.79 | 62.9 | 11.43
7054 | 294 | 10 | 15.82 | 24.99 | 10.46 | 47.85 | 59.02 | 62.27 | 11.43
7055 | 294 | 10 | 14.69 | 24.99 | 10.44 | 47.46 | 50.67 | 54.87 | 11.09
7056 | 294 | 10 | 13.04 | 24.84 | 10.34 | 46.98 | 46.54 | 53.71 | 11.09
7057 | 295 | 10 | 13.04 | 24.84 | 10.3 | 44.77 | 45.55 | 52.93 | 11.09
7058 | 295 | 10 | 12.66 | 24.84 | 10.3 | 44.77 | 45.55 | 52.93 | 10.93
7059 | 295 | 10 | 12.66 | 24.84 | 10.3 | 44.77 | 45.55 | 52.93 | 10.87
7060 | 295 | 10 | 12.66 | 24.84 | 10.3 | 44.77 | 45.55 | 52.93 | 10.68
7061 | 295 | 10 | 12.66 | 24.84 | 10.3 | 44.77 | 46.01 | 52.93 | 10.68
7062 | 295 | 10 | 14.69 | 25.29 | 10.3 | 47.85 | 47.37 | 53.51 | 10.68
7063 | 295 | 10 | 17.83 | 26.51 | 10.3 | 52.67 | 59.61 | 62.27 | 10.74
7064 | 295 | 10 | 17.94 | 26.51 | 10.3 | 52.67 | 59.61 | 62.96 | 10.87
7065 | 295 | 10 | 17.94 | 26.51 | 10.3 | 52.67 | 59.61 | 62.27 | 11.09
7066 | 295 | 10 | 17.94 | 26.51 | 10.3 | 52.67 | 59.61 | 61.12 | 8.65
7067 | 295 | 10 | 17.94 | 26.01 | 10.3 | 52.67 | 59.61 | 56.52 | 0.1
7068 | 295 | 10 | 17.94 | 25.74 | 10.3 | 52.67 | 52.19 | 53.46 | 0.1
7069 | 295 | 10 | 17.72 | 25.59 | 10.3 | 52.2 | 50.67 | 52.93 | 10.58
7070 | 295 | 10 | 17.72 | 24.99 | 10.3 | 47.85 | 47.37 | 52.4 | 0.1
7071 | 295 | 10 | 15.24 | 24.99 | 10.3 | 47.85 | 47.37 | 52.4 | 10.74
7072 | 295 | 10 | 17.94 | 25.29 | 10.34 | 47.85 | 47.37 | 52.93 | 10.74
7073 | 295 | 10 | 17.94 | 26.05 | 10.72 | 47.85 | 50.16 | 53.71 | 11.09
7074 | 295 | 10 | 17.94 | 27.3 | 11.2 | 50.35 | 55.73 | 66.06 | 11.09
7075 | 295 | 10 | 18.16 | 29.23 | 11.2 | 50.35 | 55.73 | 67.83 | 11.09
7076 | 295 | 10 | 17.94 | 27.3 | 11.2 | 49.84 | 49.37 | 66.06 | 11.09
7077 | 295 | 10 | 17.94 | 25.38 | 11.2 | 47.85 | 47.37 | 66.06 | 11.47
7078 | 295 | 10 | 17.94 | 25.38 | 11.2 | 47.85 | 47.37 | 66.06 | 11.47
7079 | 295 | 10 | 17.83 | 25.29 | 11.2 | 47.85 | 47.37 | 66.06 | 11.47
7080 | 295 | 10 | 15.24 | 24.84 | 11.2 | 46.98 | 45.99 | 55.59 | 11.48
7081 | 296 | 10 | 15.24 | 24.84 | 10.65 | 43.56 | 45.53 | 55.89 | 11.23
7082 | 296 | 10 | 14.67 | 24.84 | 10.42 | 43.56 | 45.53 | 55.89 | 11.09
7083 | 296 | 10 | 13.04 | 24.84 | 10.34 | 43.56 | 45.53 | 55.89 | 10.98
7084 | 296 | 10 | 13.83 | 24.84 | 10.34 | 43.56 | 45.53 | 55.89 | 11.48
7085 | 296 | 10 | 14.67 | 24.84 | 10.34 | 43.56 | 45.53 | 55.89 | 11.48
7086 | 296 | 10 | 15.24 | 24.84 | 10.64 | 44.74 | 45.53 | 62.27 | 11.48
7087 | 296 | 10 | 17.72 | 24.99 | 11.14 | 44.86 | 45.99 | 66.06 | 11.48
7088 | 296 | 10 | 17.94 | 25.29 | 11.2 | 47.85 | 49.37 | 66.06 | 13.5
7089 | 296 | 10 | 18.16 | 25.74 | 11.2 | 47.85 | 53.22 | 66.06 | 11.48
7090 | 296 | 10 | 18.16 | 25.59 | 11.2 | 47.85 | 49.37 | 66.06 | 11.48
7091 | 296 | 10 | 18.16 | 25.29 | 11.2 | 47.85 | 47.93 | 62.27 | 11.47
7092 | 296 | 10 | 18.16 | 25.29 | 11.2 | 47.46 | 45.99 | 55.89 | 11.09
7093 | 296 | 10 | 18.15 | 24.84 | 11.2 | 44.86 | 45.99 | 54.52 | 10.99
7094 | 296 | 10 | 17.72 | 24.84 | 11.2 | 44.86 | 45.53 | 51.02 | 11.09
7095 | 296 | 10 | 17.72 | 24.84 | 11.2 | 44.86 | 45.53 | 51.02 | 10.74
7096 | 296 | 10 | 17.72 | 24.84 | 11.24 | 47.85 | 45.99 | 54.52 | 11.09
7097 | 296 | 10 | 18.16 | 25.29 | 15.84 | 47.85 | 49.19 | 58.7 | 11.43
7098 | 296 | 10 | 18.16 | 27.3 | 16.22 | 52.67 | 59.61 | 66.06 | 17.19
7099 | 296 | 10 | 18.16 | 26.59 | 16.22 | 52.67 | 60.71 | 66.06 | 13.5
7100 | 296 | 10 | 18.16 | 26.51 | 16.22 | 50.35 | 56.19 | 64.14 | 13.5
7101 | 296 | 10 | 17.72 | 25.29 | 16.22 | 47.85 | 50.67 | 61.13 | 11.48
7102 | 296 | 10 | 16.78 | 24.99 | 16.22 | 47.85 | 50.67 | 58.21 | 11.47
7103 | 296 | 10 | 15.82 | 24.99 | 16.22 | 47.85 | 46.54 | 56.45 | 11.43
7104 | 296 | 10 | 12.9 | 24.84 | 11.24 | 44.41 | 45.99 | 59.29 | 11.33
7105 | 297 | 10 | 12.66 | 24.84 | 11.24 | 43.56 | 44.2 | 51.02 | 11.2
7106 | 297 | 10 | 12.66 | 24.84 | 11.24 | 43.56 | 44.2 | 50.87 | 11.09
7107 | 297 | 10 | 12.66 | 24.84 | 11.24 | 43.56 | 44.2 | 50.87 | 10.58
7108 | 297 | 10 | 12.34 | 24.84 | 11.24 | 43.56 | 44.2 | 50.87 | 10.58
7109 | 297 | 10 | 12.34 | 24.84 | 11.24 | 43.56 | 44.2 | 50.87 | 10.58
7110 | 297 | 10 | 12.66 | 24.84 | 11.24 | 43.56 | 44.2 | 50.87 | 10.58
7111 | 297 | 10 | 12.66 | 24.84 | 15.99 | 43.56 | 44.2 | 50.87 | 10.58
7112 | 297 | 10 | 13.04 | 24.84 | 30.31 | 43.56 | 44.65 | 51.02 | 10.58
7113 | 297 | 10 | 13.69 | 24.84 | 30.31 | 43.99 | 45.99 | 52.93 | 10.74
7114 | 297 | 10 | 13.69 | 24.84 | 30.27 | 43.99 | 45.99 | 50.87 | 10.95
7115 | 297 | 10 | 13.43 | 24.84 | 24.12 | 43.99 | 45.18 | 50.87 | 10.95
7116 | 297 | 10 | 13.43 | 24.84 | 25.75 | 43.99 | 45.18 | 50.37 | 10.81
7117 | 297 | 10 | 13.04 | 24.84 | 29.98 | 43.56 | 44.65 | 50.37 | 10.58
7118 | 297 | 10 | 12.66 | 24.84 | 25.42 | 43.56 | 44.65 | 50.37 | 10.58
7119 | 297 | 10 | 12.66 | 24.84 | 30.27 | 43.56 | 44.65 | 50.37 | 0.1
7120 | 297 | 10 | 13.04 | 24.84 | 30.31 | 43.56 | 44.65 | 50.87 | 4.32
7121 | 297 | 10 | 13.43 | 24.84 | 30.5 | 47.46 | 45.99 | 52.73 | 10.58
7122 | 297 | 10 | 14.89 | 25.29 | 30.5 | 47.85 | 50.67 | 60.46 | 11.09
7123 | 297 | 10 | 15.82 | 25.13 | 30.5 | 47.85 | 50.67 | 59.85 | 10.87
7124 | 297 | 10 | 14.89 | 24.99 | 30.31 | 47.85 | 46.07 | 53.71 | 11.09
7125 | 297 | 10 | 13.04 | 24.84 | 30.27 | 43.56 | 45.55 | 50.87 | 11.09
7126 | 297 | 10 | 13.43 | 24.84 | 30.1 | 44 | 45.18 | 50.87 | 10.68
7127 | 297 | 10 | 12.66 | 24.84 | 30.02 | 43.56 | 44.65 | 50.87 | 10.58
7128 | 297 | 10 | 12.66 | 24.84 | 17.83 | 43.56 | 44.2 | 48.86 | 10.58
7129 | 298 | 10 | 12.66 | 24.84 | 15.37 | 43.56 | 45.18 | 53.71 | 10.58
7130 | 298 | 10 | 12.66 | 24.84 | 15.37 | 43.56 | 44.65 | 51.39 | 10.58
7131 | 298 | 10 | 12.66 | 24.84 | 15.34 | 43.56 | 44.2 | 51.39 | 10.58
7132 | 298 | 10 | 12.66 | 24.84 | 13.4 | 43.56 | 44.2 | 53.51 | 11.43
7133 | 298 | 10 | 12.66 | 24.84 | 13.4 | 47.46 | 46.07 | 54.87 | 10.58
7134 | 298 | 10 | 15.11 | 24.99 | 15.32 | 52.67 | 61.4 | 66.06 | 10.58
7135 | 298 | 10 | 18.16 | 28.12 | 15.34 | 59.23 | 493.9 | 72.51 | 11.48
7136 | 298 | 10 | 18.36 | 35.87 | 19.3 | 62.12 | 575.24 | 82.45 | 11.48
7137 | 298 | 10 | 18.36 | 35.87 | 19.3 | 62.12 | 575.24 | 93.45 | 13.37
7138 | 298 | 10 | 18.36 | 36.01 | 15.34 | 62.12 | 575.24 | 93.45 | 11.48
7139 | 298 | 10 | 18.36 | 35.87 | 11.24 | 62.12 | 575.24 | 82.45 | 11.48
7140 | 298 | 10 | 18.36 | 30.49 | 11.24 | 62.12 | 575.24 | 70.09 | 11.48
7141 | 298 | 10 | 18.16 | 30.49 | 11.2 | 62.12 | 575.24 | 70.09 | 10.58
7142 | 298 | 10 | 18.16 | 30.49 | 11.24 | 57.56 | 575.24 | 70.09 | 11.48
7143 | 298 | 10 | 18.16 | 30.49 | 11.2 | 59.23 | 575.24 | 70.09 | 11.48
7144 | 298 | 10 | 18.36 | 35.87 | 11.24 | 62.12 | 575.24 | 603.31 | 11.48
7145 | 298 | 10 | 18.36 | 36.94 | 11.24 | 62.12 | 575.24 | 603.31 | 24.46
7146 | 298 | 10 | 18.92 | 37.09 | 11.24 | 64.2 | 813.7 | 843.72 | 24.46
7147 | 298 | 10 | 18.7 | 37.09 | 11.24 | 64.2 | 813.7 | 843.72 | 24.46
7148 | 298 | 10 | 18.36 | 36.94 | 11.2 | 62.12 | 575.24 | 843.72 | 24.46
7149 | 298 | 10 | 18.36 | 29.83 | 11.2 | 62.12 | 575.24 | 603.31 | 24.46
7150 | 298 | 10 | 18.25 | 27.96 | 11.2 | 62.12 | 575.24 | 603.31 | 20.26
7151 | 298 | 10 | 18.16 | 25.59 | 11.2 | 55.88 | 493.9 | 93.45 | 15.42
7152 | 298 | 10 | 15.43 | 25.59 | 10.72 | 55.38 | 488.96 | 70.09 | 17.45
7153 | 299 | 10 | 15.43 | 25.59 | 10.7 | 52.8 | 65.14 | 70.09 | 11.48
7154 | 299 | 10 | 13.83 | 25.29 | 10.44 | 52.8 | 65.14 | 70.09 | 11.48
7155 | 299 | 10 | 13.64 | 25.29 | 10.44 | 52.8 | 65.14 | 68.05 | 10.87
7156 | 299 | 10 | 13.69 | 25.29 | 10.34 | 52.8 | 65.14 | 68.05 | 10.87
7157 | 299 | 10 | 15.11 | 25.59 | 10.34 | 52.8 | 65.8 | 70.09 | 10.58
7158 | 299 | 10 | 17.94 | 26.51 | 10.44 | 59.23 | 575.24 | 90.73 | 10.58
7159 | 299 | 10 | 18.16 | 30.28 | 11.14 | 62.12 | 819.14 | 843.72 | 10.97
7160 | 299 | 10 | 18.16 | 31.84 | 11.2 | 62.12 | 819.14 | 843.72 | 10.94
7161 | 299 | 10 | 18.16 | 30.28 | 11.2 | 62.12 | 744.65 | 625.54 | 11.09
7162 | 299 | 10 | 18.16 | 30.28 | 11.2 | 62.12 | 575.24 | 82.45 | 11.09
7163 | 299 | 10 | 18.16 | 27.3 | 11.2 | 60.51 | 575.24 | 75.46 | 11.09
7164 | 299 | 10 | 18.16 | 26.59 | 11.2 | 55.83 | 66.42 | 68.05 | 0.1
7165 | 299 | 10 | 18.16 | 26.51 | 11.2 | 55.83 | 66.42 | 68.05 | 10.58
7166 | 299 | 10 | 17.94 | 26.51 | 11.2 | 55.38 | 66.42 | 67.03 | 0.1
7167 | 299 | 10 | 17.94 | 26.59 | 11.2 | 55.83 | 66.42 | 68.05 | 11.09
7168 | 299 | 10 | 17.94 | 28.54 | 11.2 | 55.83 | 66.42 | 68.05 | 10.58
7169 | 299 | 10 | 18.16 | 30.28 | 11.24 | 62.12 | 558.49 | 80.05 | 10.93
7170 | 299 | 10 | 18.16 | 30.28 | 15.37 | 62.12 | 579.06 | 603.31 | 11.09
7171 | 299 | 10 | 18.16 | 34.82 | 15.37 | 62.12 | 78.14 | 93.45 | 11.09
7172 | 299 | 10 | 18.16 | 28.12 | 15.37 | 57.56 | 65.8 | 72.19 | 11.09
7173 | 299 | 10 | 17.94 | 25.73 | 15.37 | 52.8 | 63.24 | 68.05 | 11.09
7174 | 299 | 10 | 17.72 | 25.29 | 15.37 | 47.85 | 60.18 | 68.05 | 11.09
7175 | 299 | 10 | 13.83 | 24.99 | 11.24 | 47.85 | 55.37 | 66.06 | 11.09
7176 | 299 | 10 | 13.43 | 24.84 | 11.2 | 47.85 | 53.22 | 61.98 | 11.09
7177 | 300 | 10 | 13.43 | 24.84 | 11.2 | 47.85 | 48.15 | 59.57 | 11.09
7178 | 300 | 10 | 13.43 | 24.84 | 11.2 | 47.85 | 45.55 | 58.1 | 10.87
7179 | 300 | 10 | 13.04 | 24.84 | 11.2 | 47.85 | 45.99 | 58.1 | 10.71
7180 | 300 | 10 | 13.04 | 24.84 | 11.2 | 47.85 | 53.22 | 58.1 | 10.71
7181 | 300 | 10 | 13.43 | 24.84 | 11.2 | 47.85 | 53.22 | 59.24 | 10.71
7182 | 300 | 10 | 16.78 | 25.74 | 11.2 | 51.14 | 57.88 | 60.18 | 10.71
7183 | 300 | 10 | 18.16 | 28.12 | 11.2 | 56.86 | 63.24 | 68.35 | 11.09
7184 | 300 | 10 | 18.16 | 29.23 | 11.2 | 57.5 | 62.61 | 70.09 | 11.09
7185 | 300 | 10 | 18.16 | 29.23 | 11.24 | 57.5 | 61.4 | 68.35 | 11.09
7186 | 300 | 10 | 18.16 | 28.54 | 11.24 | 56.86 | 61.4 | 66.36 | 11.09
7187 | 300 | 10 | 18.16 | 27.3 | 11.2 | 53.77 | 61.4 | 62.27 | 10.68
7188 | 300 | 10 | 17.94 | 26.51 | 11.2 | 52.2 | 59.61 | 60.46 | 10.58
7189 | 300 | 10 | 17.94 | 25.74 | 11.2 | 48.33 | 57.88 | 58.1 | 10.68
7190 | 300 | 10 | 15.43 | 24.99 | 11.2 | 48.33 | 56.19 | 58.1 | 10.68
7191 | 300 | 10 | 17.94 | 24.99 | 11.2 | 48.33 | 56.19 | 59.57 | 10.68
7192 | 300 | 10 | 17.94 | 27.15 | 11.24 | 52.67 | 57.88 | 64.14 | 10.68
7193 | 300 | 10 | 18.16 | 29.23 | 11.24 | 55.38 | 62.61 | 66.06 | 11.09
7194 | 300 | 10 | 18.16 | 29.23 | 16.17 | 56.86 | 63.24 | 70.4 | 11.43
7195 | 300 | 10 | 18.16 | 34.82 | 16.17 | 56.86 | 62.61 | 68.35 | 11.43
7196 | 300 | 10 | 18.16 | 28.54 | 16.17 | 55.38 | 59.61 | 62.27 | 11.43
7197 | 300 | 10 | 18.16 | 25.29 | 15.76 | 47.85 | 55.37 | 62.27 | 11.43
7198 | 300 | 10 | 17.94 | 25.29 | 15.76 | 47.85 | 55.37 | 60.46 | 11.47
7199 | 300 | 10 | 17.72 | 24.99 | 15.76 | 47.85 | 55.37 | 59.84 | 11.43
7200 | 300 | 10 | 13.83 | 24.84 | 11.2 | 47.85 | 53.22 | 59.57 | 11.43
7201 | 301 | 10 | 13.04 | 24.84 | 11.24 | 47.85 | 53.22 | 57.09 | 11.48
7202 | 301 | 10 | 13.04 | 24.84 | 11.24 | 47.85 | 47.93 | 56.52 | 14.01
7203 | 301 | 10 | 13.04 | 24.84 | 11.2 | 47.85 | 46.54 | 56.52 | 14.01
7204 | 301 | 10 | 13.04 | 24.84 | 11.2 | 47.85 | 46.54 | 56.52 | 11.48
7205 | 301 | 10 | 13.43 | 24.84 | 11.2 | 47.85 | 52.72 | 56.52 | 11.2
7206 | 301 | 10 | 14.25 | 25.29 | 11.2 | 47.93 | 53.76 | 57.09 | 11.2
7207 | 301 | 10 | 18.16 | 28.54 | 11.2 | 55.38 | 61.4 | 66.06 | 11.36
7208 | 301 | 10 | 18.16 | 29.23 | 11.24 | 56.29 | 61.4 | 67.79 | 11.33
7209 | 301 | 10 | 18.16 | 29.23 | 14.16 | 54.25 | 61.4 | 61.64 | 11.47
7210 | 301 | 10 | 18.16 | 29.23 | 11.2 | 53.77 | 61.4 | 59.96 | 11.47
7211 | 301 | 10 | 18.16 | 27.3 | 11.2 | 52.67 | 59.61 | 58.8 | 11.47
7212 | 301 | 10 | 18.16 | 26.53 | 11.2 | 49.37 | 55.37 | 56.52 | 11.09
7213 | 301 | 10 | 18.16 | 26.51 | 11.2 | 48.88 | 53.76 | 56.52 | 11.09
7214 | 301 | 10 | 18.16 | 25.74 | 11.2 | 48.33 | 53.76 | 56.52 | 11.22
7215 | 301 | 10 | 18.16 | 27.3 | 11.2 | 48.33 | 53.76 | 56.52 | 11.43
7216 | 301 | 10 | 18.16 | 27.3 | 11.24 | 52.2 | 53.76 | 56.52 | 11.47
7217 | 301 | 10 | 18.16 | 28.12 | 16.17 | 54.25 | 59.61 | 60.46 | 16.14
7218 | 301 | 10 | 18.16 | 29.23 | 16.17 | 57.04 | 61.4 | 68.05 | 17.6
7219 | 301 | 10 | 18.16 | 29.23 | 16.17 | 57.04 | 61.4 | 68.05 | 17.6
7220 | 301 | 10 | 18.16 | 29.23 | 16.17 | 54.25 | 61.4 | 66.06 | 17.6
7221 | 301 | 10 | 18.16 | 26.51 | 16.17 | 53.77 | 53.76 | 62.27 | 17.6
7222 | 301 | 10 | 17.94 | 25.74 | 16.17 | 49.37 | 53.76 | 61.64 | 17.6
7223 | 301 | 10 | 16.78 | 24.99 | 16.17 | 47.85 | 53.76 | 59.84 | 17.6
7224 | 301 | 10 | 15.15 | 24.84 | 16.01 | 47.85 | 53.22 | 58.1 | 17.6
7225 | 302 | 10 | 13.43 | 24.84 | 16.01 | 47.85 | 53.76 | 61.65 | 17.6
7226 | 302 | 10 | 13.04 | 24.84 | 16.01 | 47.85 | 53.76 | 62.27 | 17.6
7227 | 302 | 10 | 12.86 | 24.84 | 16.17 | 47.85 | 53.22 | 64.14 | 17.6
7228 | 302 | 10 | 12.66 | 24.84 | 16.17 | 47.85 | 58.43 | 66.06 | 17.6
7229 | 302 | 10 | 13.43 | 24.84 | 16.17 | 47.85 | 61.4 | 66.73 | 12.79
7230 | 302 | 10 | 15.82 | 25.74 | 16.17 | 55.83 | 62.61 | 72.19 | 12.79
7231 | 302 | 10 | 17.94 | 30.91 | 16.17 | 60.51 | 575.24 | 623.48 | 25.87
7232 | 302 | 10 | 18.16 | 30.91 | 16.17 | 62.12 | 575.24 | 843.72 | 16.14
7233 | 302 | 10 | 17.94 | 30.91 | 16.17 | 60.51 | 575.24 | 819.14 | 11.47
7234 | 302 | 10 | 17.94 | 30.91 | 15.84 | 60.51 | 575.24 | 623.48 | 11.47
7235 | 302 | 10 | 17.94 | 27.33 | 11.24 | 56.29 | 544.03 | 77.72 | 11.47
7236 | 302 | 10 | 17.94 | 27.33 | 11.14 | 48.33 | 73.66 | 72.19 | 11.47
7237 | 302 | 10 | 17.81 | 27.3 | 10.23 | 47.85 | 71.51 | 66.06 | 11.47
7238 | 302 | 10 | 17.81 | 26.51 | 10.23 | 47.85 | 65.8 | 66.06 | 11.47
7239 | 302 | 10 | 17.81 | 26.51 | 10.23 | 47.85 | 71.51 | 66.06 | 11.47
7240 | 302 | 10 | 17.81 | 27.33 | 11.2 | 47.85 | 71.51 | 66.06 | 11.47
7241 | 302 | 10 | 17.94 | 30.91 | 11.24 | 48.33 | 84.13 | 70.09 | 11.47
7242 | 302 | 10 | 17.94 | 30.91 | 11.24 | 56.29 | 84.13 | 603.31 | 11.47
7243 | 302 | 10 | 17.94 | 30.91 | 11.24 | 56.29 | 84.13 | 623.48 | 13.37
7244 | 302 | 10 | 17.94 | 28.15 | 14.16 | 48.33 | 84.13 | 77.72 | 11.47
7245 | 302 | 10 | 16.3 | 26.51 | 14.16 | 47.85 | 61.4 | 70.09 | 11.47
7246 | 302 | 10 | 15.82 | 25.74 | 14.08 | 47.85 | 61.4 | 68.73 | 11.47
7247 | 302 | 10 | 15.82 | 24.99 | 11.24 | 47.85 | 61.4 | 66.73 | 11.47
7248 | 302 | 10 | 12.85 | 24.84 | 11.2 | 44.48 | 59.61 | 64.14 | 11.47
7249 | 303 | 10 | 12.66 | 24.84 | 10.34 | 42.29 | 42.61 | 50.7 | 11.47
7250 | 303 | 10 | 12.66 | 24.84 | 10.23 | 42.29 | 42.18 | 50.7 | 11.47
7251 | 303 | 10 | 12.66 | 24.84 | 8.06 | 42.29 | 42.18 | 50.19 | 11.33
7252 | 303 | 10 | 12.66 | 24.84 | 8.06 | 42.29 | 42.18 | 50.19 | 11.18
7253 | 303 | 10 | 12.66 | 24.84 | 7.73 | 42.29 | 42.18 | 50.19 | 11.09
7254 | 303 | 10 | 12.66 | 24.84 | 8.06 | 42.29 | 42.18 | 50.7 | 10.58
7255 | 303 | 10 | 13.04 | 24.84 | 10.23 | 42.71 | 42.61 | 51.02 | 11.09
7256 | 303 | 10 | 13.43 | 24.84 | 10.23 | 43.56 | 42.61 | 56.77 | 11.23
7257 | 303 | 10 | 14.25 | 24.99 | 10.23 | 43.56 | 45.55 | 59.05 | 6.07
7258 | 303 | 10 | 13.83 | 24.99 | 10.23 | 43.56 | 45.99 | 56.41 | 0.1
7259 | 303 | 10 | 13.04 | 24.84 | 10.23 | 43.56 | 42.61 | 50.7 | 0.1
7260 | 303 | 10 | 13.04 | 24.84 | 10.23 | 43.56 | 42.61 | 50.19 | 0.1
7261 | 303 | 10 | 12.66 | 24.84 | 8.06 | 43.56 | 42.61 | 50.19 | 1.78
7262 | 303 | 10 | 12.66 | 24.84 | 8.06 | 42.71 | 42.61 | 50.19 | 11.18
7263 | 303 | 10 | 12.66 | 24.84 | 8.06 | 43.56 | 42.18 | 50.19 | 11.18
7264 | 303 | 10 | 12.66 | 24.84 | 10.23 | 43.56 | 42.61 | 50.19 | 11.18
7265 | 303 | 10 | 13.83 | 24.84 | 11.2 | 47.85 | 45.55 | 50.7 | 0.1
7266 | 303 | 10 | 14.89 | 26.51 | 11.2 | 49.75 | 49.63 | 66.06 | 10.58
7267 | 303 | 10 | 14.89 | 25.74 | 11.2 | 49.75 | 49.63 | 64.14 | 11.47
7268 | 303 | 10 | 14.89 | 24.99 | 11.2 | 47.46 | 45.99 | 58.1 | 11.47
7269 | 303 | 10 | 13.43 | 24.84 | 11.2 | 43.56 | 45.55 | 56.77 | 11.47
7270 | 303 | 10 | 13.43 | 24.84 | 10.44 | 43.56 | 42.61 | 55.84 | 11.47
7271 | 303 | 10 | 13.04 | 24.84 | 10.44 | 43.56 | 42.61 | 53.71 | 11.47
7272 | 303 | 10 | 12.29 | 24.84 | 10.34 | 42.29 | 42.18 | 50.7 | 11.48
7273 | 304 | 10 | 12.29 | 24.84 | 10.23 | 42.2 | 40.27 | 37.98 | 11.48
7274 | 304 | 10 | 12.29 | 24.84 | 10.23 | 42.2 | 40.27 | 37.98 | 11.48
7275 | 304 | 10 | 12.29 | 24.84 | 10.23 | 42.2 | 40.27 | 37.98 | 11.43
7276 | 304 | 10 | 12.29 | 24.84 | 10.23 | 42.2 | 40.27 | 37.98 | 11.33
7277 | 304 | 10 | 12.29 | 24.84 | 10.23 | 42.2 | 40.27 | 37.98 | 11.09
7278 | 304 | 10 | 12.29 | 24.84 | 10.3 | 42.2 | 40.27 | 37.98 | 11.09
7279 | 304 | 10 | 12.29 | 24.84 | 11.14 | 42.2 | 40.27 | 37.98 | 11.18
7280 | 304 | 10 | 12.29 | 24.84 | 11.2 | 42.2 | 40.27 | 38.27 | 11.18
7281 | 304 | 10 | 12.66 | 24.84 | 11.2 | 42.29 | 40.27 | 38.36 | 11.22
7282 | 304 | 10 | 12.66 | 24.84 | 11.2 | 42.29 | 40.27 | 37.98 | 11.22
7283 | 304 | 10 | 12.29 | 24.84 | 11.2 | 42.2 | 40.27 | 37.98 | 11.22
7284 | 304 | 10 | 12.29 | 24.84 | 11.2 | 42.2 | 40.27 | 37.98 | 11.22
7285 | 304 | 10 | 12.29 | 24.84 | 11.2 | 42.2 | 40.27 | 37.98 | 11.22
7286 | 304 | 10 | 12.29 | 24.84 | 11.2 | 42.2 | 40.27 | 37.98 | 10.58
7287 | 304 | 10 | 12.29 | 24.84 | 11.2 | 42.2 | 40.27 | 37.98 | 11.48
7288 | 304 | 10 | 12.29 | 24.84 | 11.2 | 42.63 | 42.56 | 37.98 | 17.9
7289 | 304 | 10 | 13.04 | 24.84 | 11.24 | 44.48 | 45.18 | 50.13 | 17.9
7290 | 304 | 10 | 15.34 | 26.05 | 17.49 | 47.85 | 52.19 | 56.98 | 17.9
7291 | 304 | 10 | 17.94 | 27.3 | 17.73 | 50.35 | 53.59 | 66.06 | 18.35
7292 | 304 | 10 | 15.34 | 26.84 | 17.73 | 47.85 | 50.16 | 66.06 | 18.35
7293 | 304 | 10 | 15.34 | 25.29 | 17.73 | 46.58 | 45.99 | 61.64 | 18.35
7294 | 304 | 10 | 15.34 | 24.84 | 17.73 | 44.74 | 45.99 | 59.65 | 18.34
7295 | 304 | 10 | 15.34 | 24.84 | 17.73 | 44.74 | 45.99 | 61.64 | 18.34
7296 | 304 | 10 | 13.83 | 24.84 | 17.47 | 44.74 | 45.99 | 59.65 | 18.34
7297 | 305 | 11 | 13.04 | 24.84 | 15.83 | 43.56 | 46.07 | 58.1 | 18.34
7298 | 305 | 11 | 13.04 | 24.84 | 12.3 | 43.56 | 46.07 | 58.1 | 18.34
7299 | 305 | 11 | 13.04 | 24.84 | 12.3 | 43.47 | 45.55 | 58.1 | 18.34
7300 | 305 | 11 | 13.04 | 24.84 | 12.3 | 43.64 | 45.55 | 58.1 | 18.04
7301 | 305 | 11 | 13.04 | 24.84 | 12.3 | 47.46 | 45.55 | 58.1 | 18.64
7302 | 305 | 11 | 13.43 | 24.84 | 12.3 | 47.46 | 52.69 | 64.14 | 18.92
7303 | 305 | 11 | 14.25 | 26.51 | 12.3 | 51.14 | 61.4 | 68.35 | 20.85
7304 | 305 | 11 | 17.94 | 28.12 | 30.11 | 53.77 | 62.61 | 72.19 | 20.85
7305 | 305 | 11 | 17.94 | 28.97 | 30.5 | 55.38 | 62.61 | 77.72 | 20.85
7306 | 305 | 11 | 17.94 | 28.12 | 30.31 | 52.67 | 61.4 | 68.35 | 14.67
7307 | 305 | 11 | 17.94 | 26.51 | 30.31 | 51.14 | 61.4 | 64.14 | 11.43
7308 | 305 | 11 | 15.24 | 26.51 | 30.31 | 47.85 | 61.4 | 58.1 | 11.18
7309 | 305 | 11 | 15.24 | 25.74 | 30.5 | 47.85 | 61.4 | 58.1 | 16.56
7310 | 305 | 11 | 15.24 | 25.74 | 29.98 | 47.85 | 53.22 | 53.71 | 17.82
7311 | 305 | 11 | 15.24 | 25.74 | 30.61 | 47.85 | 53.22 | 58.1 | 17.62
7312 | 305 | 11 | 16.27 | 27.3 | 30.63 | 49.28 | 53.22 | 58.1 | 25.64
7313 | 305 | 11 | 17.94 | 29.23 | 30.63 | 57.04 | 73.66 | 93.24 | 13.18
7314 | 305 | 11 | 18.16 | 34.82 | 30.63 | 60.31 | 575.24 | 843.72 | 38.12
7315 | 305 | 11 | 18.16 | 36.01 | 30.63 | 62.12 | 843.72 | 843.72 | 25.64
7316 | 305 | 11 | 18.16 | 34.82 | 30.63 | 58.75 | 575.24 | 843.72 | 25.64
7317 | 305 | 11 | 17.94 | 29.23 | 30.44 | 57.04 | 558.49 | 614.36 | 25.64
7318 | 305 | 11 | 17.94 | 28.12 | 29.98 | 55.38 | 73.66 | 93.24 | 25.64
7319 | 305 | 11 | 17.94 | 26.51 | 29.98 | 52.67 | 64.49 | 81.63 | 25.64
7320 | 305 | 11 | 17.83 | 25.74 | 30.1 | 48.48 | 62.61 | 79.25 | 25.64
7321 | 306 | 11 | 17.83 | 25.17 | 24.28 | 48.48 | 62.61 | 79.25 | 25.64
7322 | 306 | 11 | 13.83 | 24.84 | 20.87 | 47.85 | 46.92 | 79.25 | 22.52
7323 | 306 | 11 | 13.83 | 24.84 | 21.32 | 47.85 | 46.92 | 79.25 | 18.92
7324 | 306 | 11 | 13.83 | 24.84 | 21.32 | 47.85 | 46.92 | 79.25 | 18.01
7325 | 306 | 11 | 13.83 | 24.84 | 29.78 | 47.85 | 46.92 | 79.25 | 18.01
7326 | 306 | 11 | 13.83 | 24.84 | 30.5 | 47.85 | 46.92 | 79.25 | 18.19
7327 | 306 | 11 | 16.27 | 25.74 | 30.44 | 47.85 | 47.39 | 80.05 | 25.64
7328 | 306 | 11 | 16.27 | 26.51 | 30.5 | 47.85 | 47.39 | 93.24 | 18.19
7329 | 306 | 11 | 16.27 | 29.23 | 30.63 | 48.33 | 55.2 | 93.24 | 18.28
7330 | 306 | 11 | 16.27 | 29.23 | 22.57 | 48.33 | 55.2 | 80.05 | 15.65
7331 | 306 | 11 | 13.83 | 25.74 | 30.5 | 47.85 | 46.92 | 53.71 | 18.3
7332 | 306 | 11 | 13.83 | 25.29 | 16 | 47.85 | 46.92 | 53.71 | 11.43
7333 | 306 | 11 | 13.83 | 25.29 | 30.5 | 47.85 | 46.92 | 53.71 | 18.3
7334 | 306 | 11 | 13.83 | 25.29 | 30.63 | 47.85 | 46.92 | 53.71 | 18.92
7335 | 306 | 11 | 13.83 | 25.74 | 16 | 47.85 | 46.92 | 53.71 | 11.33
7336 | 306 | 11 | 14.67 | 26.71 | 16 | 47.85 | 46.92 | 53.71 | 11.47
7337 | 306 | 11 | 16.27 | 29.23 | 29.98 | 56.29 | 46.92 | 55.32 | 15.65
7338 | 306 | 11 | 17.94 | 34.96 | 30.31 | 60.31 | 575.24 | 603.31 | 38.12
7339 | 306 | 11 | 17.94 | 34.96 | 29.98 | 62.12 | 575.24 | 603.31 | 23.17
7340 | 306 | 11 | 17.81 | 29.23 | 29.98 | 57.04 | 61.4 | 72.19 | 22.52
7341 | 306 | 11 | 16.27 | 28.12 | 29.98 | 56.29 | 55.2 | 63.19 | 22.52
7342 | 306 | 11 | 16.27 | 27.3 | 29.98 | 47.85 | 47.39 | 53.71 | 18.92
7343 | 306 | 11 | 16.27 | 26.51 | 30.27 | 47.85 | 47.39 | 53.71 | 18.35
7344 | 306 | 11 | 13.83 | 24.84 | 29.95 | 47.85 | 46.92 | 53.71 | 17.78
7345 | 307 | 11 | 13.83 | 24.84 | 29.68 | 47.85 | 46.92 | 53.71 | 17.9
7346 | 307 | 11 | 13.83 | 24.84 | 29.39 | 47.85 | 46.92 | 53.71 | 17.9
7347 | 307 | 11 | 13.43 | 24.84 | 27.86 | 47.85 | 45.55 | 53.71 | 17.9
7348 | 307 | 11 | 13.43 | 24.84 | 21.32 | 47.85 | 45.55 | 53.71 | 14.14
7349 | 307 | 11 | 13.43 | 24.84 | 21.32 | 47.85 | 45.55 | 51.64 | 14.14
7350 | 307 | 11 | 13.83 | 24.84 | 27.1 | 47.85 | 46.92 | 53.71 | 14.14
7351 | 307 | 11 | 17.29 | 26.53 | 30.17 | 47.85 | 46.92 | 60.75 | 17.83
7352 | 307 | 11 | 17.81 | 30.91 | 30.44 | 47.85 | 61.4 | 72.19 | 14.14
7353 | 307 | 11 | 17.94 | 30.91 | 30.44 | 60.31 | 562.2 | 72.19 | 14.14
7354 | 307 | 11 | 17.94 | 28.99 | 29.98 | 60.31 | 542.22 | 72.19 | 11.47
7355 | 307 | 11 | 17.94 | 28.15 | 30.5 | 57.04 | 477.87 | 72.19 | 14.14
7356 | 307 | 11 | 17.94 | 28.15 | 27.86 | 57.04 | 477.87 | 70.09 | 11.47
7357 | 307 | 11 | 17.94 | 28.15 | 29.98 | 51.26 | 542.22 | 61.36 | 17.83
7358 | 307 | 11 | 17.94 | 28.15 | 25.86 | 58.75 | 542.22 | 61.36 | 17.83
7359 | 307 | 11 | 17.94 | 29.66 | 27.5 | 60.31 | 575.24 | 66.06 | 11.47
7360 | 307 | 11 | 17.94 | 30.91 | 30.5 | 60.31 | 575.24 | 66.06 | 17.9
7361 | 307 | 11 | 17.94 | 34.82 | 30.35 | 60.51 | 575.24 | 80.86 | 18.01
7362 | 307 | 11 | 18.16 | 37.09 | 30.5 | 843.72 | 628.58 | 843.72 | 18.01
7363 | 307 | 11 | 18.34 | 37.09 | 30.5 | 843.72 | 843.72 | 843.72 | 18.22
7364 | 307 | 11 | 17.94 | 34.82 | 30.5 | 62.12 | 594.47 | 843.72 | 18.22
7365 | 307 | 11 | 17.94 | 30.91 | 30.35 | 60.31 | 575.24 | 80.86 | 11.48
7366 | 307 | 11 | 17.81 | 28.15 | 30.26 | 47.85 | 61.4 | 72.19 | 11.47
7367 | 307 | 11 | 17.81 | 28.04 | 30.17 | 47.85 | 61.4 | 72.19 | 11.47
7368 | 307 | 11 | 15.82 | 25.74 | 30.17 | 47.85 | 61.4 | 72.19 | 11.47
7369 | 308 | 11 | 15.24 | 25.51 | 30 | 47.37 | 61.4 | 69.43 | 11.47
7370 | 308 | 11 | 14.25 | 24.99 | 30.27 | 47.37 | 61.4 | 68.73 | 11.47
7371 | 308 | 11 | 13.43 | 24.84 | 30.27 | 44.74 | 61.4 | 68.73 | 11.47
7372 | 308 | 11 | 13.04 | 24.84 | 30.35 | 44.74 | 61.4 | 68.73 | 11.47
7373 | 308 | 11 | 13.43 | 24.84 | 30.5 | 44.74 | 61.4 | 68.73 | 11.47
7374 | 308 | 11 | 15.8 | 25.25 | 30.5 | 47.37 | 61.4 | 68.73 | 11.47
7375 | 308 | 11 | 17.29 | 26.51 | 30.93 | 47.37 | 62.61 | 74.7 | 11.47
7376 | 308 | 11 | 17.81 | 30.01 | 37.12 | 52.67 | 65.14 | 80.05 | 11.47
7377 | 308 | 11 | 17.94 | 29.14 | 37.12 | 54.15 | 73.66 | 566.8 | 11.47
7378 | 308 | 11 | 17.94 | 27.33 | 37.12 | 52.67 | 73.66 | 80.05 | 11.43
7379 | 308 | 11 | 17.29 | 27.3 | 37.12 | 51.04 | 62.61 | 68.73 | 1.94
7380 | 308 | 11 | 17.29 | 27.3 | 37.12 | 47.85 | 62.61 | 68.73 | 0.1
7381 | 308 | 11 | 17.29 | 27.3 | 37.12 | 47.85 | 62.61 | 68.73 | 0.1
7382 | 308 | 11 | 16.78 | 27.33 | 37.12 | 47.85 | 62.61 | 68.73 | 11.47
7383 | 308 | 11 | 16.78 | 27.33 | 37.12 | 47.85 | 62.61 | 68.73 | 11.47
7384 | 308 | 11 | 17.81 | 28.97 | 37.12 | 47.85 | 62.61 | 68.73 | 11.47
7385 | 308 | 11 | 17.81 | 30.01 | 37.12 | 56.29 | 73.66 | 553.95 | 11.47
7386 | 308 | 11 | 18.06 | 32.12 | 37.12 | 64.2 | 843.72 | 819.14 | 11.47
7387 | 308 | 11 | 18.34 | 30.91 | 37.12 | 843.72 | 843.72 | 819.14 | 11.47
7388 | 308 | 11 | 18.34 | 30.01 | 30.96 | 62.12 | 766.99 | 819.14 | 11.47
7389 | 308 | 11 | 17.94 | 28.15 | 30.27 | 54.25 | 73.66 | 585.74 | 11.47
7390 | 308 | 11 | 17.29 | 26.51 | 30.27 | 47.85 | 62.61 | 93.24 | 11.47
7391 | 308 | 11 | 17.29 | 26.51 | 30.31 | 47.85 | 66.42 | 96.04 | 11.47
7392 | 308 | 11 | 15.82 | 25.74 | 28.66 | 47.85 | 62.61 | 81.63 | 11.47
7393 | 309 | 11 | 15.24 | 25.74 | 15.29 | 47.85 | 62.61 | 81.63 | 13.37
7394 | 309 | 11 | 15.24 | 25.29 | 11.24 | 47.85 | 62.61 | 81.63 | 11.47
7395 | 309 | 11 | 14.67 | 24.99 | 11.24 | 47.85 | 62.61 | 80.81 | 11.47
7396 | 309 | 11 | 14.25 | 24.99 | 11.24 | 47.85 | 62.61 | 80.81 | 11.47
7397 | 309 | 11 | 14.25 | 25.29 | 11.24 | 47.85 | 62.61 | 80.81 | 11.47
7398 | 309 | 11 | 15.57 | 25.74 | 11.24 | 47.85 | 62.61 | 81.63 | 11.47
7399 | 309 | 11 | 18.16 | 27.96 | 11.24 | 57.04 | 450.44 | 553.95 | 13.37
7400 | 309 | 11 | 18.34 | 31.84 | 11.24 | 60.51 | 819.14 | 843.72 | 11.47
7401 | 309 | 11 | 18.34 | 32.79 | 11.24 | 60.51 | 843.72 | 843.72 | 11.47
7402 | 309 | 11 | 18.34 | 34.82 | 11.2 | 60.51 | 608.25 | 843.72 | 11.47
7403 | 309 | 11 | 18.16 | 31.84 | 11.2 | 60.51 | 579.06 | 97.01 | 11.47
7404 | 309 | 11 | 18.16 | 31.84 | 11.2 | 60.51 | 575.24 | 82.45 | 11.47
7405 | 309 | 11 | 18.16 | 31.84 | 10.23 | 57.04 | 575.24 | 82.45 | 11.47
7406 | 309 | 11 | 18.16 | 29.83 | 11.2 | 57.04 | 558.49 | 82.45 | 11.47
7407 | 309 | 11 | 17.94 | 28.99 | 11.2 | 58.75 | 575.24 | 82.45 | 11.47
7408 | 309 | 11 | 17.94 | 28.99 | 11.24 | 60.51 | 575.24 | 82.45 | 11.47
7409 | 309 | 11 | 18.16 | 31.84 | 11.24 | 60.51 | 575.24 | 97.01 | 11.47
7410 | 309 | 11 | 18.16 | 33.81 | 11.24 | 62.12 | 610.28 | 843.72 | 11.47
7411 | 309 | 11 | 18.34 | 31.84 | 11.24 | 60.51 | 843.72 | 843.72 | 11.47
7412 | 309 | 11 | 18.16 | 28.97 | 17.77 | 60.51 | 575.24 | 795.29 | 0.97
7413 | 309 | 11 | 17.81 | 27.72 | 17.32 | 47.85 | 63.24 | 93.24 | 0.97
7414 | 309 | 11 | 16.27 | 25.74 | 15.79 | 47.85 | 62.61 | 80.81 | 4.32
7415 | 309 | 11 | 15.82 | 25.74 | 17.12 | 47.85 | 62.61 | 79.25 | 11.22
7416 | 309 | 11 | 15.82 | 25.29 | 17.12 | 47.46 | 61.4 | 68.05 | 0.1
7417 | 310 | 11 | 12.66 | 24.84 | 15.79 | 42.29 | 43.15 | 47.16 | 1.75
7418 | 310 | 11 | 12.49 | 24.84 | 16.46 | 41.86 | 41.48 | 46.69 | 0.19
7419 | 310 | 11 | 12.49 | 24.26 | 15.79 | 40.96 | 41.48 | 46.69 | 0.97
7420 | 310 | 11 | 12.49 | 24.11 | 15.79 | 39.12 | 42.72 | 46.69 | 0.97
7421 | 310 | 11 | 12.49 | 24.84 | 17.32 | 39.12 | 42.72 | 46.69 | 0.1
7422 | 310 | 11 | 12.49 | 24.84 | 17.37 | 39.77 | 42.72 | 46.69 | 0.64
7423 | 310 | 11 | 12.49 | 24.84 | 18.16 | 41.86 | 43.35 | 47.16 | 11.47
7424 | 310 | 11 | 12.66 | 24.84 | 26.28 | 42.29 | 43.79 | 48.86 | 11.47
7425 | 310 | 11 | 13.43 | 24.99 | 29.45 | 44.74 | 45.99 | 53.51 | 11.47
7426 | 310 | 11 | 14.05 | 24.99 | 28.6 | 44.93 | 46.07 | 53.71 | 2.88
7427 | 310 | 11 | 13.83 | 24.99 | 30.31 | 45.61 | 45.99 | 50.03 | 0.1
7428 | 310 | 11 | 13.83 | 24.99 | 29.45 | 45.61 | 45.99 | 48.57 | 0.1
7429 | 310 | 11 | 13.29 | 24.99 | 30.5 | 44.74 | 45.55 | 48.57 | 0.1
7430 | 310 | 11 | 12.49 | 24.84 | 30.31 | 42.29 | 43.35 | 46.69 | 0.1
7431 | 310 | 11 | 12.49 | 24.84 | 30.31 | 41.86 | 43.35 | 46.69 | 0.1
7432 | 310 | 11 | 12.83 | 24.84 | 30.31 | 41.86 | 43.35 | 48.86 | 10.58
7433 | 310 | 11 | 13.04 | 24.84 | 30.5 | 44.74 | 45.99 | 50.44 | 4.32
7434 | 310 | 11 | 14.69 | 25.74 | 30.5 | 46.03 | 48.8 | 54.93 | 10.58
7435 | 310 | 11 | 15.34 | 25.74 | 30.72 | 46.03 | 48.7 | 53.71 | 0.97
7436 | 310 | 11 | 13.83 | 24.99 | 30.72 | 46.03 | 45.18 | 48.86 | 0.97
7437 | 310 | 11 | 13.04 | 24.99 | 30.5 | 43.91 | 43.35 | 47.16 | 0.97
7438 | 310 | 11 | 12.66 | 24.84 | 30.31 | 43.56 | 42.72 | 46.69 | 1.94
7439 | 310 | 11 | 13.04 | 24.84 | 30.27 | 43.47 | 42.72 | 46.22 | 0.1
7440 | 310 | 11 | 13.04 | 24.84 | 29.83 | 42.17 | 41.48 | 45.9 | 0.1
7441 | 311 | 11 | 12.66 | 24.84 | 29.61 | 36.92 | 41.06 | 35.8 | 0.1
7442 | 311 | 11 | 12.66 | 24.84 | 29.11 | 36.92 | 41.06 | 35.8 | 0.1
7443 | 311 | 11 | 12.49 | 24.84 | 29.4 | 36.92 | 41.06 | 35.8 | 0.1
7444 | 311 | 11 | 12.49 | 24.84 | 30.32 | 35.85 | 41.06 | 35.8 | 11.18
7445 | 311 | 11 | 12.49 | 24.84 | 30.44 | 35.85 | 41.06 | 36.16 | 10.43
7446 | 311 | 11 | 12.49 | 24.84 | 30.5 | 36.92 | 41.48 | 36.18 | 11.23
7447 | 311 | 11 | 12.49 | 24.84 | 30.5 | 38.03 | 41.48 | 36.5 | 11.47
7448 | 311 | 11 | 12.49 | 24.84 | 37.12 | 38.03 | 41.48 | 36.87 | 11.22
7449 | 311 | 11 | 12.66 | 24.84 | 37.12 | 39.12 | 41.48 | 38.39 | 0.1
7450 | 311 | 11 | 13.04 | 24.84 | 37.12 | 43.56 | 42.61 | 40.89 | 0.1
7451 | 311 | 11 | 12.66 | 24.84 | 37.12 | 43.56 | 41.48 | 36.87 | 0.1
7452 | 311 | 11 | 12.66 | 24.84 | 37.12 | 43.56 | 41.48 | 36.5 | 0.1
7453 | 311 | 11 | 12.66 | 24.84 | 30.98 | 43.56 | 41.37 | 36.18 | 0.1
7454 | 311 | 11 | 12.49 | 24.84 | 30.98 | 43.39 | 41.06 | 35.8 | 0.1
7455 | 311 | 11 | 12.49 | 24.84 | 37.12 | 40.96 | 41.06 | 35.8 | 0.1
7456 | 311 | 11 | 12.49 | 24.84 | 37.12 | 43.39 | 41.48 | 35.8 | 0.1
7457 | 311 | 11 | 12.49 | 24.84 | 46.52 | 43.39 | 41.48 | 36.5 | 0.1
7458 | 311 | 11 | 13.83 | 25.59 | 46.52 | 43.56 | 43.35 | 40.89 | 0.1
7459 | 311 | 11 | 15.82 | 25.29 | 46.52 | 43.56 | 43.35 | 40.89 | 0.1
7460 | 311 | 11 | 14.91 | 24.99 | 46.52 | 43.39 | 42.56 | 36.5 | 0.1
7461 | 311 | 11 | 14.91 | 24.84 | 37.12 | 42.17 | 42.56 | 35.8 | 0.1
7462 | 311 | 11 | 14.67 | 24.84 | 37.12 | 42.17 | 41.37 | 34.25 | 0.97
7463 | 311 | 11 | 14.91 | 24.84 | 37.12 | 42.17 | 41.06 | 35.8 | 0.1
7464 | 311 | 11 | 14.91 | 24.99 | 30.9 | 42.17 | 41.48 | 35.8 | 0.1
7465 | 312 | 11 | 13.85 | 24.84 | 30.5 | 44.74 | 50.16 | 48.86 | 9.66
7466 | 312 | 11 | 13.45 | 24.84 | 29.35 | 44.29 | 50.16 | 53.71 | 10.99
7467 | 312 | 11 | 13.45 | 24.84 | 28.87 | 42.19 | 53.22 | 67.36 | 11.09
7468 | 312 | 11 | 13.45 | 24.84 | 28.75 | 39.12 | 46.07 | 67.36 | 11.33
7469 | 312 | 11 | 13.45 | 24.84 | 29.45 | 42.19 | 53.22 | 68.05 | 11.33
7470 | 312 | 11 | 15.82 | 24.99 | 28.58 | 45.04 | 61.4 | 68.05 | 11.47
7471 | 312 | 11 | 18.34 | 25.74 | 30.32 | 47.85 | 62.61 | 603.31 | 18.34
7472 | 312 | 11 | 18.36 | 35.87 | 30.44 | 62.12 | 575.24 | 843.72 | 11.48
7473 | 312 | 11 | 18.36 | 36.94 | 30.72 | 62.12 | 594.47 | 843.72 | 11.47
7474 | 312 | 11 | 18.36 | 30.1 | 30.72 | 62.12 | 575.24 | 623.48 | 11.18
7475 | 312 | 11 | 18.34 | 28.12 | 29.9 | 62.12 | 74.4 | 72.19 | 0.1
7476 | 312 | 11 | 18.34 | 28.12 | 11.2 | 62.12 | 63.24 | 68.05 | 10.58
7477 | 312 | 11 | 18.25 | 27.3 | 11.2 | 55.88 | 63.24 | 68.05 | 0.1
7478 | 312 | 11 | 18.16 | 27.3 | 11.2 | 57.56 | 63.24 | 68.05 | 10.58
7479 | 312 | 11 | 18.16 | 27.3 | 11.2 | 60.51 | 63.24 | 68.05 | 0.1
7480 | 312 | 11 | 18.16 | 27.3 | 11.2 | 62.12 | 64.49 | 68.05 | 10.58
7481 | 312 | 11 | 18.16 | 29.23 | 30.31 | 62.12 | 66.42 | 74.7 | 0.1
7482 | 312 | 11 | 18.34 | 32.79 | 30.31 | 62.12 | 632.76 | 587.69 | 0.97
7483 | 312 | 11 | 18.36 | 28.95 | 30.31 | 62.12 | 573.34 | 553.95 | 0.1
7484 | 312 | 11 | 18.34 | 27.3 | 19.12 | 52.67 | 61.4 | 68.05 | 4.32
7485 | 312 | 11 | 15.82 | 25.74 | 15.99 | 46.11 | 57.88 | 51.72 | 1.94
7486 | 312 | 11 | 14.91 | 25.29 | 15.99 | 46.11 | 46.75 | 46.01 | 0.1
7487 | 312 | 11 | 14.91 | 24.84 | 15.91 | 43.56 | 44.65 | 35.8 | 0.97
7488 | 312 | 11 | 14.91 | 24.84 | 13.27 | 42.17 | 41.48 | 33.67 | 0.97
7489 | 313 | 11 | 13.43 | 24.84 | 13.27 | 40.96 | 35.06 | 33.67 | 0.97
7490 | 313 | 11 | 13.43 | 24.84 | 13.27 | 41.89 | 35.06 | 33.67 | 0.1
7491 | 313 | 11 | 13.04 | 24.84 | 10.57 | 40.96 | 31.51 | 33.67 | 6.88
7492 | 313 | 11 | 13.04 | 24.84 | 10.57 | 40.96 | 31.51 | 33.67 | 6.88
7493 | 313 | 11 | 13.04 | 24.84 | 13.27 | 41.89 | 32.45 | 33.73 | 6.88
7494 | 313 | 11 | 14.91 | 24.84 | 13.27 | 41.89 | 36.82 | 33.73 | 0.97
7495 | 313 | 11 | 17.94 | 25.59 | 13.27 | 44.45 | 44 | 34.25 | 8.76
7496 | 313 | 11 | 18.34 | 25.74 | 15.99 | 50.35 | 46.75 | 39.62 | 8.76
7497 | 313 | 11 | 18.34 | 26.05 | 19.12 | 50.35 | 46.75 | 39.62 | 8.76
7498 | 313 | 11 | 18.34 | 25.74 | 19.12 | 49.28 | 45.55 | 39.62 | 0.1
7499 | 313 | 11 | 18.34 | 25.74 | 18 | 44.86 | 44 | 35.09 | 0.1
7500 | 313 | 11 | 18.26 | 25.74 | 19.12 | 44.69 | 44 | 34.74 | 0.1
7501 | 313 | 11 | 17.29 | 25.74 | 19.12 | 43.56 | 42.56 | 34.07 | 0.1
7502 | 313 | 11 | 15.82 | 25.29 | 11.2 | 43.56 | 41.93 | 34.07 | 0.1
7503 | 313 | 11 | 15.82 | 25.29 | 11.2 | 43.56 | 41.93 | 34.07 | 0.1
7504 | 313 | 11 | 15.82 | 25.74 | 15.99 | 44.69 | 42.78 | 34.07 | 0.1
7505 | 313 | 11 | 17.29 | 25.74 | 19.12 | 44.86 | 44 | 34.07 | 0.1
7506 | 313 | 11 | 18.34 | 25.74 | 19.12 | 49.28 | 44.89 | 35.09 | 0.17
7507 | 313 | 11 | 18.36 | 26.51 | 19.12 | 49.62 | 44 | 35.09 | 0.16
7508 | 313 | 11 | 18.34 | 25.74 | 15.99 | 46.21 | 44 | 35.09 | 0.16
7509 | 313 | 11 | 17.94 | 25.74 | 11.2 | 43.47 | 42.56 | 34.25 | 0.1
7510 | 313 | 11 | 15.82 | 24.99 | 11.2 | 43.39 | 37.2 | 33.73 | 0.1
7511 | 313 | 11 | 14.91 | 25.29 | 10.93 | 42.35 | 36.82 | 33.73 | 0.1
7512 | 313 | 11 | 14.91 | 24.84 | 10.53 | 31.49 | 31.51 | 33.67 | 0.1
7513 | 314 | 11 | 13.83 | 24.84 | 10.34 | 30.91 | 30.91 | 33.67 | 0.1
7514 | 314 | 11 | 11.48 | 24.84 | 10.34 | 30.23 | 29.46 | 33.67 | 0.1
7515 | 314 | 11 | 11.26 | 24.73 | 10.3 | 30.23 | 29.28 | 33.67 | 0.1
7516 | 314 | 11 | 11.09 | 24.73 | 10.3 | 30.03 | 29.28 | 33.67 | 0.1
7517 | 314 | 11 | 9.44 | 24.73 | 10.3 | 30.23 | 29.46 | 33.67 | 0.1
7518 | 314 | 11 | 13.83 | 24.84 | 10.3 | 30.91 | 30.01 | 33.67 | 0.1
7519 | 314 | 11 | 14.67 | 24.84 | 10.34 | 43.47 | 33.01 | 33.67 | 0.1
7520 | 314 | 11 | 17.94 | 25.29 | 10.34 | 43.56 | 41.9 | 34.07 | 0.1
7521 | 314 | 11 | 18.16 | 25.74 | 11.01 | 44.69 | 41.93 | 34.07 | 0.1
7522 | 314 | 11 | 18.16 | 25.74 | 11.14 | 44.69 | 42.56 | 34.07 | 0.1
7523 | 314 | 11 | 18.16 | 25.74 | 11.1 | 44.69 | 42.56 | 34.07 | 0.1
7524 | 314 | 11 | 18.16 | 25.74 | 10.34 | 44.69 | 43.83 | 34.07 | 0.1
7525 | 314 | 11 | 18.16 | 25.74 | 10.34 | 44.69 | 42.56 | 34.07 | 0.1
7526 | 314 | 11 | 18.16 | 25.74 | 10.34 | 46.11 | 43.83 | 34.07 | 0.1
7527 | 314 | 11 | 17.94 | 25.74 | 10.34 | 46.11 | 45.55 | 34.07 | 0.1
7528 | 314 | 11 | 17.94 | 25.74 | 10.53 | 46.11 | 45.55 | 34.07 | 0.1
7529 | 314 | 11 | 18.16 | 25.74 | 11.2 | 47.85 | 46.07 | 34.25 | 0.1
7530 | 314 | 11 | 18.36 | 26.51 | 15.29 | 52.67 | 47.45 | 44.11 | 0.75
7531 | 314 | 11 | 18.36 | 26.51 | 11.2 | 53.22 | 47.45 | 40.08 | 0.75
7532 | 314 | 11 | 18.16 | 26.51 | 11.2 | 52.2 | 46.07 | 34.29 | 0.75
7533 | 314 | 11 | 18.16 | 25.74 | 11.2 | 46.3 | 45.55 | 34.07 | 0.75
7534 | 314 | 11 | 17.29 | 25.29 | 10.53 | 44.77 | 42.72 | 34.07 | 0.75
7535 | 314 | 11 | 17.29 | 25.29 | 10.53 | 43.56 | 41.93 | 34.07 | 0.1
7536 | 314 | 11 | 16.29 | 25.29 | 10.34 | 43.47 | 41.48 | 34.07 | 0.1
7537 | 315 | 11 | 14.91 | 24.99 | 10.34 | 42.17 | 39.16 | 34.07 | 0.1
7538 | 315 | 11 | 14.91 | 24.84 | 10.34 | 40.3 | 39.16 | 34.07 | 0.1
7539 | 315 | 11 | 14.91 | 24.84 | 10.34 | 40.3 | 39.16 | 34.07 | 0.1
7540 | 315 | 11 | 14.71 | 24.84 | 10.34 | 35.1 | 39.16 | 34.07 | 0.1
7541 | 315 | 11 | 14.71 | 24.84 | 10.34 | 42.17 | 39.16 | 34.07 | 0.1
7542 | 315 | 11 | 14.91 | 24.99 | 10.34 | 42.17 | 41.93 | 34.25 | 0.1
7543 | 315 | 11 | 18.25 | 25.59 | 11.2 | 44.86 | 46.31 | 35.31 | 4.32
7544 | 315 | 11 | 18.36 | 26.05 | 11.2 | 52.2 | 59.02 | 50.13 | 4.32
7545 | 315 | 11 | 18.36 | 27.3 | 11.24 | 52.64 | 59.02 | 50.13 | 4.32
7546 | 315 | 11 | 18.36 | 27.3 | 15.99 | 52.64 | 59.02 | 50.13 | 4.32
7547 | 315 | 11 | 18.36 | 26.51 | 15.99 | 51.86 | 59.02 | 50.13 | 0.1
7548 | 315 | 11 | 18.36 | 25.82 | 15.99 | 51.86 | 59.02 | 48.86 | 0.1
7549 | 315 | 11 | 18.34 | 25.74 | 12.67 | 50.35 | 57.88 | 48.67 | 0.1
7550 | 315 | 11 | 18.16 | 25.74 | 12.67 | 48.88 | 57.88 | 48.86 | 0.1
7551 | 315 | 11 | 17.94 | 25.74 | 12.67 | 47.85 | 57.88 | 50.13 | 0.1
7552 | 315 | 11 | 17.94 | 25.74 | 17.77 | 47.85 | 57.88 | 50.13 | 0.1
7553 | 315 | 11 | 18.16 | 25.76 | 15.99 | 52.64 | 59.61 | 51.2 | 10.17
7554 | 315 | 11 | 18.36 | 29.1 | 20.07 | 58.75 | 560.35 | 54.87 | 11.44
7555 | 315 | 11 | 18.36 | 28.15 | 22.57 | 57.04 | 574.79 | 54.87 | 4.32
7556 | 315 | 11 | 18.36 | 26.51 | 22.57 | 53.77 | 62.61 | 53.27 | 4.32
7557 | 315 | 11 | 18.36 | 25.74 | 22.57 | 50.35 | 57.88 | 50.13 | 4.32
7558 | 315 | 11 | 17.29 | 25.74 | 22.57 | 46.98 | 47.9 | 40.08 | 10.05
7559 | 315 | 11 | 17.29 | 25.59 | 22.57 | 44.69 | 45.85 | 35.31 | 2.92
7560 | 315 | 11 | 15.61 | 25.29 | 22.57 | 43.56 | 45.55 | 35.31 | 0.1
7561 | 316 | 11 | 14.91 | 24.99 | 15.99 | 42.17 | 44 | 35.09 | 0.1
7562 | 316 | 11 | 14.91 | 24.99 | 15.99 | 42.17 | 41.93 | 34.25 | 0.1
7563 | 316 | 11 | 13.85 | 24.84 | 15.99 | 42.17 | 41.93 | 34.25 | 0.1
7564 | 316 | 11 | 13.83 | 24.84 | 15.99 | 41.58 | 41.93 | 34.25 | 10.58
7565 | 316 | 11 | 13.83 | 24.84 | 17.73 | 42.17 | 41.93 | 35.31 | 11.09
7566 | 316 | 11 | 14.69 | 24.99 | 15.99 | 43.44 | 43.42 | 36.87 | 11.47
7567 | 316 | 11 | 15.82 | 24.99 | 30.31 | 46.03 | 46.07 | 48.86 | 11.47
7568 | 316 | 11 | 15.82 | 25.74 | 30.31 | 47.46 | 49.34 | 53.27 | 11.47
7569 | 316 | 11 | 17.94 | 25.74 | 30.98 | 47.46 | 53.22 | 64.14 | 11.47
7570 | 316 | 11 | 17.94 | 28.37 | 29.63 | 47.85 | 58.08 | 64.14 | 11.47
7571 | 316 | 11 | 17.94 | 25.74 | 27.86 | 47.85 | 57.88 | 56.52 | 4.32
7572 | 316 | 11 | 17.94 | 25.74 | 27.86 | 47.85 | 57.88 | 56.52 | 11.22
7573 | 316 | 11 | 17.94 | 25.74 | 27.86 | 47.85 | 57.88 | 56.52 | 11.44
7574 | 316 | 11 | 17.94 | 25.59 | 27.86 | 47.85 | 49.37 | 54.52 | 0.1
7575 | 316 | 11 | 17.94 | 25.59 | 27.86 | 47.85 | 49.37 | 54.52 | 0.1
7576 | 316 | 11 | 17.94 | 24.99 | 27.86 | 47.85 | 60.79 | 66.06 | 1.94
7577 | 316 | 11 | 17.94 | 27.3 | 27.86 | 47.85 | 61.4 | 72.19 | 0.97
7578 | 316 | 11 | 17.94 | 30.01 | 27.86 | 49.62 | 575.24 | 603.31 | 11.47
7579 | 316 | 11 | 18.16 | 28.12 | 27.86 | 51.9 | 64.49 | 568.68 | 11.47
7580 | 316 | 11 | 17.94 | 26.51 | 27.86 | 49.62 | 61.4 | 64.14 | 0.97
7581 | 316 | 11 | 15.82 | 25.74 | 23.3 | 47.85 | 59.61 | 54.87 | 5.61
7582 | 316 | 11 | 15.82 | 25.62 | 18.52 | 46.11 | 46.54 | 51.02 | 2.59
7583 | 316 | 11 | 15.82 | 25.74 | 16.2 | 47.46 | 46.54 | 48.86 | 0.97
7584 | 316 | 11 | 15.36 | 25.74 | 16 | 46.11 | 46.54 | 48.86 | 0.97
7585 | 317 | 11 | 12.66 | 24.99 | 16 | 43.47 | 43.15 | 36.68 | 0.97
7586 | 317 | 11 | 12.66 | 24.84 | 16 | 39.77 | 39.09 | 33.67 | 0.97
7587 | 317 | 11 | 12.63 | 24.73 | 16 | 39.2 | 36.85 | 33.67 | 0.97
7588 | 317 | 11 | 12.34 | 24.26 | 16 | 38.05 | 36.85 | 33.67 | 0.97
7589 | 317 | 11 | 12.34 | 24.11 | 16.2 | 37.67 | 34.28 | 33.67 | 0.97
7590 | 317 | 11 | 12.34 | 24.26 | 16.2 | 37.67 | 32.26 | 33.67 | 0.1
7591 | 317 | 11 | 12.63 | 24.84 | 16.2 | 38.05 | 32.26 | 33.67 | 11.47
7592 | 317 | 11 | 13.04 | 24.84 | 16.2 | 39.2 | 37.95 | 33.67 | 10.05
7593 | 317 | 11 | 14.86 | 24.84 | 16.2 | 42.17 | 37.95 | 33.67 | 2.92
7594 | 317 | 11 | 14.91 | 24.99 | 16.2 | 42.17 | 37.95 | 33.67 | 0.1
7595 | 317 | 11 | 14.91 | 24.99 | 16.2 | 39.2 | 31.51 | 33.67 | 0.1
7596 | 317 | 11 | 14.01 | 24.99 | 16.2 | 39.2 | 30.01 | 33.67 | 0.1
7597 | 317 | 11 | 13.04 | 24.84 | 16.2 | 39.2 | 29.71 | 33.67 | 0.1
7598 | 317 | 11 | 12.66 | 24.84 | 16.2 | 37.67 | 29.43 | 33.67 | 0.1
7599 | 317 | 11 | 12.63 | 24.84 | 16.2 | 37.67 | 29.43 | 33.67 | 0.1
7600 | 317 | 11 | 12.63 | 24.84 | 16.2 | 39.2 | 29.43 | 33.67 | 0.1
7601 | 317 | 11 | 12.63 | 24.84 | 27.86 | 39.77 | 29.73 | 33.67 | 0.1
7602 | 317 | 11 | 14.86 | 24.84 | 27.86 | 42.17 | 39.09 | 33.67 | 10.58
7603 | 317 | 11 | 14.91 | 25.29 | 27.86 | 42.35 | 30.31 | 33.67 | 0.47
7604 | 317 | 11 | 14.86 | 24.84 | 27.86 | 42.17 | 30.01 | 33.67 | 0.47
7605 | 317 | 11 | 13.04 | 24.84 | 27.86 | 37.46 | 30.01 | 33.67 | 0.1
7606 | 317 | 11 | 12.06 | 24.84 | 27.86 | 30.03 | 29.71 | 33.67 | 0.1
7607 | 317 | 11 | 13.38 | 24.84 | 27.86 | 30.03 | 29.28 | 33.67 | 0.1
7608 | 317 | 11 | 13.38 | 24.84 | 22.57 | 30.03 | 29.28 | 33.67 | 0.1
7609 | 318 | 11 | 7.28 | 24.73 | 22.57 | 30.03 | 28.6 | 33.67 | 0.1
7610 | 318 | 11 | 7.28 | 24.26 | 22.57 | 30.03 | 28.6 | 33.67 | 0.1
7611 | 318 | 11 | 7.07 | 21.88 | 22.57 | 30.03 | 28.6 | 33.67 | 0.1
7612 | 318 | 11 | 6.86 | 14.97 | 22.17 | 30.03 | 28.6 | 33.67 | 0.1
7613 | 318 | 11 | 6.86 | 14.97 | 22.17 | 30.03 | 28.6 | 33.67 | 0.1
7614 | 318 | 11 | 6.86 | 16.67 | 22.17 | 30.03 | 28.6 | 33.67 | 0.1
7615 | 318 | 11 | 7.07 | 23.41 | 30.31 | 30.03 | 28.6 | 33.67 | 0.1
7616 | 318 | 11 | 7.28 | 24.26 | 30.31 | 30.03 | 28.6 | 33.67 | 0.1
7617 | 318 | 11 | 7.28 | 24.73 | 30.31 | 30.03 | 28.6 | 33.67 | 0.1
7618 | 318 | 11 | 12.49 | 24.84 | 30.31 | 30.03 | 28.6 | 33.67 | 0.1
7619 | 318 | 11 | 12.49 | 24.84 | 30.31 | 30.03 | 28.6 | 33.67 | 0.1
7620 | 318 | 11 | 12.49 | 24.84 | 30.31 | 30.23 | 28.89 | 33.67 | 0.1
7621 | 318 | 11 | 12.49 | 24.84 | 30.31 | 30.23 | 29.28 | 33.67 | 0.1
7622 | 318 | 11 | 10.61 | 24.84 | 30.31 | 30.23 | 28.89 | 33.67 | 0.1
7623 | 318 | 11 | 9.2 | 24.84 | 30.31 | 30.03 | 28.89 | 33.67 | 0.1
7624 | 318 | 11 | 10.61 | 24.84 | 30.31 | 30.03 | 30 | 33.67 | 0.1
7625 | 318 | 11 | 12.57 | 24.84 | 30.31 | 36.37 | 30.01 | 33.67 | 2.92
7626 | 318 | 11 | 13.43 | 24.99 | 30.31 | 43.39 | 40.01 | 34.07 | 11.09
7627 | 318 | 11 | 15.82 | 25.74 | 30.31 | 43.39 | 40.26 | 33.67 | 10.94
7628 | 318 | 11 | 13.43 | 24.99 | 30.31 | 42.17 | 39.62 | 33.67 | 0.97
7629 | 318 | 11 | 12.66 | 24.84 | 30.31 | 37.47 | 30.01 | 33.67 | 1.06
7630 | 318 | 11 | 12.57 | 24.84 | 30.31 | 32.53 | 29.72 | 33.67 | 0.97
7631 | 318 | 11 | 12.66 | 24.84 | 30.31 | 31.58 | 29.72 | 33.67 | 0.97
7632 | 318 | 11 | 12.66 | 24.73 | 15.84 | 30.91 | 29.14 | 33.67 | 0.97
7633 | 319 | 11 | 10.76 | 23.73 | 12.03 | 30.91 | 30.01 | 33.67 | 1.31
7634 | 319 | 11 | 7.07 | 22.53 | 12.03 | 30.91 | 30.02 | 33.67 | 0.64
7635 | 319 | 11 | 7.07 | 21.88 | 11.2 | 30.57 | 29.72 | 33.67 | 0.97
7636 | 319 | 11 | 7.07 | 21.88 | 11.2 | 30.03 | 29.28 | 33.67 | 0.97
7637 | 319 | 11 | 7.07 | 21.88 | 11.2 | 30.57 | 29.72 | 33.67 | 0.97
7638 | 319 | 11 | 10.76 | 24.26 | 11.2 | 31.84 | 36.85 | 33.67 | 0.1
7639 | 319 | 11 | 13.12 | 24.84 | 11.24 | 42.17 | 42.09 | 33.67 | 10.58
7640 | 319 | 11 | 14.91 | 24.84 | 11.24 | 43.56 | 43.35 | 42.32 | 0.1
7641 | 319 | 11 | 15.82 | 25.74 | 12.03 | 43.56 | 45.39 | 42.32 | 1.94
7642 | 319 | 11 | 15.82 | 25.29 | 12.03 | 43.56 | 45.55 | 42.32 | 0.1
7643 | 319 | 11 | 15.82 | 25.29 | 12.03 | 43.56 | 45.55 | 36.68 | 0.1
7644 | 319 | 11 | 15.82 | 24.84 | 12.03 | 43.56 | 45.22 | 36.68 | 0.1
7645 | 319 | 11 | 15.82 | 24.84 | 12.03 | 43.39 | 42.56 | 35.97 | 0.1
7646 | 319 | 11 | 15.82 | 24.84 | 15.99 | 43.39 | 42.56 | 35.97 | 0.1
7647 | 319 | 11 | 13.45 | 24.84 | 15.99 | 43.56 | 43.35 | 36.68 | 0.1
7648 | 319 | 11 | 15.82 | 24.84 | 17.36 | 43.56 | 44.65 | 36.68 | 0.1
7649 | 319 | 11 | 15.82 | 25.74 | 17.36 | 46.11 | 45.55 | 42.32 | 0.91
7650 | 319 | 11 | 17.29 | 25.74 | 17.36 | 48.88 | 57.88 | 46.69 | 11.09
7651 | 319 | 11 | 18.16 | 25.74 | 17.36 | 48.88 | 54.55 | 46.06 | 0.97
7652 | 319 | 11 | 17.83 | 25.74 | 17.36 | 47.5 | 47.9 | 45.88 | 4.32
7653 | 319 | 11 | 15.82 | 25.59 | 17.36 | 46.11 | 45.55 | 42.32 | 4.32
7654 | 319 | 11 | 15.82 | 24.84 | 17.36 | 43.56 | 43.35 | 35.8 | 0.97
7655 | 319 | 11 | 14.91 | 24.99 | 17.36 | 43.56 | 41.9 | 34.01 | 1.94
7656 | 319 | 11 | 13.04 | 24.84 | 16.17 | 42.2 | 41.48 | 33.67 | 0.1
7657 | 320 | 11 | 12.66 | 24.84 | 11.24 | 42.17 | 41.48 | 33.67 | 0.1
7658 | 320 | 11 | 12.66 | 24.84 | 11.2 | 39.77 | 41.48 | 33.67 | 0.1
7659 | 320 | 11 | 12.34 | 24.26 | 11.2 | 39.2 | 40.71 | 33.67 | 0.1
7660 | 320 | 11 | 12.21 | 24.11 | 11.2 | 39.2 | 37.95 | 33.67 | 0.1
7661 | 320 | 11 | 12.11 | 24.11 | 11.2 | 39.2 | 37.95 | 33.67 | 0.1
7662 | 320 | 11 | 12.57 | 24.84 | 11.2 | 42.17 | 40.86 | 33.67 | 0.1
7663 | 320 | 11 | 14.67 | 24.85 | 11.2 | 43.56 | 42.78 | 33.67 | 11.09
7664 | 320 | 11 | 15.82 | 25.59 | 11.2 | 46.11 | 45.55 | 34.25 | 10.58
7665 | 320 | 11 | 15.82 | 25.59 | 11.24 | 46.11 | 45.55 | 34.01 | 10.58
7666 | 320 | 11 | 15.82 | 25.74 | 11.2 | 46.11 | 45.55 | 33.67 | 0.1
7667 | 320 | 11 | 15.82 | 25.29 | 11.2 | 44.86 | 43.21 | 33.67 | 0.1
7668 | 320 | 11 | 15.82 | 25.29 | 11.24 | 44.86 | 43.21 | 33.67 | 0.1
7669 | 320 | 11 | 15.82 | 24.99 | 11.2 | 44.86 | 42.78 | 33.67 | 0.1
7670 | 320 | 11 | 15.82 | 24.99 | 11.2 | 46.03 | 43.21 | 33.67 | 0.1
7671 | 320 | 11 | 15.82 | 24.99 | 15.99 | 46.03 | 45.39 | 33.67 | 0.1
7672 | 320 | 11 | 15.82 | 24.99 | 16.17 | 46.11 | 45.39 | 34.01 | 11.09
7673 | 320 | 11 | 15.82 | 25.74 | 16.17 | 46.11 | 46.54 | 41.22 | 10.58
7674 | 320 | 11 | 15.82 | 25.74 | 15.99 | 50.76 | 57.88 | 45.88 | 11.22
7675 | 320 | 11 | 17.29 | 25.74 | 16.17 | 50.35 | 57.88 | 45.88 | 10.58
7676 | 320 | 11 | 15.82 | 25.74 | 16.17 | 48.17 | 56.19 | 45.88 | 10.58
7677 | 320 | 11 | 15.82 | 25.74 | 15.99 | 46.11 | 46.54 | 44.38 | 11.22
7678 | 320 | 11 | 15.82 | 24.99 | 16.17 | 45.21 | 45.55 | 36.87 | 4.32
7679 | 320 | 11 | 15.82 | 24.99 | 15.99 | 44.93 | 44.93 | 35.8 | 11.18
7680 | 320 | 11 | 15.15 | 24.99 | 11.24 | 44.41 | 43.35 | 35.03 | 0.1
7681 | 321 | 11 | 13.04 | 24.84 | 11.2 | 42.78 | 41.48 | 35.03 | 0.1
7682 | 321 | 11 | 12.28 | 24.26 | 11.2 | 42.17 | 41.48 | 33.67 | 11.09
7683 | 321 | 11 | 12.11 | 23.89 | 11.2 | 39.77 | 41.47 | 33.67 | 11.18
7684 | 321 | 11 | 7.07 | 23.59 | 11.2 | 39.2 | 40.71 | 33.67 | 11.22
7685 | 321 | 11 | 7.07 | 23.41 | 11.14 | 39.2 | 41.47 | 33.67 | 11.22
7686 | 321 | 11 | 11.94 | 24.11 | 11.2 | 41.75 | 41.48 | 33.67 | 11.47
7687 | 321 | 11 | 13.04 | 24.99 | 11.2 | 44.74 | 44.65 | 36.68 | 11.47
7688 | 321 | 11 | 14.25 | 24.99 | 11.2 | 46.03 | 46.54 | 48.19 | 11.22
7689 | 321 | 11 | 14.25 | 25.74 | 11.2 | 46.11 | 47.9 | 48.86 | 11.22
7690 | 321 | 11 | 14.25 | 25.74 | 11.2 | 46.11 | 48.79 | 49.53 | 11.09
7691 | 321 | 11 | 14.25 | 24.99 | 11.2 | 46.11 | 46.58 | 48.19 | 0.1
7692 | 321 | 11 | 14.25 | 24.99 | 11.2 | 46.03 | 46.54 | 48.19 | 0.1
7693 | 321 | 11 | 13.04 | 24.99 | 11.2 | 44.93 | 45.99 | 48.19 | 0.1
7694 | 321 | 11 | 12.66 | 24.99 | 11.2 | 44.74 | 45.99 | 48.19 | 0.1
7695 | 321 | 11 | 12.49 | 24.99 | 11.2 | 44.74 | 45.39 | 46.78 | 0.1
7696 | 321 | 11 | 12.49 | 24.99 | 11.2 | 44.74 | 45.99 | 45.42 | 0.1
7697 | 321 | 11 | 12.66 | 24.99 | 12.96 | 46.03 | 45.99 | 45.88 | 0.1
7698 | 321 | 11 | 14.25 | 25.74 | 22.57 | 46.11 | 46.54 | 47.44 | 11.09
7699 | 321 | 11 | 15.82 | 25.74 | 27.74 | 46.11 | 46.54 | 44.38 | 10.58
7700 | 321 | 11 | 13.43 | 25.74 | 30.11 | 46.11 | 45.55 | 36.68 | 1.47
7701 | 321 | 11 | 12.66 | 24.95 | 30.5 | 43.56 | 42.09 | 33.67 | 1.47
7702 | 321 | 11 | 12.29 | 24.73 | 30.68 | 42.35 | 41.67 | 33.67 | 0.47
7703 | 321 | 11 | 12.66 | 24.84 | 30.68 | 39.77 | 37.95 | 33.67 | 0.1
7704 | 321 | 11 | 12.12 | 24.73 | 30.68 | 31.8 | 30.01 | 33.67 | 0.1
7705 | 322 | 11 | 7.07 | 23.84 | 30.5 | 30.91 | 30 | 33.67 | 10.58
7706 | 322 | 11 | 7.07 | 21.88 | 30.44 | 30.03 | 28.6 | 33.67 | 0.1
7707 | 322 | 11 | 6.86 | 19.8 | 30.44 | 30.03 | 28.6 | 33.67 | 0.1
7708 | 322 | 11 | 6.86 | 11.5 | 30.5 | 30.03 | 28.6 | 33.67 | 0.1
7709 | 322 | 11 | 6.86 | 11.84 | 30.11 | 30.03 | 28.6 | 33.67 | 0.1
7710 | 322 | 11 | 6.86 | 24.26 | 30.31 | 30.03 | 28.6 | 33.67 | 0.1
7711 | 322 | 11 | 14.67 | 24.84 | 30.98 | 30.91 | 30 | 33.67 | 0.1
7712 | 322 | 11 | 15.82 | 25.29 | 30.98 | 43.39 | 41.48 | 33.67 | 0.1
7713 | 322 | 11 | 15.82 | 25.59 | 30.98 | 44.74 | 41.48 | 34.01 | 0.1
7714 | 322 | 11 | 15.82 | 25.59 | 30.98 | 44.93 | 41.48 | 36.87 | 0.1
7715 | 322 | 11 | 15.82 | 24.99 | 30.98 | 44.77 | 41.48 | 34.25 | 0.1
7716 | 322 | 11 | 15.57 | 24.99 | 30.72 | 44.74 | 41.48 | 34.01 | 0.1
7717 | 322 | 11 | 13.34 | 24.84 | 30.98 | 43.56 | 35.26 | 33.67 | 0.1
7718 | 322 | 11 | 13.04 | 24.84 | 30.98 | 39.92 | 35.26 | 33.67 | 0.1
7719 | 322 | 11 | 12.95 | 24.84 | 30.31 | 40.37 | 35.26 | 33.67 | 0.1
7720 | 322 | 11 | 13.04 | 24.84 | 30.98 | 42.42 | 41.48 | 33.67 | 0.1
7721 | 322 | 11 | 13.04 | 24.99 | 30.98 | 44.69 | 42.56 | 33.67 | 0.1
7722 | 322 | 11 | 15.34 | 25.74 | 30.98 | 46.11 | 44.65 | 34.01 | 0.16
7723 | 322 | 11 | 15.82 | 25.74 | 30.98 | 46.11 | 42.72 | 34.01 | 0.16
7724 | 322 | 11 | 15.34 | 25.59 | 30.98 | 44.69 | 42.56 | 33.67 | 0.1
7725 | 322 | 11 | 13.04 | 24.99 | 30.98 | 42.17 | 40.26 | 33.67 | 0.1
7726 | 322 | 11 | 12.49 | 24.84 | 30.96 | 39.92 | 30.01 | 33.67 | 0.1
7727 | 322 | 11 | 12.49 | 24.84 | 30.44 | 30.91 | 30.01 | 33.67 | 0.1
7728 | 322 | 11 | 7.28 | 24.73 | 29.81 | 30.03 | 30 | 33.67 | 0.1
7729 | 323 | 11 | 7.07 | 24 | 20.5 | 30.03 | 29.28 | 33.67 | 0.1
7730 | 323 | 11 | 7.07 | 21.88 | 20.5 | 30.03 | 28.6 | 33.67 | 0.1
7731 | 323 | 11 | 6.86 | 17.62 | 20.5 | 30.03 | 28.6 | 33.67 | 0.1
7732 | 323 | 11 | 6.86 | 14.53 | 20.5 | 30.03 | 28.6 | 33.67 | 0.1
7733 | 323 | 11 | 7.07 | 15.82 | 17.38 | 30.03 | 28.6 | 33.67 | 0.1
7734 | 323 | 11 | 7.07 | 24.26 | 20.5 | 30.03 | 29.28 | 33.67 | 0.1
7735 | 323 | 11 | 12.86 | 24.84 | 25.78 | 36.69 | 30.01 | 33.67 | 0.1
7736 | 323 | 11 | 15.82 | 24.99 | 27.86 | 42.17 | 41.48 | 33.67 | 0.1
7737 | 323 | 11 | 15.82 | 25.29 | 29.45 | 43.39 | 41.48 | 33.67 | 0.1
7738 | 323 | 11 | 15.82 | 25.74 | 25.78 | 43.56 | 41.48 | 33.67 | 0.1
7739 | 323 | 11 | 15.82 | 25.29 | 20.5 | 43.39 | 41.48 | 33.67 | 0.1
7740 | 323 | 11 | 15.82 | 24.99 | 20.5 | 43.39 | 42.56 | 33.67 | 0.1
7741 | 323 | 11 | 15.82 | 24.99 | 20.5 | 42.6 | 42.56 | 33.67 | 0.1
7742 | 323 | 11 | 13.45 | 24.99 | 20.5 | 43.39 | 42.56 | 34.01 | 0.1
7743 | 323 | 11 | 15.82 | 24.99 | 20.5 | 43.72 | 42.78 | 34.48 | 0.1
7744 | 323 | 11 | 15.82 | 24.99 | 29.45 | 44.74 | 42.78 | 48.86 | 0.1
7745 | 323 | 11 | 15.82 | 26.51 | 29.45 | 44.74 | 44.07 | 50.13 | 0.1
7746 | 323 | 11 | 17.94 | 27.75 | 29.45 | 47.5 | 48.33 | 53.71 | 1.69
7747 | 323 | 11 | 17.94 | 27.75 | 29.45 | 47.5 | 46.92 | 53.71 | 1.23
7748 | 323 | 11 | 15.82 | 26.51 | 29.45 | 44.74 | 44.54 | 48.86 | 1.42
7749 | 323 | 11 | 15.82 | 24.99 | 29.45 | 44.74 | 42.78 | 48.86 | 10.58
7750 | 323 | 11 | 13.04 | 24.84 | 27.86 | 44.69 | 42.56 | 45.49 | 0.97
7751 | 323 | 11 | 13.43 | 24.99 | 29.45 | 44.45 | 42.35 | 48.86 | 4.32
7752 | 323 | 11 | 13.43 | 24.84 | 22 | 44.24 | 42.35 | 45.49 | 0.1
7753 | 324 | 11 | 13.04 | 24.84 | 12.32 | 37.3 | 37.86 | 45.88 | 0.97
7754 | 324 | 11 | 12.95 | 24.84 | 12.32 | 37.3 | 37.86 | 45.88 | 0.97
7755 | 324 | 11 | 12.95 | 24.84 | 12.32 | 35.1 | 37.86 | 45.88 | 1.15
7756 | 324 | 11 | 12.95 | 24.84 | 12.32 | 34.15 | 33.94 | 45.88 | 0.8
7757 | 324 | 11 | 12.95 | 24.84 | 12.32 | 34.15 | 37.86 | 45.88 | 0.1
7758 | 324 | 11 | 12.95 | 24.84 | 12.32 | 35.85 | 37.86 | 45.88 | 0.1
7759 | 324 | 11 | 13.04 | 24.84 | 12.32 | 37.3 | 37.86 | 45.88 | 11.47
7760 | 324 | 11 | 13.04 | 24.84 | 12.32 | 38.61 | 37.86 | 46.34 | 11.47
7761 | 324 | 11 | 14.79 | 24.99 | 15.56 | 44.74 | 41.79 | 48.86 | 11.47
7762 | 324 | 11 | 16.78 | 24.99 | 15.56 | 44.74 | 42.72 | 50.13 | 10.58
7763 | 324 | 11 | 16.78 | 24.99 | 15.56 | 44.74 | 44.65 | 46.78 | 0.1
7764 | 324 | 11 | 16.78 | 24.99 | 12.32 | 44.74 | 44.65 | 46.78 | 0.97
7765 | 324 | 11 | 16.78 | 24.99 | 12.32 | 44.74 | 44.65 | 47.25 | 1.94
7766 | 324 | 11 | 16.78 | 24.99 | 12.32 | 44.69 | 43.83 | 48.67 | 0.1
7767 | 324 | 11 | 16.78 | 24.84 | 15.84 | 43.56 | 43.35 | 48.67 | 0.1
7768 | 324 | 11 | 14.27 | 25.29 | 17.77 | 44.77 | 42.61 | 48.86 | 1.94
7769 | 324 | 11 | 16.78 | 25.59 | 17.77 | 44.77 | 44.65 | 51.76 | 6.7
7770 | 324 | 11 | 17.83 | 27.3 | 17.77 | 47.85 | 51.67 | 59.85 | 10.58
7771 | 324 | 11 | 17.83 | 26.51 | 17.77 | 47.85 | 57.88 | 64.14 | 0.97
7772 | 324 | 11 | 16.78 | 26.35 | 17.77 | 46.03 | 47.25 | 55.66 | 1.42
7773 | 324 | 11 | 14.05 | 25.29 | 17.77 | 44.77 | 45.55 | 53.51 | 0.97
7774 | 324 | 11 | 13.45 | 24.99 | 17.77 | 43.56 | 42.79 | 48.86 | 0.97
7775 | 324 | 11 | 13.45 | 24.99 | 15.84 | 43.56 | 44.65 | 48.86 | 0.97
7776 | 324 | 11 | 13.43 | 24.84 | 11.94 | 39.77 | 44.65 | 47.44 | 4.32
7777 | 325 | 11 | 12.29 | 24.84 | 15.07 | 38.05 | 35.77 | 35.69 | 0.1
7778 | 325 | 11 | 12.29 | 24.84 | 11.94 | 38.05 | 35.77 | 35.33 | 0.1
7779 | 325 | 11 | 12.29 | 23.59 | 11.94 | 38.05 | 35.77 | 34.68 | 0.1
7780 | 325 | 11 | 12.29 | 23.59 | 11.94 | 38.05 | 35.77 | 34.68 | 11.18
7781 | 325 | 11 | 12.11 | 23.59 | 11.94 | 38.05 | 35.77 | 35.33 | 11.47
7782 | 325 | 11 | 12.11 | 23.59 | 11.94 | 38.05 | 35.77 | 35.33 | 14.5
7783 | 325 | 11 | 12.29 | 24.84 | 11.94 | 38.05 | 35.77 | 35.33 | 11.48
7784 | 325 | 11 | 12.29 | 24.84 | 15.07 | 38.05 | 35.77 | 35.33 | 11.47
7785 | 325 | 11 | 12.29 | 24.84 | 15.65 | 38.05 | 36.85 | 35.69 | 11.47
7786 | 325 | 11 | 13.04 | 24.84 | 15.07 | 39.77 | 36.85 | 36.3 | 0.1
7787 | 325 | 11 | 13.04 | 24.84 | 11.94 | 42.29 | 41.48 | 36.3 | 11.47
7788 | 325 | 11 | 13.04 | 24.84 | 11.94 | 42.29 | 41.48 | 36.3 | 0.1
7789 | 325 | 11 | 13.04 | 24.84 | 11.2 | 43.56 | 41.48 | 35.93 | 11.47
7790 | 325 | 11 | 13.04 | 24.84 | 11.94 | 43.56 | 41.48 | 35.93 | 10.14
7791 | 325 | 11 | 12.66 | 24.84 | 11.94 | 43.56 | 40.27 | 35.33 | 0.1
7792 | 325 | 11 | 12.66 | 24.84 | 17.22 | 43.56 | 40.27 | 35.69 | 0.1
7793 | 325 | 11 | 12.53 | 24.84 | 17.22 | 43.56 | 41.48 | 35.93 | 0.1
7794 | 325 | 11 | 13.74 | 24.84 | 17.22 | 46.98 | 43.86 | 46.06 | 7.67
7795 | 325 | 11 | 13.74 | 24.84 | 17.22 | 46.98 | 43.86 | 48.09 | 0.97
7796 | 325 | 11 | 13.64 | 24.84 | 17.22 | 44.69 | 43.42 | 48.09 | 0.97
7797 | 325 | 11 | 12.66 | 24.84 | 17.22 | 43.56 | 42.61 | 47.44 | 0.97
7798 | 325 | 11 | 12.66 | 24.84 | 17.22 | 43.56 | 42.61 | 45.93 | 0.1
7799 | 325 | 11 | 13.04 | 24.84 | 17.22 | 42.29 | 42.27 | 46.69 | 10.58
7800 | 325 | 11 | 13.04 | 24.84 | 15.79 | 41.13 | 39.55 | 40.87 | 0.97
7801 | 326 | 11 | 12.66 | 24.84 | 11.94 | 43.56 | 42.61 | 48.86 | 9.1
7802 | 326 | 11 | 12.66 | 24.84 | 11.94 | 40.02 | 41.48 | 48.86 | 10.58
7803 | 326 | 11 | 12.66 | 24.84 | 11.94 | 39.93 | 41.48 | 48.86 | 10.58
7804 | 326 | 11 | 12.66 | 24.84 | 11.24 | 39.93 | 39.55 | 43.89 | 0.97
7805 | 326 | 11 | 12.66 | 24.84 | 11.94 | 39.93 | 41.47 | 48.86 | 4.32
7806 | 326 | 11 | 13.04 | 24.84 | 11.94 | 43.56 | 44.65 | 51.02 | 0.97
7807 | 326 | 11 | 15.11 | 25.74 | 11.94 | 47.85 | 52.69 | 59.24 | 11.47
7808 | 326 | 11 | 18.16 | 34.82 | 11.94 | 55.38 | 61.4 | 68.05 | 11.47
7809 | 326 | 11 | 18.16 | 34.82 | 15.79 | 56.29 | 62.61 | 70.4 | 11.47
7810 | 326 | 11 | 18.16 | 34.82 | 15.07 | 56.29 | 62.61 | 70.09 | 0.97
7811 | 326 | 11 | 18.16 | 34.82 | 11.94 | 53.77 | 61.4 | 66.06 | 4.32
7812 | 326 | 11 | 18.16 | 34.82 | 11.94 | 52.78 | 61.4 | 62.27 | 0.1
7813 | 326 | 11 | 18.16 | 34.82 | 11.94 | 52.67 | 59.61 | 60.75 | 11.47
7814 | 326 | 11 | 18.16 | 34.82 | 11.94 | 52.67 | 59.61 | 59.84 | 1.5
7815 | 326 | 11 | 18.16 | 34.82 | 11.94 | 52.67 | 59.61 | 62.27 | 0.1
7816 | 326 | 11 | 18.16 | 34.82 | 11.94 | 52.78 | 61.4 | 62.27 | 11.47
7817 | 326 | 11 | 18.16 | 34.82 | 17.22 | 56.29 | 62.61 | 72.19 | 0.1
7818 | 326 | 11 | 18.16 | 36.94 | 17.22 | 62.12 | 70.25 | 86.6 | 11.47
7819 | 326 | 11 | 18.34 | 35.87 | 17.22 | 62.12 | 70.25 | 603.31 | 0.1
7820 | 326 | 11 | 18.16 | 34.82 | 17.22 | 56.29 | 62.61 | 75.46 | 0.97
7821 | 326 | 11 | 18.16 | 34.82 | 17.22 | 52.57 | 61.4 | 68.05 | 0.09
7822 | 326 | 11 | 18.16 | 26.05 | 17.22 | 49.84 | 53.22 | 66.06 | 10.58
7823 | 326 | 11 | 17.83 | 25.74 | 15.86 | 47.85 | 53.22 | 64.14 | 11.47
7824 | 326 | 11 | 16.78 | 25.74 | 11.94 | 47.85 | 53.22 | 64.14 | 11.47
7825 | 327 | 11 | 15.43 | 25.29 | 11.94 | 47.85 | 53.22 | 68.05 | 11.47
7826 | 327 | 11 | 14.69 | 25.29 | 11.94 | 47.85 | 53.22 | 64.14 | 17.6
7827 | 327 | 11 | 13.45 | 24.84 | 11.94 | 47.85 | 52.19 | 64.14 | 17.6
7828 | 327 | 11 | 13.43 | 24.84 | 11.94 | 47.85 | 52.19 | 64.14 | 17.6
7829 | 327 | 11 | 13.83 | 24.84 | 11.94 | 47.85 | 53.22 | 66.06 | 17.9
7830 | 327 | 11 | 15.43 | 25.74 | 11.94 | 49.75 | 61.4 | 72.19 | 17.9
7831 | 327 | 11 | 18.16 | 34.82 | 21.81 | 57.04 | 169.74 | 603.31 | 25.64
7832 | 327 | 11 | 18.92 | 36.94 | 30.23 | 66.34 | 869.03 | 869.03 | 25.64
7833 | 327 | 11 | 18.92 | 36.94 | 30.38 | 66.34 | 869.03 | 869.03 | 25.64
7834 | 327 | 11 | 18.92 | 36.94 | 30.38 | 66.34 | 869.03 | 869.03 | 25.64
7835 | 327 | 11 | 18.92 | 36.94 | 30.23 | 66.34 | 869.03 | 869.03 | 25.64
7836 | 327 | 11 | 18.7 | 36.94 | 27.86 | 64.2 | 869.03 | 843.72 | 18.18
7837 | 327 | 11 | 18.34 | 35.87 | 30.5 | 62.12 | 843.72 | 843.72 | 18.34
7838 | 327 | 11 | 18.34 | 35.87 | 24.42 | 62.12 | 843.72 | 738.68 | 11.48
7839 | 327 | 11 | 18.34 | 35.87 | 30.5 | 62.53 | 843.72 | 843.72 | 11.47
7840 | 327 | 11 | 18.7 | 36.94 | 30.5 | 64.2 | 843.72 | 843.72 | 11.47
7841 | 327 | 11 | 18.92 | 36.94 | 30.72 | 819.14 | 843.72 | 869.03 | 11.47
7842 | 327 | 11 | 18.92 | 37.09 | 30.72 | 843.72 | 869.03 | 869.03 | 11.47
7843 | 327 | 11 | 18.92 | 36.94 | 30.72 | 843.72 | 869.03 | 869.03 | 0.97
7844 | 327 | 11 | 18.92 | 36.94 | 30.72 | 66.34 | 869.03 | 869.03 | 0.97
7845 | 327 | 11 | 18.7 | 35.07 | 30.72 | 62.12 | 575.24 | 869.03 | 3.33
7846 | 327 | 11 | 18.16 | 28.12 | 30.23 | 55.38 | 63.24 | 79.25 | 4.32
7847 | 327 | 11 | 17.94 | 26.05 | 30.23 | 52.2 | 61.4 | 72.19 | 4.32
7848 | 327 | 11 | 15.82 | 25.74 | 29.98 | 48.88 | 61.4 | 70.09 | 0.97
7849 | 328 | 11 | 13.83 | 24.99 | 26.89 | 44.24 | 45.55 | 51.02 | 0.97
7850 | 328 | 11 | 13.45 | 24.84 | 21.05 | 43.56 | 44.65 | 48.57 | 0.97
7851 | 328 | 11 | 13.04 | 24.84 | 17.77 | 43.56 | 42.92 | 36.87 | 0.97
7852 | 328 | 11 | 12.66 | 24.84 | 21.39 | 43.56 | 41.48 | 36.87 | 0.97
7853 | 328 | 11 | 12.66 | 24.84 | 21.39 | 43.56 | 41.48 | 34.29 | 0.97
7854 | 328 | 11 | 13.43 | 24.84 | 24.45 | 43.56 | 43.35 | 36.87 | 0.97
7855 | 328 | 11 | 14.91 | 25.29 | 30.23 | 43.99 | 44.93 | 48.57 | 11.09
7856 | 328 | 11 | 15.82 | 25.74 | 30.5 | 46.98 | 49.19 | 50.13 | 6.04
7857 | 328 | 11 | 15.82 | 25.74 | 30.93 | 47.46 | 49.19 | 50.13 | 6.93
7858 | 328 | 11 | 15.82 | 25.74 | 30.98 | 46.11 | 46.58 | 49.06 | 0.1
7859 | 328 | 11 | 15.82 | 25.74 | 30.98 | 44.74 | 45.55 | 48.86 | 0.1
7860 | 328 | 11 | 15.82 | 25.74 | 37.12 | 44.69 | 44.93 | 48.86 | 10.74
7861 | 328 | 11 | 15.82 | 24.99 | 37.12 | 44.69 | 44.65 | 48.57 | 0.1
7862 | 328 | 11 | 13.45 | 24.99 | 37.12 | 44.44 | 44.65 | 48.57 | 0.1
7863 | 328 | 11 | 13.43 | 24.99 | 37.12 | 44.44 | 44.93 | 48.57 | 6.04
7864 | 328 | 11 | 13.43 | 24.99 | 43.44 | 44.69 | 45.55 | 48.67 | 10.74
7865 | 328 | 11 | 13.45 | 25.74 | 43.44 | 46.11 | 46.92 | 48.67 | 10.95
7866 | 328 | 11 | 15.82 | 25.74 | 43.44 | 49.28 | 57.88 | 50.12 | 11.09
7867 | 328 | 11 | 15.82 | 25.74 | 43.44 | 51.24 | 57.88 | 53.71 | 10.95
7868 | 328 | 11 | 15.82 | 25.74 | 43.44 | 48.3 | 54.2 | 56.52 | 10.99
7869 | 328 | 11 | 15.82 | 25.74 | 43.44 | 46.03 | 49.19 | 53.71 | 10.99
7870 | 328 | 11 | 13.45 | 24.99 | 43.44 | 44.74 | 46.45 | 51.62 | 10.95
7871 | 328 | 11 | 15.82 | 24.99 | 43.44 | 44.86 | 46.07 | 50.12 | 10.99
7872 | 328 | 11 | 15.82 | 24.99 | 43.44 | 44.74 | 45.99 | 49.06 | 11.09
7873 | 329 | 11 | 13.43 | 24.84 | 37.12 | 44.74 | 45.99 | 51.62 | 11.09
7874 | 329 | 11 | 13.04 | 24.84 | 37.12 | 43.56 | 45.99 | 51.62 | 11.09
7875 | 329 | 11 | 12.66 | 24.84 | 37.12 | 43.56 | 45.99 | 50.12 | 11.09
7876 | 329 | 11 | 12.66 | 24.84 | 34.63 | 43.56 | 45.55 | 50.12 | 11.09
7877 | 329 | 11 | 12.66 | 24.84 | 34.63 | 43.56 | 45.99 | 52.93 | 11.09
7878 | 329 | 11 | 13.04 | 24.84 | 34.63 | 47.46 | 49.19 | 54.87 | 11.47
7879 | 329 | 11 | 16.78 | 25.74 | 37.12 | 49.75 | 60.79 | 65.4 | 11.16
7880 | 329 | 11 | 18.16 | 28.12 | 37.12 | 57.04 | 67.09 | 72.19 | 11.47
7881 | 329 | 11 | 18.16 | 32.12 | 43.44 | 62.12 | 89.46 | 79.25 | 11.47
7882 | 329 | 11 | 18.16 | 32.12 | 43.44 | 62.12 | 89.46 | 79.25 | 11.31
7883 | 329 | 11 | 18.16 | 28.97 | 37.12 | 62.12 | 89.46 | 76.94 | 0.97
7884 | 329 | 11 | 18.16 | 28.12 | 31.24 | 62.12 | 89.46 | 72.19 | 4.32
7885 | 329 | 11 | 18.16 | 27.3 | 30.72 | 58.75 | 71.67 | 68.05 | 11.47
7886 | 329 | 11 | 18.16 | 27.3 | 30.72 | 60.31 | 71.67 | 67.36 | 11.47
7887 | 329 | 11 | 18.16 | 28.12 | 31.24 | 60.31 | 76.04 | 68.05 | 11.47
7888 | 329 | 11 | 18.16 | 32.12 | 37.12 | 62.12 | 89.46 | 72.19 | 11.47
7889 | 329 | 11 | 18.16 | 32.12 | 43.44 | 62.12 | 558.49 | 83.03 | 11.47
7890 | 329 | 11 | 18.16 | 36.94 | 43.44 | 62.12 | 819.14 | 623.48 | 11.47
7891 | 329 | 11 | 18.34 | 35.87 | 43.44 | 62.12 | 608.25 | 623.48 | 7.67
7892 | 329 | 11 | 18.16 | 34.82 | 43.44 | 62.12 | 169.74 | 147.82 | 0.97
7893 | 329 | 11 | 18.16 | 28.12 | 43.44 | 60.51 | 67.09 | 72.19 | 8.65
7894 | 329 | 11 | 18.16 | 28.12 | 43.44 | 52.67 | 61.4 | 66.06 | 0.1
7895 | 329 | 11 | 17.83 | 27.3 | 43.44 | 50.25 | 61.4 | 66.06 | 0.1
7896 | 329 | 11 | 16.78 | 25.74 | 37.12 | 50.25 | 61.4 | 66.06 | 8.65
7897 | 330 | 11 | 13.83 | 25.74 | 37.12 | 50.25 | 60.79 | 66.06 | 4.32
7898 | 330 | 11 | 13.29 | 24.84 | 37.12 | 47.46 | 57.88 | 63.5 | 11.36
7899 | 330 | 11 | 12.66 | 24.84 | 37.12 | 47.46 | 57.88 | 60.46 | 11.47
7900 | 330 | 11 | 13.04 | 24.84 | 37.12 | 47.46 | 46.07 | 60.46 | 11.47
7901 | 330 | 11 | 13.04 | 24.84 | 37.12 | 47.85 | 59.61 | 64.14 | 11.47
7902 | 330 | 11 | 13.83 | 24.99 | 37.12 | 49.75 | 61.4 | 70.09 | 11.48
7903 | 330 | 11 | 17.83 | 27.3 | 37.12 | 53.77 | 69.11 | 156.82 | 11.48
7904 | 330 | 11 | 18.34 | 35.87 | 37.12 | 62.53 | 843.72 | 843.72 | 18.35
7905 | 330 | 11 | 18.34 | 36.94 | 37.12 | 64.2 | 843.72 | 843.72 | 19.96
7906 | 330 | 11 | 18.92 | 36.94 | 37.12 | 64.2 | 843.72 | 843.72 | 18.44
7907 | 330 | 11 | 18.92 | 36.94 | 37.12 | 64.2 | 843.72 | 843.72 | 18.53
7908 | 330 | 11 | 18.92 | 36.94 | 37.12 | 64.2 | 843.72 | 843.72 | 11.47
7909 | 330 | 11 | 18.34 | 36.01 | 37.12 | 64.2 | 843.72 | 843.72 | 11.47
7910 | 330 | 11 | 18.34 | 36.01 | 37.12 | 64.2 | 843.72 | 843.72 | 11.47
7911 | 330 | 11 | 18.92 | 36.94 | 30.98 | 64.2 | 843.72 | 843.72 | 11.47
7912 | 330 | 11 | 18.92 | 36.94 | 37.12 | 64.2 | 843.72 | 843.72 | 11.47
7913 | 330 | 11 | 18.92 | 36.94 | 37.12 | 819.14 | 843.72 | 869.03 | 26.85
7914 | 330 | 11 | 18.92 | 38.2 | 37.12 | 843.72 | 869.03 | 869.03 | 26.85
7915 | 330 | 11 | 18.92 | 37.09 | 31.65 | 843.72 | 869.03 | 869.03 | 18.53
7916 | 330 | 11 | 18.92 | 36.94 | 30.31 | 64.2 | 843.72 | 869.03 | 18.35
7917 | 330 | 11 | 18.92 | 36.94 | 30.63 | 62.33 | 843.72 | 843.72 | 18.35
7918 | 330 | 11 | 18.36 | 34.82 | 29.98 | 57.04 | 575.24 | 603.31 | 11.47
7919 | 330 | 11 | 18.36 | 27.96 | 30.06 | 57.04 | 69.8 | 158.41 | 11.47
7920 | 330 | 11 | 18.25 | 25.74 | 25.99 | 57.04 | 69.11 | 156.82 | 11.47
7921 | 331 | 11 | 16.78 | 25.59 | 22.57 | 47.41 | 46.54 | 54.87 | 11.47
7922 | 331 | 11 | 13.45 | 24.84 | 29.12 | 43.56 | 43.15 | 52.55 | 11.45
7923 | 331 | 11 | 13.45 | 24.84 | 29.04 | 43.47 | 41.9 | 50.33 | 10.16
7924 | 331 | 11 | 13.43 | 24.84 | 28.63 | 43.47 | 41.48 | 46.85 | 0.1
7925 | 331 | 11 | 13.04 | 24.84 | 27.1 | 43.47 | 41.48 | 43.15 | 0.1
7926 | 331 | 11 | 13.43 | 24.84 | 27.86 | 42.2 | 41.48 | 41.47 | 0.1
7927 | 331 | 11 | 13.45 | 24.84 | 27.86 | 43.47 | 41.48 | 41.47 | 2.76
7928 | 331 | 11 | 13.45 | 24.99 | 27.86 | 43.64 | 41.9 | 46.69 | 0.16
7929 | 331 | 11 | 15.82 | 24.99 | 27.86 | 46.03 | 44.65 | 48.79 | 0.1
7930 | 331 | 11 | 15.82 | 25.74 | 27.86 | 46.03 | 44.65 | 48.79 | 0.1
7931 | 331 | 11 | 15.82 | 24.99 | 23.17 | 46.03 | 43.35 | 36.87 | 0.1
7932 | 331 | 11 | 15.82 | 24.99 | 16.2 | 44.77 | 43.35 | 34.25 | 0.1
7933 | 331 | 11 | 15.82 | 24.99 | 27.49 | 43.91 | 43.15 | 34.01 | 0.1
7934 | 331 | 11 | 13.43 | 24.99 | 17.73 | 43.56 | 41.48 | 33.67 | 0.1
7935 | 331 | 11 | 13.43 | 24.84 | 27.86 | 43.56 | 41.48 | 33.67 | 0.1
7936 | 331 | 11 | 13.43 | 24.84 | 27.86 | 43.91 | 41.48 | 33.67 | 0.1
7937 | 331 | 11 | 13.43 | 24.99 | 27.86 | 44.74 | 41.9 | 33.67 | 5.82
7938 | 331 | 11 | 15.8 | 25.74 | 28.6 | 46.03 | 43.59 | 33.67 | 11.47
7939 | 331 | 11 | 15.82 | 25.74 | 30.31 | 45.78 | 43.35 | 33.67 | 4.32
7940 | 331 | 11 | 15.8 | 24.84 | 30.24 | 43.56 | 42.56 | 33.67 | 6.04
7941 | 331 | 11 | 13.04 | 24.84 | 30.24 | 43.47 | 40.86 | 33.67 | 2.6
7942 | 331 | 11 | 12.49 | 24.84 | 27.86 | 43.47 | 40.33 | 33.67 | 4.32
7943 | 331 | 11 | 12.66 | 24.84 | 27.86 | 41.39 | 40.16 | 33.67 | 4.32
7944 | 331 | 11 | 12.66 | 24.73 | 22.57 | 33.09 | 30.92 | 33.67 | 0.64
7945 | 332 | 11 | 11.55 | 23.9 | 23.24 | 30.03 | 28.6 | 33.67 | 0.97
7946 | 332 | 11 | 10.76 | 21.12 | 21.24 | 30.03 | 28.6 | 33.67 | 0.97
7947 | 332 | 11 | 7.07 | 17.12 | 23.24 | 30.03 | 28.6 | 33.67 | 0.97
7948 | 332 | 11 | 7.07 | 16.3 | 23.24 | 30.03 | 28.6 | 33.67 | 0.97
7949 | 332 | 11 | 7.07 | 16.3 | 24.28 | 30.03 | 28.6 | 33.67 | 0.97
7950 | 332 | 11 | 7.07 | 16.78 | 24.28 | 30.03 | 28.6 | 33.67 | 0.1
7951 | 332 | 11 | 10.76 | 21.02 | 28.57 | 30.03 | 28.6 | 33.67 | 6.04
7952 | 332 | 11 | 12.16 | 23.73 | 30.33 | 30.03 | 28.6 | 33.67 | 0.97
7953 | 332 | 11 | 12.66 | 24.84 | 30.33 | 30.03 | 28.83 | 33.67 | 4.32
7954 | 332 | 11 | 12.66 | 24.84 | 30.5 | 31.49 | 29.72 | 33.67 | 0.1
7955 | 332 | 11 | 12.66 | 24.84 | 30.5 | 32.14 | 31.51 | 33.67 | 0.1
7956 | 332 | 11 | 12.66 | 24.84 | 30.11 | 34.8 | 31.51 | 33.67 | 0.1
7957 | 332 | 11 | 12.66 | 24.84 | 29.45 | 34.8 | 31.51 | 33.67 | 0.1
7958 | 332 | 11 | 12.66 | 24.84 | 29.45 | 30.91 | 29.43 | 33.67 | 0.1
7959 | 332 | 11 | 12.29 | 24.84 | 30.31 | 30.33 | 29.28 | 33.67 | 0.1
7960 | 332 | 11 | 12.29 | 24.84 | 30.31 | 32.43 | 30.26 | 33.67 | 0.1
7961 | 332 | 11 | 12.29 | 24.84 | 30.5 | 39.77 | 34.18 | 33.67 | 1.94
7962 | 332 | 11 | 12.66 | 24.84 | 30.5 | 43.47 | 40.27 | 33.67 | 11.22
7963 | 332 | 11 | 12.66 | 24.84 | 30.31 | 42.17 | 40.33 | 33.67 | 3.33
7964 | 332 | 11 | 12.66 | 24.84 | 30.31 | 39.75 | 33.65 | 33.67 | 4.32
7965 | 332 | 11 | 12.29 | 24.62 | 30.35 | 31.26 | 29.14 | 33.67 | 4.32
7966 | 332 | 11 | 7.07 | 23.9 | 28.55 | 30.03 | 28.83 | 33.67 | 4.32
7967 | 332 | 11 | 8.31 | 24.26 | 29.57 | 30.03 | 28.6 | 33.67 | 0.1
7968 | 332 | 11 | 7.07 | 23.59 | 21.24 | 30.03 | 28.6 | 33.67 | 0.1
7969 | 333 | 11 | 7.07 | 16.76 | 21.24 | 30.03 | 28.6 | 33.67 | 0.1
7970 | 333 | 11 | 7.07 | 15.37 | 21.24 | 30.03 | 28.6 | 33.67 | 0.1
7971 | 333 | 11 | 7.07 | 15.37 | 21.24 | 30.03 | 28.6 | 33.38 | 0.1
7972 | 333 | 11 | 7.07 | 14.53 | 21.24 | 30.03 | 28.6 | 33.38 | 0.1
7973 | 333 | 11 | 7.07 | 14.53 | 21.24 | 30.03 | 28.6 | 33.38 | 0.1
7974 | 333 | 11 | 7.07 | 21.12 | 21.24 | 30.03 | 28.6 | 33.67 | 0.1
7975 | 333 | 11 | 13.04 | 24.84 | 23.91 | 30.91 | 29.71 | 33.67 | 0.1
7976 | 333 | 11 | 14.91 | 25.29 | 30.44 | 43.47 | 41.48 | 33.67 | 0.1
7977 | 333 | 11 | 15.82 | 25.74 | 30.5 | 43.47 | 42.56 | 34.07 | 0.1
7978 | 333 | 11 | 15.82 | 25.74 | 30.5 | 43.47 | 41.48 | 34.07 | 0.1
7979 | 333 | 11 | 14.89 | 25.29 | 30.5 | 43.47 | 41.48 | 33.67 | 0.1
7980 | 333 | 11 | 13.43 | 24.99 | 30.31 | 43.47 | 41.48 | 33.67 | 0.1
7981 | 333 | 11 | 13.04 | 24.84 | 30.31 | 43.39 | 35.26 | 33.67 | 0.1
7982 | 333 | 11 | 12.66 | 24.84 | 30.31 | 43.39 | 41.32 | 33.67 | 0.1
7983 | 333 | 11 | 12.66 | 24.84 | 30.31 | 43.39 | 35.26 | 33.67 | 0.1
7984 | 333 | 11 | 12.66 | 24.84 | 30.5 | 43.39 | 41.32 | 33.67 | 0.1
7985 | 333 | 11 | 12.66 | 24.99 | 30.5 | 43.47 | 41.48 | 33.67 | 0.1
7986 | 333 | 11 | 15.82 | 25.74 | 30.5 | 44.77 | 42.72 | 33.67 | 0.1
7987 | 333 | 11 | 15.82 | 25.74 | 30.5 | 43.56 | 42.72 | 33.67 | 0.1
7988 | 333 | 11 | 14.91 | 25.29 | 30.5 | 43.47 | 41.48 | 33.67 | 0.1
7989 | 333 | 11 | 14.04 | 24.84 | 30.5 | 42.35 | 41.48 | 33.67 | 0.1
7990 | 333 | 11 | 13.04 | 24.84 | 30.11 | 32.6 | 30.3 | 33.67 | 0.1
7991 | 333 | 11 | 12.66 | 24.84 | 29.97 | 30.91 | 30.01 | 33.67 | 0.1
7992 | 333 | 11 | 12.66 | 24.84 | 29.12 | 30.91 | 30.01 | 33.67 | 0.1
7993 | 334 | 11 | 10.88 | 24.73 | 21.1 | 30.23 | 30.01 | 33.67 | 0.1
7994 | 334 | 11 | 11.95 | 24.73 | 21.1 | 30.23 | 30.01 | 33.67 | 0.1
7995 | 334 | 11 | 10.07 | 24.73 | 21.1 | 30.23 | 30.01 | 33.67 | 0.1
7996 | 334 | 11 | 10.07 | 24.73 | 16.46 | 30.23 | 30.3 | 33.67 | 0.1
7997 | 334 | 11 | 11.71 | 24.84 | 21.1 | 30.91 | 31.51 | 33.67 | 0.1
7998 | 334 | 11 | 14.36 | 24.84 | 24.28 | 37.98 | 37.4 | 33.94 | 0.1
7999 | 334 | 11 | 17.29 | 25.74 | 27.1 | 44.69 | 45.55 | 48.86 | 0.1
8000 | 334 | 11 | 18.36 | 25.74 | 28.63 | 52.67 | 54.11 | 50.13 | 0.1
8001 | 334 | 11 | 18.36 | 29.4 | 30.27 | 54.15 | 57.88 | 55.32 | 0.16
8002 | 334 | 11 | 18.36 | 34.82 | 30.27 | 54.15 | 57.88 | 55.32 | 0.1
8003 | 334 | 11 | 18.16 | 29.4 | 28.4 | 52.67 | 57.88 | 53.71 | 11.47
8004 | 334 | 11 | 18.16 | 29.4 | 29.45 | 47.85 | 57.8 | 50.13 | 0.1
8005 | 334 | 11 | 17.94 | 25.74 | 21.1 | 46.11 | 48.61 | 48.86 | 0.1
8006 | 334 | 11 | 15.82 | 25.74 | 29.61 | 44.77 | 45.99 | 36.65 | 0.1
8007 | 334 | 11 | 15.82 | 25.29 | 29.98 | 44.77 | 44.07 | 34.07 | 0.1
8008 | 334 | 11 | 15.82 | 25.59 | 30.22 | 44.77 | 45.39 | 34.25 | 1.94
8009 | 334 | 11 | 15.82 | 25.74 | 30.31 | 48.88 | 47.93 | 34.54 | 8.36
8010 | 334 | 11 | 17.94 | 25.74 | 30.31 | 52.67 | 57.88 | 43.16 | 11.31
8011 | 334 | 11 | 18.16 | 25.74 | 30.31 | 52.67 | 59.53 | 46.06 | 4.32
8012 | 334 | 11 | 18.16 | 25.74 | 30.31 | 51.14 | 54.11 | 46.06 | 0.97
8013 | 334 | 11 | 15.82 | 25.74 | 29.42 | 48.39 | 46.54 | 36.68 | 6.04
8014 | 334 | 11 | 15.43 | 24.99 | 16.47 | 43.56 | 45.55 | 34.54 | 11.09
8015 | 334 | 11 | 14.91 | 24.99 | 17.21 | 43.56 | 44.07 | 33.94 | 11.09
8016 | 334 | 11 | 14.91 | 24.99 | 15.92 | 43.56 | 44 | 33.94 | 11.09
8017 | 335 | 12 | 14.71 | 24.99 | 15.3 | 44.69 | 43.35 | 34.54 | 11.09
8018 | 335 | 12 | 15.43 | 24.99 | 15.3 | 46.03 | 45.99 | 53.71 | 11.09
8019 | 335 | 12 | 15.61 | 24.99 | 15.3 | 44.77 | 45.99 | 62.27 | 10.95
8020 | 335 | 12 | 15.43 | 24.99 | 15.3 | 44.77 | 45.99 | 63.5 | 11.09
8021 | 335 | 12 | 15.82 | 24.99 | 15.8 | 46.03 | 51.57 | 64.14 | 11.31
8022 | 335 | 12 | 15.82 | 25.74 | 15.8 | 46.11 | 61.4 | 66.06 | 11.47
8023 | 335 | 12 | 18.36 | 25.74 | 15.92 | 52.67 | 148.61 | 123.22 | 11.47
8024 | 335 | 12 | 18.92 | 35.87 | 15.92 | 61.97 | 594.47 | 639.58 | 11.47
8025 | 335 | 12 | 18.92 | 36.01 | 15.92 | 61.97 | 594.47 | 843.72 | 11.47
8026 | 335 | 12 | 18.92 | 33.81 | 17.36 | 61.97 | 594.47 | 603.31 | 11.47
8027 | 335 | 12 | 18.36 | 30.28 | 15.92 | 55.88 | 164.79 | 66.06 | 11.31
8028 | 335 | 12 | 18.36 | 28.74 | 11.2 | 53.2 | 150.11 | 61.65 | 11.09
8029 | 335 | 12 | 18.16 | 25.74 | 15.92 | 52.67 | 148.61 | 56.52 | 11.47
8030 | 335 | 12 | 17.29 | 25.74 | 15.92 | 52.67 | 81.3 | 56.52 | 11.47
8031 | 335 | 12 | 17.29 | 26.51 | 15.92 | 52.67 | 76.63 | 62.27 | 11.47
8032 | 335 | 12 | 17.94 | 26.51 | 22.91 | 52.67 | 140.07 | 62.27 | 11.47
8033 | 335 | 12 | 18.36 | 26.51 | 22.91 | 58.34 | 164.79 | 64.14 | 7.29
8034 | 335 | 12 | 18.92 | 30.28 | 22.91 | 62.12 | 843.72 | 66.06 | 11.47
8035 | 335 | 12 | 18.92 | 31.84 | 22.91 | 63.78 | 579.06 | 64.14 | 10.58
8036 | 335 | 12 | 18.7 | 30.28 | 22.91 | 62.12 | 562.2 | 64.14 | 0.97
8037 | 335 | 12 | 18.36 | 27.3 | 22.91 | 55.78 | 67.77 | 54.87 | 0.97
8038 | 335 | 12 | 17.94 | 25.74 | 22.91 | 52.14 | 59.61 | 49.53 | 4.32
8039 | 335 | 12 | 17.94 | 25.74 | 21.9 | 50.15 | 50.26 | 48.86 | 4.32
8040 | 335 | 12 | 17.68 | 25.59 | 15.29 | 49.65 | 49.37 | 48.86 | 4.32
8041 | 336 | 12 | 16.29 | 25.59 | 11.2 | 46.75 | 49.37 | 48.86 | 4.32
8042 | 336 | 12 | 16.29 | 25.59 | 10.74 | 44.86 | 48.87 | 48.86 | 4.32
8043 | 336 | 12 | 16.08 | 25.59 | 10.59 | 44.69 | 48.15 | 48.86 | 0.97
8044 | 336 | 12 | 14.91 | 25.29 | 10.59 | 43.56 | 46.07 | 48.86 | 0.97
8045 | 336 | 12 | 15.43 | 25.59 | 10.59 | 43.56 | 48.87 | 48.86 | 0.97
8046 | 336 | 12 | 17.29 | 25.59 | 10.84 | 49.65 | 49.37 | 48.86 | 0.52
8047 | 336 | 12 | 18.36 | 26.05 | 11.2 | 52.67 | 51.77 | 49.63 | 11.47
8048 | 336 | 12 | 18.92 | 35.87 | 15.29 | 62.12 | 67.09 | 54.87 | 4.32
8049 | 336 | 12 | 18.92 | 35.87 | 15.29 | 62.12 | 73.66 | 54.87 | 10.58
8050 | 336 | 12 | 18.92 | 35.87 | 15.29 | 62.12 | 73.66 | 53.71 | 0.1
8051 | 336 | 12 | 18.92 | 30.91 | 15.29 | 60.51 | 67.09 | 50.13 | 0.97
8052 | 336 | 12 | 18.92 | 28.12 | 11.2 | 57.04 | 63.24 | 50.13 | 0.1
8053 | 336 | 12 | 18.36 | 26.79 | 11.2 | 55.88 | 62.61 | 49.63 | 10.58
8054 | 336 | 12 | 18.36 | 26.51 | 10.59 | 55.88 | 63.24 | 49.63 | 0.1
8055 | 336 | 12 | 18.36 | 27.3 | 11.2 | 57.04 | 65.14 | 49.63 | 0.1
8056 | 336 | 12 | 18.36 | 27.3 | 15.29 | 57.45 | 69.8 | 50.13 | 0.1
8057 | 336 | 12 | 18.92 | 28.12 | 15.29 | 62.33 | 575.24 | 56.52 | 11.47
8058 | 336 | 12 | 18.92 | 34.82 | 15.29 | 843.72 | 843.72 | 62.27 | 11.47
8059 | 336 | 12 | 18.92 | 37.09 | 13.33 | 843.72 | 596.44 | 60.46 | 2.99
8060 | 336 | 12 | 18.92 | 31.19 | 13.33 | 843.72 | 169.74 | 56.52 | 0.1
8061 | 336 | 12 | 18.92 | 27.3 | 10.54 | 61.67 | 67.09 | 50.84 | 7.29
8062 | 336 | 12 | 18.92 | 26.51 | 10.54 | 53.77 | 53.63 | 50.13 | 0.1
8063 | 336 | 12 | 18.36 | 26.51 | 10.34 | 52.67 | 51.77 | 50.13 | 0.1
8064 | 336 | 12 | 18.36 | 25.74 | 10.34 | 50.35 | 50.9 | 50.13 | 0.1
8065 | 337 | 12 | 17.29 | 25.74 | 10.34 | 48.39 | 48.87 | 48.86 | 0.1
8066 | 337 | 12 | 16.29 | 25.74 | 10.34 | 46.75 | 47.37 | 48.86 | 0.1
8067 | 337 | 12 | 16.08 | 25.74 | 10.34 | 44.69 | 47.37 | 48.86 | 0.1
8068 | 337 | 12 | 15.61 | 25.74 | 10.34 | 44.69 | 47.37 | 48.86 | 0.1
8069 | 337 | 12 | 15.61 | 25.74 | 10.34 | 46.75 | 48.87 | 48.86 | 0.1
8070 | 337 | 12 | 17.29 | 25.74 | 10.34 | 48.88 | 48.87 | 48.86 | 0.1
8071 | 337 | 12 | 18.36 | 26.79 | 10.34 | 54.25 | 55.24 | 50.13 | 2.92
8072 | 337 | 12 | 18.92 | 35.87 | 10.34 | 62.33 | 94.69 | 56.52 | 0.1
8073 | 337 | 12 | 18.92 | 35.87 | 11.06 | 843.72 | 180.07 | 64.14 | 0.1
8074 | 337 | 12 | 18.92 | 35.87 | 11.2 | 843.72 | 169.74 | 64.14 | 0.1
8075 | 337 | 12 | 18.92 | 30.28 | 11.06 | 62.12 | 91.93 | 56.52 | 0.1
8076 | 337 | 12 | 18.92 | 28.12 | 10.82 | 60.51 | 75.87 | 54.87 | 0.1
8077 | 337 | 12 | 18.92 | 28.12 | 10.34 | 58.75 | 75.87 | 52.15 | 0.1
8078 | 337 | 12 | 18.36 | 27.3 | 10.34 | 55.78 | 75.87 | 52.15 | 0.1
8079 | 337 | 12 | 18.34 | 27.3 | 10.34 | 55.78 | 75.87 | 53.71 | 0.1
8080 | 337 | 12 | 18.34 | 27.3 | 10.34 | 58.03 | 89.26 | 54.87 | 0.1
8081 | 337 | 12 | 18.36 | 27.3 | 11.2 | 62.12 | 560.35 | 62.27 | 0.1
8082 | 337 | 12 | 18.92 | 30.28 | 11.2 | 63.98 | 819.14 | 64.14 | 11.47
8083 | 337 | 12 | 18.92 | 28.55 | 11.2 | 62.12 | 575.24 | 62.27 | 0.1
8084 | 337 | 12 | 18.36 | 26.51 | 11.2 | 58.03 | 73.66 | 54.87 | 0.1
8085 | 337 | 12 | 17.83 | 25.74 | 10.54 | 51.14 | 61.4 | 48.86 | 0.1
8086 | 337 | 12 | 15.82 | 25.74 | 10.34 | 47.85 | 48.8 | 47.44 | 0.1
8087 | 337 | 12 | 14.91 | 25.59 | 10.34 | 48.39 | 45.55 | 47.44 | 0.1
8088 | 337 | 12 | 14.91 | 24.84 | 10.34 | 46.11 | 45.55 | 36.87 | 0.1
8089 | 338 | 12 | 13.83 | 24.84 | 10.34 | 38.61 | 35.14 | 33.67 | 0.1
8090 | 338 | 12 | 13.43 | 24.84 | 10.34 | 34.08 | 29.43 | 33.67 | 0.1
8091 | 338 | 12 | 12.66 | 24.84 | 10.3 | 31.84 | 29.14 | 33.67 | 0.1
8092 | 338 | 12 | 12.66 | 24.73 | 10.3 | 31.84 | 29.14 | 33.67 | 0.1
8093 | 338 | 12 | 11.63 | 24.73 | 10.3 | 30.57 | 29.14 | 33.67 | 1.94
8094 | 338 | 12 | 11.48 | 24.84 | 10.3 | 30.57 | 29.14 | 33.67 | 0.97
8095 | 338 | 12 | 13.83 | 24.84 | 10.3 | 31.49 | 30.01 | 33.67 | 7.92
8096 | 338 | 12 | 14.67 | 24.84 | 10.3 | 34.76 | 30.01 | 33.67 | 0.97
8097 | 338 | 12 | 17.29 | 25.29 | 10.34 | 43.39 | 30.59 | 33.67 | 4.32
8098 | 338 | 12 | 17.72 | 25.29 | 10.34 | 43.47 | 37.07 | 34.07 | 0.1
8099 | 338 | 12 | 17.72 | 25.59 | 10.34 | 43.47 | 37.07 | 34.07 | 0.97
8100 | 338 | 12 | 17.72 | 25.59 | 10.34 | 43.47 | 31.51 | 33.67 | 0.1
8101 | 338 | 12 | 17.72 | 25.29 | 10.34 | 42.19 | 31.51 | 33.67 | 0.1
8102 | 338 | 12 | 16.78 | 25.29 | 10.34 | 42.19 | 31.51 | 33.67 | 0.1
8103 | 338 | 12 | 15.82 | 25.29 | 10.34 | 43.39 | 31.51 | 33.67 | 0.1
8104 | 338 | 12 | 15.82 | 25.29 | 11.2 | 43.47 | 41.48 | 33.67 | 0.1
8105 | 338 | 12 | 17.29 | 25.74 | 11.2 | 43.47 | 42.72 | 34.07 | 1.94
8106 | 338 | 12 | 18.34 | 25.74 | 11.24 | 46.27 | 44 | 35.09 | 11.47
8107 | 338 | 12 | 18.36 | 25.74 | 14.93 | 44.93 | 44 | 34.25 | 0.1
8108 | 338 | 12 | 17.94 | 25.74 | 14.93 | 43.56 | 42.72 | 34.07 | 0.1
8109 | 338 | 12 | 17.72 | 25.29 | 14.93 | 43.47 | 42.56 | 34.01 | 0.1
8110 | 338 | 12 | 14.91 | 25.29 | 14.93 | 43.39 | 40.18 | 33.67 | 0.1
8111 | 338 | 12 | 16.29 | 25.29 | 14.93 | 43.39 | 30.01 | 33.67 | 0.1
8112 | 338 | 12 | 16.29 | 24.84 | 14.93 | 35.1 | 30.31 | 33.67 | 0.1
8113 | 339 | 12 | 13.83 | 24.84 | 14.93 | 30.57 | 29.14 | 33.67 | 0.1
8114 | 339 | 12 | 13.29 | 24.84 | 14.93 | 30.03 | 29.12 | 33.67 | 0.1
8115 | 339 | 12 | 12.66 | 24.84 | 10.54 | 30.03 | 29.12 | 33.67 | 0.1
8116 | 339 | 12 | 12.66 | 24.84 | 10.34 | 30.03 | 29.12 | 33.67 | 0.1
8117 | 339 | 12 | 12.66 | 24.84 | 10.34 | 30.03 | 29.12 | 33.67 | 0.1
8118 | 339 | 12 | 11.77 | 24.84 | 10.34 | 30.03 | 29.12 | 33.67 | 0.1
8119 | 339 | 12 | 12.66 | 24.84 | 10.34 | 30.03 | 29.12 | 33.67 | 0.1
8120 | 339 | 12 | 12.66 | 24.84 | 10.34 | 30.03 | 29.12 | 33.67 | 0.1
8121 | 339 | 12 | 12.9 | 24.84 | 11.2 | 30.03 | 29.14 | 33.67 | 0.1
8122 | 339 | 12 | 13.83 | 24.84 | 11.2 | 30.03 | 29.14 | 33.67 | 0.1
8123 | 339 | 12 | 13.83 | 24.84 | 10.34 | 30.03 | 29.14 | 33.67 | 0.1
8124 | 339 | 12 | 13.83 | 24.84 | 10.34 | 30.03 | 29.14 | 33.67 | 0.1
8125 | 339 | 12 | 12.9 | 24.84 | 10.34 | 30.03 | 29.14 | 33.67 | 0.1
8126 | 339 | 12 | 12.66 | 24.84 | 10.34 | 30.03 | 29.12 | 33.67 | 0.1
8127 | 339 | 12 | 12.66 | 24.84 | 10.34 | 30.03 | 29.12 | 33.67 | 0.1
8128 | 339 | 12 | 12.66 | 24.84 | 10.34 | 30.03 | 29.14 | 33.67 | 0.1
8129 | 339 | 12 | 13.04 | 24.84 | 10.87 | 30.03 | 29.14 | 33.67 | 0.1
8130 | 339 | 12 | 14.91 | 25.29 | 11.2 | 39.77 | 34.28 | 33.67 | 0.17
8131 | 339 | 12 | 14.91 | 25.29 | 10.54 | 41.11 | 38.59 | 33.67 | 0.1
8132 | 339 | 12 | 14.89 | 25.29 | 10.54 | 39.58 | 30.3 | 33.67 | 0.1
8133 | 339 | 12 | 14.89 | 24.84 | 10.34 | 34.08 | 29.42 | 33.67 | 0.1
8134 | 339 | 12 | 13.83 | 24.84 | 10.34 | 30.57 | 29.14 | 33.67 | 0.1
8135 | 339 | 12 | 13.83 | 24.84 | 10.34 | 30.57 | 29.14 | 33.67 | 0.1
8136 | 339 | 12 | 13.43 | 24.84 | 10.34 | 30.03 | 29.14 | 33.67 | 0.1
8137 | 340 | 12 | 12.66 | 24.84 | 10.34 | 30.57 | 29.14 | 33.67 | 0.1
8138 | 340 | 12 | 12.66 | 24.84 | 10.34 | 30.03 | 29.14 | 33.67 | 0.1
8139 | 340 | 12 | 10.86 | 24.84 | 10.34 | 30.03 | 29.14 | 33.67 | 0.1
8140 | 340 | 12 | 9.77 | 24.73 | 10.34 | 30.03 | 29.14 | 33.67 | 0.1
8141 | 340 | 12 | 9.77 | 24.73 | 10.34 | 30.03 | 29.14 | 33.67 | 0.1
8142 | 340 | 12 | 12.68 | 24.84 | 10.34 | 30.03 | 29.14 | 33.67 | 0.1
8143 | 340 | 12 | 13.83 | 24.84 | 10.8 | 43.47 | 41.48 | 33.67 | 0.1
8144 | 340 | 12 | 17.83 | 25.29 | 10.89 | 43.91 | 42.72 | 33.67 | 0.1
8145 | 340 | 12 | 17.94 | 25.74 | 11.2 | 44.86 | 42.72 | 34.01 | 0.1
8146 | 340 | 12 | 18.16 | 25.74 | 11.2 | 44.86 | 42.72 | 33.67 | 0.1
8147 | 340 | 12 | 17.83 | 25.29 | 11.14 | 43.63 | 42.72 | 33.67 | 0.1
8148 | 340 | 12 | 17.29 | 25.29 | 10.54 | 43.47 | 42.72 | 33.67 | 0.1
8149 | 340 | 12 | 15.82 | 25.29 | 10.54 | 43.47 | 42.72 | 33.67 | 0.1
8150 | 340 | 12 | 15.82 | 25.29 | 10.54 | 43.47 | 42.72 | 33.67 | 0.1
8151 | 340 | 12 | 15.82 | 25.29 | 10.54 | 43.47 | 42.72 | 33.67 | 0.1
8152 | 340 | 12 | 15.82 | 25.29 | 11.2 | 43.64 | 44 | 33.67 | 0.1
8153 | 340 | 12 | 17.29 | 25.74 | 15.22 | 49.65 | 44 | 34.01 | 0.1
8154 | 340 | 12 | 18.36 | 25.74 | 15.22 | 60.51 | 63.24 | 34.29 | 6.04
8155 | 340 | 12 | 18.61 | 26.51 | 15.22 | 63.8 | 68.09 | 35.31 | 0.1
8156 | 340 | 12 | 18.36 | 26.51 | 15.22 | 60.51 | 65.14 | 35.31 | 11.47
8157 | 340 | 12 | 18.34 | 25.74 | 15.22 | 55.88 | 65.14 | 35.31 | 11.47
8158 | 340 | 12 | 17.29 | 25.74 | 15.22 | 51.04 | 57.88 | 48.86 | 11.47
8159 | 340 | 12 | 18.34 | 25.74 | 15.22 | 48.39 | 58.46 | 50.13 | 11.48
8160 | 340 | 12 | 18.34 | 25.74 | 15.22 | 47.85 | 58.46 | 53.71 | 11.48
8161 | 341 | 12 | 16.78 | 25.74 | 11.2 | 47.85 | 65.14 | 96.25 | 11.48
8162 | 341 | 12 | 15.82 | 25.74 | 10.54 | 47.85 | 61.4 | 68.05 | 11.48
8163 | 341 | 12 | 15.82 | 25.74 | 10.54 | 47.85 | 61.4 | 68.05 | 11.48
8164 | 341 | 12 | 15.82 | 25.74 | 10.54 | 47.85 | 61.4 | 68.05 | 11.47
8165 | 341 | 12 | 15.82 | 25.74 | 10.54 | 47.85 | 63.24 | 139.33 | 11.47
8166 | 341 | 12 | 15.82 | 25.74 | 10.54 | 52.67 | 169.74 | 603.31 | 0.1
8167 | 341 | 12 | 18.36 | 28.37 | 10.54 | 62.12 | 843.72 | 843.72 | 11.48
8168 | 341 | 12 | 18.92 | 36.94 | 10.54 | 843.72 | 843.72 | 843.72 | 11.47
8169 | 341 | 12 | 18.92 | 36.94 | 10.54 | 843.72 | 843.72 | 843.72 | 11.47
8170 | 341 | 12 | 18.92 | 36.94 | 11.14 | 843.72 | 843.72 | 843.72 | 10.58
8171 | 341 | 12 | 18.92 | 36.94 | 11.14 | 91.52 | 843.72 | 843.72 | 0.1
8172 | 341 | 12 | 18.36 | 36.15 | 11.14 | 77.79 | 843.72 | 843.72 | 0.1
8173 | 341 | 12 | 18.36 | 35.87 | 10.54 | 77.79 | 843.72 | 843.72 | 11.47
8174 | 341 | 12 | 18.34 | 35.87 | 10.54 | 77.79 | 843.72 | 835.28 | 11.47
8175 | 341 | 12 | 18.34 | 36.01 | 10.54 | 77.79 | 843.72 | 835.28 | 11.47
8176 | 341 | 12 | 18.34 | 36.94 | 11.2 | 91.52 | 843.72 | 843.72 | 11.47
8177 | 341 | 12 | 18.92 | 36.94 | 11.2 | 91.52 | 843.72 | 843.72 | 11.47
8178 | 341 | 12 | 18.92 | 37.09 | 11.2 | 843.72 | 869.03 | 843.72 | 11.47
8179 | 341 | 12 | 18.92 | 37.09 | 11.2 | 843.72 | 843.72 | 843.72 | 11.47
8180 | 341 | 12 | 18.7 | 36.94 | 11.2 | 91.52 | 843.72 | 843.72 | 0.97
8181 | 341 | 12 | 18.34 | 30.91 | 11.2 | 62.12 | 843.72 | 843.72 | 2.92
8182 | 341 | 12 | 17.81 | 26.51 | 11.2 | 55.32 | 843.72 | 819.14 | 0.1
8183 | 341 | 12 | 18.25 | 25.74 | 11.2 | 55.32 | 835.28 | 810.95 | 0.1
8184 | 341 | 12 | 15.82 | 25.74 | 11.2 | 52.67 | 169.74 | 152.25 | 0.1
8185 | 342 | 12 | 15.61 | 25.74 | 11.2 | 51.14 | 65.14 | 64.14 | 0.1
8186 | 342 | 12 | 15.11 | 25.29 | 11.2 | 47.85 | 63.24 | 53.71 | 0.97
8187 | 342 | 12 | 13.64 | 25.29 | 10.74 | 47.85 | 61.4 | 53.71 | 0.1
8188 | 342 | 12 | 13.43 | 25.29 | 10.74 | 47.46 | 59.61 | 53.71 | 2.92
8189 | 342 | 12 | 13.43 | 25.29 | 43.44 | 46.11 | 59.61 | 53.71 | 0.1
8190 | 342 | 12 | 14.91 | 25.47 | 37.12 | 51.14 | 63.24 | 53.71 | 0.1
8191 | 342 | 12 | 17.81 | 25.74 | 37.12 | 53.77 | 77.41 | 60.46 | 11.16
8192 | 342 | 12 | 18.36 | 26.74 | 46.2 | 62.12 | 575.24 | 71.61 | 4.32
8193 | 342 | 12 | 18.36 | 28.15 | 43.44 | 62.12 | 596.44 | 135.28 | 4.32
8194 | 342 | 12 | 18.36 | 26.74 | 46.87 | 62.12 | 560.35 | 64.14 | 0.1
8195 | 342 | 12 | 18.36 | 26.51 | 46.87 | 57.04 | 97.29 | 53.71 | 0.1
8196 | 342 | 12 | 18.25 | 25.74 | 46.87 | 55.38 | 82.69 | 53.71 | 0.1
8197 | 342 | 12 | 18.16 | 25.74 | 46.87 | 53.77 | 67.77 | 53.17 | 0.1
8198 | 342 | 12 | 18.16 | 25.74 | 46.87 | 53.77 | 76.63 | 53.71 | 0.1
8199 | 342 | 12 | 18.16 | 26.51 | 46.87 | 53.77 | 79.73 | 54.25 | 0.1
8200 | 342 | 12 | 18.34 | 26.74 | 46.87 | 53.77 | 103.21 | 63.19 | 0.1
8201 | 342 | 12 | 18.36 | 28.97 | 46.87 | 62.12 | 577.16 | 70.9 | 8.65
8202 | 342 | 12 | 18.36 | 33.81 | 46.2 | 65.9 | 843.72 | 70.9 | 11.47
8203 | 342 | 12 | 18.36 | 29.76 | 42.93 | 64.2 | 577.16 | 66.06 | 0.1
8204 | 342 | 12 | 18.36 | 28.24 | 37.37 | 62.12 | 169.74 | 60.46 | 0.97
8205 | 342 | 12 | 18.36 | 25.74 | 37.37 | 54.25 | 67.09 | 54.87 | 0.1
8206 | 342 | 12 | 18.16 | 25.74 | 37.37 | 52.67 | 65.14 | 53.71 | 0.1
8207 | 342 | 12 | 18.25 | 25.74 | 37.37 | 52.67 | 63.24 | 49.53 | 0.1
8208 | 342 | 12 | 16.78 | 25.47 | 46.2 | 48.88 | 53.76 | 48.59 | 0.1
8209 | 343 | 12 | 14.91 | 25.29 | 46.87 | 47.67 | 47.93 | 47.17 | 0.1
8210 | 343 | 12 | 14.91 | 25.29 | 46.87 | 44.77 | 47.93 | 46.64 | 0.1
8211 | 343 | 12 | 14.91 | 25.29 | 46.87 | 44.77 | 47.93 | 45.85 | 0.1
8212 | 343 | 12 | 14.91 | 25.29 | 46.2 | 44.77 | 47.93 | 46.24 | 0.1
8213 | 343 | 12 | 14.91 | 25.29 | 46.2 | 44.77 | 47.93 | 46.7 | 0.1
8214 | 343 | 12 | 15.36 | 25.29 | 46.2 | 48.88 | 47.93 | 48.59 | 0.1
8215 | 343 | 12 | 18.8 | 26.05 | 30.68 | 53.77 | 63.24 | 50.33 | 11.31
8216 | 343 | 12 | 18.92 | 28.12 | 30.68 | 843.72 | 575.24 | 62.27 | 11.47
8217 | 343 | 12 | 18.92 | 29.76 | 31.21 | 843.72 | 843.72 | 603.31 | 11.47
8218 | 343 | 12 | 18.92 | 29.96 | 46.2 | 64.2 | 843.72 | 603.31 | 11.47
8219 | 343 | 12 | 18.92 | 28.97 | 46.55 | 62.12 | 575.24 | 59.21 | 0.1
8220 | 343 | 12 | 18.92 | 27.3 | 46.55 | 55.38 | 89.26 | 53.71 | 0.1
8221 | 343 | 12 | 18.36 | 26.51 | 43.44 | 53.77 | 75.87 | 50.33 | 0.1
8222 | 343 | 12 | 18.36 | 25.76 | 30.95 | 52.67 | 75.87 | 50.33 | 0.1
8223 | 343 | 12 | 18.34 | 26.5 | 30.95 | 52.67 | 75.87 | 50.33 | 0.1
8224 | 343 | 12 | 18.34 | 27.29 | 30.95 | 52.67 | 75.87 | 54.87 | 0.1
8225 | 343 | 12 | 18.36 | 29.76 | 30.44 | 59.17 | 81.87 | 59.21 | 11.47
8226 | 343 | 12 | 18.92 | 34.82 | 29.11 | 64.2 | 843.72 | 62.27 | 11.47
8227 | 343 | 12 | 18.92 | 30.91 | 22.57 | 62.33 | 89.26 | 56.52 | 6.19
8228 | 343 | 12 | 18.92 | 28.12 | 17.73 | 58.63 | 69.11 | 54.87 | 0.1
8229 | 343 | 12 | 18.36 | 26.51 | 17.73 | 52.67 | 61.4 | 49.08 | 1.12
8230 | 343 | 12 | 18.34 | 25.74 | 16.83 | 48.88 | 47.93 | 48.59 | 0.1
8231 | 343 | 12 | 17.94 | 25.59 | 17.01 | 48.88 | 46.54 | 36.87 | 1.79
8232 | 343 | 12 | 16.29 | 25.29 | 22.57 | 44.77 | 45.55 | 33.67 | 0.97
8233 | 344 | 12 | 14.91 | 24.84 | 30.5 | 43.56 | 41.48 | 33.67 | 1.94
8234 | 344 | 12 | 14.48 | 24.84 | 30.31 | 43.47 | 41.48 | 33.67 | 0.1
8235 | 344 | 12 | 13.46 | 24.84 | 30.31 | 43.47 | 39.74 | 33.67 | 0.1
8236 | 344 | 12 | 12.66 | 24.84 | 22.57 | 42.17 | 39.53 | 33.67 | 0.1
8237 | 344 | 12 | 12.66 | 24.84 | 21.36 | 43.47 | 39.53 | 33.67 | 0.97
8238 | 344 | 12 | 14.48 | 24.84 | 15.99 | 43.47 | 41.48 | 33.67 | 0.1
8239 | 344 | 12 | 16.29 | 25.29 | 21.36 | 44.77 | 41.9 | 33.67 | 11.31
8240 | 344 | 12 | 18.16 | 26.05 | 22.57 | 49.65 | 45.99 | 34.75 | 4.32
8241 | 344 | 12 | 18.16 | 26.5 | 30.31 | 51.14 | 46.75 | 34.75 | 7.29
8242 | 344 | 12 | 18.16 | 26.05 | 28.2 | 51.14 | 46.75 | 34.75 | 0.1
8243 | 344 | 12 | 18.16 | 25.74 | 32.41 | 48.88 | 45.99 | 34.25 | 0.1
8244 | 344 | 12 | 18.16 | 25.74 | 30.95 | 48.88 | 45.99 | 33.67 | 0.1
8245 | 344 | 12 | 18.16 | 25.59 | 30.95 | 46.28 | 45.55 | 33.67 | 0.1
8246 | 344 | 12 | 17.29 | 25.59 | 31.21 | 45.78 | 45.55 | 33.67 | 0.1
8247 | 344 | 12 | 17.29 | 25.59 | 30.68 | 46.11 | 45.55 | 33.67 | 0.1
8248 | 344 | 12 | 17.29 | 25.74 | 30.67 | 46.11 | 45.55 | 33.74 | 2.92
8249 | 344 | 12 | 18.16 | 25.74 | 29.78 | 48.2 | 46.54 | 35.8 | 11.47
8250 | 344 | 12 | 18.16 | 26.51 | 30.33 | 51.9 | 52.53 | 42.11 | 11.47
8251 | 344 | 12 | 18.16 | 26.51 | 30.02 | 51.14 | 46.75 | 35.8 | 6.19
8252 | 344 | 12 | 18.16 | 25.74 | 29.76 | 48.88 | 46.54 | 35.8 | 1.56
8253 | 344 | 12 | 17.72 | 25.29 | 29.76 | 44.77 | 45.55 | 33.67 | 0.97
8254 | 344 | 12 | 14.91 | 24.84 | 29.57 | 43.62 | 41.48 | 33.67 | 0.52
8255 | 344 | 12 | 16.29 | 24.84 | 30.5 | 43.56 | 41.48 | 33.67 | 11.47
8256 | 344 | 12 | 14.91 | 24.84 | 30.5 | 43.47 | 41.48 | 33.67 | 0.97
8257 | 345 | 12 | 13.83 | 24.84 | 30.5 | 34.08 | 30.31 | 33.67 | 6.04
8258 | 345 | 12 | 13.83 | 24.84 | 30.67 | 34.08 | 30.01 | 33.67 | 0.97
8259 | 345 | 12 | 13.04 | 24.84 | 30.67 | 34.08 | 30.01 | 33.67 | 0.97
8260 | 345 | 12 | 12.66 | 24.73 | 30.67 | 33.09 | 29.46 | 33.67 | 0.97
8261 | 345 | 12 | 12.66 | 24.73 | 24.41 | 34.08 | 29.46 | 33.67 | 0.97
8262 | 345 | 12 | 12.66 | 24.84 | 30.5 | 34.08 | 30.01 | 33.67 | 0.1
8263 | 345 | 12 | 13.04 | 24.84 | 30.5 | 34.08 | 30.01 | 33.67 | 10.58
8264 | 345 | 12 | 14.67 | 24.84 | 30.5 | 34.43 | 30.31 | 33.67 | 4.32
8265 | 345 | 12 | 14.91 | 24.84 | 30.5 | 42.19 | 31.51 | 33.67 | 11.47
8266 | 345 | 12 | 16.27 | 25.29 | 30.5 | 43.39 | 37.07 | 34.07 | 1.94
8267 | 345 | 12 | 16.27 | 25.29 | 30.5 | 44.69 | 37.07 | 34.07 | 0.1
8268 | 345 | 12 | 15.82 | 25.29 | 30.5 | 44.69 | 32.45 | 34.25 | 0.1
8269 | 345 | 12 | 15.82 | 25.29 | 30.67 | 43.39 | 31.51 | 34.25 | 0.1
8270 | 345 | 12 | 15.82 | 24.99 | 30.5 | 42.17 | 31.51 | 34.07 | 0.1
8271 | 345 | 12 | 15.82 | 24.99 | 30.5 | 42.17 | 31.51 | 34.01 | 0.1
8272 | 345 | 12 | 15.82 | 24.99 | 30.35 | 42.17 | 31.51 | 34.01 | 0.1
8273 | 345 | 12 | 15.82 | 24.99 | 30.42 | 44.69 | 42.56 | 34.01 | 10.14
8274 | 345 | 12 | 16.27 | 25.74 | 30.02 | 44.69 | 42.56 | 34.01 | 11.47
8275 | 345 | 12 | 16.27 | 25.29 | 29.73 | 44.69 | 42.56 | 34.01 | 4.32
8276 | 345 | 12 | 16.27 | 25.29 | 29.95 | 44.45 | 42.56 | 33.67 | 10.58
8277 | 345 | 12 | 15.82 | 24.84 | 29.45 | 42.66 | 31.51 | 33.67 | 2.39
8278 | 345 | 12 | 14.91 | 24.84 | 29.76 | 39.78 | 31.51 | 33.67 | 0.1
8279 | 345 | 12 | 14.91 | 24.84 | 30.44 | 37.98 | 30.62 | 33.67 | 0.97
8280 | 345 | 12 | 14.91 | 24.84 | 30.5 | 34.43 | 30.91 | 33.67 | 0.97
8281 | 346 | 12 | 13.83 | 24.84 | 30.5 | 37.98 | 31.51 | 33.67 | 0.97
8282 | 346 | 12 | 13.83 | 24.84 | 30.5 | 37.98 | 31.51 | 33.67 | 0.97
8283 | 346 | 12 | 13.83 | 24.84 | 30.5 | 37.98 | 31.51 | 33.67 | 0.97
8284 | 346 | 12 | 13.04 | 24.84 | 30.5 | 37.98 | 31.51 | 33.67 | 0.64
8285 | 346 | 12 | 13.83 | 24.84 | 30.5 | 37.98 | 31.51 | 33.67 | 1.31
8286 | 346 | 12 | 13.83 | 24.84 | 30.31 | 41.75 | 31.51 | 33.67 | 10.58
8287 | 346 | 12 | 14.67 | 24.99 | 30.31 | 42.17 | 31.51 | 33.67 | 11.44
8288 | 346 | 12 | 15.82 | 24.99 | 30.31 | 43.44 | 37.78 | 36.87 | 11.47
8289 | 346 | 12 | 15.82 | 25.29 | 30.29 | 46.03 | 45.18 | 53.71 | 11.47
8290 | 346 | 12 | 17.29 | 25.74 | 30.5 | 46.03 | 52.53 | 53.71 | 11.47
8291 | 346 | 12 | 17.83 | 25.74 | 30.5 | 46.11 | 52.53 | 53.71 | 11.47
8292 | 346 | 12 | 17.83 | 25.74 | 30.31 | 47.46 | 52.53 | 56.52 | 0.1
8293 | 346 | 12 | 17.83 | 25.74 | 30.31 | 46.03 | 52.53 | 53.71 | 11.47
8294 | 346 | 12 | 17.29 | 25.29 | 25.86 | 46.03 | 46.07 | 53.71 | 0.1
8295 | 346 | 12 | 15.82 | 24.99 | 17.73 | 44.74 | 45.55 | 50.13 | 0.1
8296 | 346 | 12 | 15.82 | 24.99 | 17.73 | 44.74 | 44.65 | 48.86 | 0.1
8297 | 346 | 12 | 15.82 | 25.74 | 15.86 | 46.11 | 45.55 | 50.33 | 0.1
8298 | 346 | 12 | 17.29 | 25.74 | 15.86 | 48.88 | 50.07 | 53.71 | 11.47
8299 | 346 | 12 | 17.29 | 25.74 | 15.86 | 50.35 | 52.53 | 53.71 | 0.1
8300 | 346 | 12 | 16.78 | 25.74 | 15.86 | 48.88 | 52.53 | 53.27 | 0.1
8301 | 346 | 12 | 14.91 | 25.74 | 15.86 | 46.11 | 46.54 | 51.2 | 0.1
8302 | 346 | 12 | 14.67 | 24.99 | 15.86 | 44.69 | 45.18 | 50.13 | 0.1
8303 | 346 | 12 | 13.85 | 24.99 | 15.86 | 44.69 | 45.18 | 48.67 | 0.1
8304 | 346 | 12 | 13.85 | 24.84 | 17.73 | 43.72 | 44.65 | 45.65 | 0.1
8305 | 347 | 12 | 13.43 | 24.84 | 20.5 | 43.39 | 44.65 | 45.65 | 0.1
8306 | 347 | 12 | 12.9 | 24.84 | 27.86 | 39.78 | 38.58 | 33.67 | 0.1
8307 | 347 | 12 | 12.66 | 24.84 | 29.45 | 40.9 | 38.95 | 33.67 | 11.09
8308 | 347 | 12 | 12.29 | 24.84 | 17.73 | 42.17 | 41.8 | 39.95 | 11.22
8309 | 347 | 12 | 13.85 | 24.84 | 17.73 | 44.69 | 44.65 | 50.13 | 11.44
8310 | 347 | 12 | 15.82 | 25.29 | 16.98 | 46.11 | 61.4 | 139.33 | 11.44
8311 | 347 | 12 | 18.36 | 25.74 | 16.2 | 55.88 | 843.72 | 843.72 | 11.47
8312 | 347 | 12 | 18.92 | 36.01 | 19.8 | 843.72 | 869.03 | 869.03 | 17.6
8313 | 347 | 12 | 19.02 | 37.09 | 17.73 | 869.03 | 869.03 | 869.03 | 18.9
8314 | 347 | 12 | 19.02 | 37.09 | 29.45 | 869.03 | 869.03 | 869.03 | 22.79
8315 | 347 | 12 | 19.02 | 37.09 | 29.45 | 869.03 | 869.03 | 869.03 | 18.9
8316 | 347 | 12 | 19.02 | 37.09 | 29.45 | 869.03 | 869.03 | 869.03 | 18.44
8317 | 347 | 12 | 18.92 | 37.09 | 29.45 | 843.72 | 869.03 | 869.03 | 18.44
8318 | 347 | 12 | 18.92 | 37.09 | 29.45 | 843.72 | 869.03 | 869.03 | 22.79
8319 | 347 | 12 | 18.92 | 37.09 | 29.45 | 843.72 | 869.03 | 869.03 | 24.45
8320 | 347 | 12 | 18.92 | 37.09 | 26.28 | 843.72 | 869.03 | 869.03 | 25.65
8321 | 347 | 12 | 19.02 | 39.51 | 15.88 | 869.03 | 869.03 | 869.03 | 25.65
8322 | 347 | 12 | 19.02 | 869.03 | 15.74 | 869.03 | 869.03 | 869.03 | 25.87
8323 | 347 | 12 | 19.02 | 39.51 | 11.24 | 869.03 | 869.03 | 869.03 | 22.79
8324 | 347 | 12 | 19.02 | 38.2 | 11.2 | 869.03 | 869.03 | 869.03 | 18.35
8325 | 347 | 12 | 18.92 | 36.94 | 11.2 | 843.72 | 869.03 | 869.03 | 11.48
8326 | 347 | 12 | 18.92 | 35.87 | 11.2 | 65.9 | 869.03 | 869.03 | 11.48
8327 | 347 | 12 | 18.92 | 34.82 | 11.2 | 64.2 | 869.03 | 869.03 | 11.47
8328 | 347 | 12 | 18.36 | 28.97 | 11.2 | 64.2 | 869.03 | 869.03 | 11.47
8329 | 348 | 12 | 18.34 | 27.3 | 11.2 | 62.96 | 843.72 | 860.34 | 11.47
8330 | 348 | 12 | 17.81 | 26.51 | 11.24 | 62.12 | 843.72 | 843.72 | 11.47
8331 | 348 | 12 | 16.54 | 26.51 | 11.24 | 62.12 | 843.72 | 843.72 | 11.47
8332 | 348 | 12 | 16.3 | 25.74 | 11.24 | 62.12 | 760.84 | 843.72 | 11.47
8333 | 348 | 12 | 17.29 | 26.35 | 11.24 | 62.12 | 760.84 | 843.72 | 11.47
8334 | 348 | 12 | 17.81 | 27.3 | 11.24 | 62.12 | 843.72 | 843.72 | 18.11
8335 | 348 | 12 | 18.36 | 30.01 | 11.24 | 64.2 | 860.34 | 860.34 | 18.35
8336 | 348 | 12 | 19.02 | 37.09 | 11.24 | 869.03 | 869.03 | 869.03 | 18.35
8337 | 348 | 12 | 19.02 | 37.09 | 11.2 | 869.03 | 869.03 | 869.03 | 18.35
8338 | 348 | 12 | 19.02 | 37.09 | 11.24 | 869.03 | 869.03 | 869.03 | 18.35
8339 | 348 | 12 | 18.92 | 37.09 | 14.16 | 869.03 | 869.03 | 869.03 | 11.47
8340 | 348 | 12 | 18.92 | 37.09 | 14.16 | 843.72 | 869.03 | 869.03 | 11.47
8341 | 348 | 12 | 18.92 | 37.09 | 14.16 | 843.72 | 869.03 | 869.03 | 11.47
8342 | 348 | 12 | 18.92 | 37.09 | 14.16 | 843.72 | 869.03 | 869.03 | 11.47
8343 | 348 | 12 | 18.92 | 37.09 | 14.16 | 843.72 | 869.03 | 869.03 | 11.47
8344 | 348 | 12 | 18.92 | 37.09 | 11.24 | 843.72 | 869.03 | 869.03 | 11.47
8345 | 348 | 12 | 18.92 | 38.2 | 11.24 | 869.03 | 869.03 | 869.03 | 22.79
8346 | 348 | 12 | 19.02 | 843.72 | 11.2 | 869.03 | 869.03 | 869.03 | 22.79
8347 | 348 | 12 | 19.02 | 39.34 | 11.2 | 869.03 | 869.03 | 869.03 | 22.79
8348 | 348 | 12 | 18.92 | 37.09 | 11.2 | 869.03 | 869.03 | 869.03 | 22.79
8349 | 348 | 12 | 18.92 | 36.94 | 11.2 | 77.53 | 869.03 | 869.03 | 22.79
8350 | 348 | 12 | 18.34 | 35.87 | 11.2 | 62.96 | 860.34 | 869.03 | 22.79
8351 | 348 | 12 | 18.34 | 34.82 | 11.2 | 62.96 | 860.34 | 869.03 | 18.92
8352 | 348 | 12 | 18.34 | 28.11 | 11.2 | 62.12 | 843.72 | 869.03 | 18.92
8353 | 349 | 12 | 17.94 | 26.51 | 11.24 | 62.12 | 738.68 | 843.72 | 18.34
8354 | 349 | 12 | 17.72 | 26.51 | 16.17 | 62.12 | 738.68 | 843.72 | 18.44
8355 | 349 | 12 | 16.78 | 25.74 | 16.17 | 57.04 | 738.68 | 843.72 | 18.44
8356 | 349 | 12 | 16.78 | 25.74 | 11.24 | 57.56 | 738.68 | 843.72 | 18.92
8357 | 349 | 12 | 16.78 | 26.35 | 11.24 | 62.12 | 819.14 | 843.72 | 18.92
8358 | 349 | 12 | 17.81 | 27.3 | 11.24 | 62.12 | 843.72 | 843.72 | 18.44
8359 | 349 | 12 | 18.36 | 30.91 | 11.24 | 62.12 | 869.03 | 869.03 | 18.92
8360 | 349 | 12 | 19.02 | 37.09 | 11.24 | 843.72 | 869.03 | 869.03 | 18.92
8361 | 349 | 12 | 19.02 | 37.09 | 11.24 | 843.72 | 869.03 | 869.03 | 17.96
8362 | 349 | 12 | 19.02 | 37.09 | 11.24 | 843.72 | 869.03 | 869.03 | 18.34
8363 | 349 | 12 | 18.92 | 37.09 | 15.74 | 843.72 | 869.03 | 869.03 | 18.18
8364 | 349 | 12 | 18.92 | 37.09 | 15.74 | 843.72 | 869.03 | 869.03 | 18.34
8365 | 349 | 12 | 18.36 | 37.09 | 15.74 | 843.72 | 869.03 | 860.85 | 11.47
8366 | 349 | 12 | 18.36 | 37.09 | 15.74 | 843.72 | 852.24 | 852.24 | 11.47
8367 | 349 | 12 | 18.36 | 37.09 | 15.74 | 843.72 | 843.72 | 852.24 | 11.47
8368 | 349 | 12 | 18.7 | 37.09 | 15.74 | 843.72 | 843.72 | 852.24 | 11.47
8369 | 349 | 12 | 18.92 | 37.09 | 15.74 | 843.72 | 869.03 | 869.03 | 11.47
8370 | 349 | 12 | 18.92 | 37.09 | 11.2 | 843.72 | 869.03 | 869.03 | 11.47
8371 | 349 | 12 | 18.92 | 37.09 | 11.2 | 843.72 | 869.03 | 869.03 | 11.47
8372 | 349 | 12 | 18.81 | 36.94 | 11.2 | 819.14 | 843.72 | 843.72 | 4.51
8373 | 349 | 12 | 18.34 | 30.91 | 11.2 | 62.75 | 843.72 | 843.72 | 0.1
8374 | 349 | 12 | 18.16 | 27.3 | 11.2 | 60.51 | 843.72 | 843.72 | 1.31
8375 | 349 | 12 | 18.25 | 25.74 | 11.2 | 56.02 | 843.72 | 819.14 | 0.64
8376 | 349 | 12 | 17.29 | 25.74 | 11.2 | 54.15 | 717.16 | 717.16 | 0.1
8377 | 350 | 12 | 15.61 | 25.59 | 11.2 | 52.2 | 169.74 | 548.41 | 10.58
8378 | 350 | 12 | 15.61 | 25.59 | 11.24 | 47.85 | 164.79 | 147.82 | 11.22
8379 | 350 | 12 | 14.69 | 25.01 | 11.24 | 47.85 | 74.4 | 139.33 | 10.58
8380 | 350 | 12 | 13.83 | 25.01 | 11.2 | 47.85 | 67.09 | 72.19 | 11.09
8381 | 350 | 12 | 14.25 | 25.01 | 11.2 | 47.85 | 74.4 | 139.33 | 0.97
8382 | 350 | 12 | 15.61 | 25.59 | 11.2 | 52.2 | 169.74 | 548.41 | 0.1
8383 | 350 | 12 | 18.25 | 25.74 | 11.2 | 54.15 | 696.27 | 603.31 | 11.16
8384 | 350 | 12 | 18.36 | 29.14 | 11.2 | 63.07 | 843.72 | 795.29 | 10.14
8385 | 350 | 12 | 18.36 | 29.42 | 11.2 | 63.07 | 843.72 | 819.14 | 11.47
8386 | 350 | 12 | 18.36 | 29.14 | 11.24 | 63.07 | 843.72 | 795.29 | 0.1
8387 | 350 | 12 | 18.36 | 28.15 | 11.24 | 62.33 | 843.72 | 691.4 | 0.1
8388 | 350 | 12 | 18.34 | 28.15 | 14.16 | 62.33 | 843.72 | 656.3 | 0.1
8389 | 350 | 12 | 18.34 | 27.33 | 14.16 | 54.15 | 843.72 | 587.69 | 0.1
8390 | 350 | 12 | 17.94 | 27.33 | 11.24 | 53.61 | 717.97 | 587.69 | 0.1
8391 | 350 | 12 | 17.81 | 27.33 | 11.2 | 54.15 | 717.16 | 587.69 | 2.92
8392 | 350 | 12 | 17.94 | 28.15 | 11.2 | 54.15 | 717.97 | 593.63 | 10.58
8393 | 350 | 12 | 18.34 | 29.14 | 11.2 | 62.33 | 843.72 | 691.4 | 10.58
8394 | 350 | 12 | 18.36 | 33.81 | 11.2 | 65.9 | 843.72 | 819.14 | 10.58
8395 | 350 | 12 | 18.81 | 29.42 | 11.2 | 65.9 | 843.72 | 795.29 | 0.1
8396 | 350 | 12 | 18.36 | 28.15 | 11.2 | 63.07 | 843.72 | 795.29 | 8.12
8397 | 350 | 12 | 18.34 | 27.3 | 11.2 | 57.04 | 628.58 | 691.4 | 2.92
8398 | 350 | 12 | 17.29 | 25.74 | 11.2 | 53.07 | 171.45 | 553.95 | 0.1
8399 | 350 | 12 | 17.94 | 25.74 | 11.2 | 53.61 | 169.74 | 163.92 | 0.1
8400 | 350 | 12 | 17.29 | 25.74 | 11.2 | 51.33 | 65.14 | 64.14 | 0.1
8401 | 351 | 12 | 15.61 | 24.99 | 11.2 | 46.98 | 59.61 | 53.17 | 0.1
8402 | 351 | 12 | 15.59 | 24.99 | 11.2 | 46.98 | 59.61 | 53.17 | 1.94
8403 | 351 | 12 | 14.27 | 24.99 | 11.2 | 46.98 | 59.61 | 53.17 | 4.32
8404 | 351 | 12 | 13.43 | 24.84 | 11.2 | 46.98 | 59.61 | 53.17 | 4.32
8405 | 351 | 12 | 13.43 | 24.84 | 11.2 | 46.98 | 59.61 | 53.17 | 4.32
8406 | 351 | 12 | 15.13 | 25.29 | 11.2 | 46.98 | 59.61 | 53.17 | 0.1
8407 | 351 | 12 | 17.29 | 25.74 | 11.2 | 48.39 | 63.24 | 54.87 | 0.97
8408 | 351 | 12 | 18.34 | 27.29 | 11.2 | 55.27 | 79.48 | 64.14 | 0.97
8409 | 351 | 12 | 18.34 | 27.3 | 11.2 | 55.27 | 164.79 | 68.05 | 4.32
8410 | 351 | 12 | 18.34 | 27.3 | 11.2 | 55.27 | 79.48 | 66.06 | 0.1
8411 | 351 | 12 | 18.34 | 26.5 | 15.67 | 54.15 | 74.4 | 62.55 | 1.94
8412 | 351 | 12 | 17.94 | 25.74 | 15.67 | 54.15 | 74.4 | 54.87 | 0.1
8413 | 351 | 12 | 17.29 | 25.74 | 15.67 | 47.85 | 63.24 | 53.71 | 0.1
8414 | 351 | 12 | 16.04 | 25.74 | 15.67 | 47.85 | 63.24 | 53.71 | 0.1
8415 | 351 | 12 | 15.82 | 25.74 | 15.67 | 47.37 | 63.24 | 53.71 | 0.1
8416 | 351 | 12 | 15.82 | 25.74 | 15.67 | 47.85 | 63.24 | 53.71 | 0.46
8417 | 351 | 12 | 17.29 | 27.3 | 15.28 | 52.57 | 74.4 | 56.52 | 10.58
8418 | 351 | 12 | 18.34 | 27.3 | 11.2 | 56.93 | 544.03 | 64.43 | 10.58
8419 | 351 | 12 | 18.34 | 27.3 | 11.2 | 56.93 | 155.33 | 62.27 | 0.1
8420 | 351 | 12 | 18.34 | 25.74 | 11.2 | 55.27 | 74.4 | 55.32 | 4.32
8421 | 351 | 12 | 17.29 | 25.74 | 11.2 | 49.65 | 61.4 | 53.71 | 4.32
8422 | 351 | 12 | 15.82 | 25.59 | 11.2 | 47.37 | 59.61 | 53.17 | 0.97
8423 | 351 | 12 | 17.29 | 25.59 | 11.2 | 47.85 | 59.02 | 53.17 | 0.97
8424 | 351 | 12 | 17.21 | 25.29 | 11.2 | 47.37 | 59.02 | 52.93 | 0.64
8425 | 352 | 12 | 15.36 | 24.99 | 11.2 | 44.41 | 46.05 | 40.28 | 1.31
8426 | 352 | 12 | 14.91 | 24.99 | 11.2 | 44.32 | 46.05 | 40.28 | 0.97
8427 | 352 | 12 | 13.85 | 24.84 | 11.2 | 44.08 | 45.55 | 36.87 | 4.32
8428 | 352 | 12 | 13.43 | 24.84 | 11.2 | 44.08 | 45.55 | 36.87 | 1.42
8429 | 352 | 12 | 13.04 | 24.84 | 11.2 | 44.08 | 45.55 | 40.28 | 0.48
8430 | 352 | 12 | 14.27 | 24.99 | 11.2 | 44.08 | 46.05 | 40.28 | 1.01
8431 | 352 | 12 | 15.36 | 25.29 | 11.2 | 44.41 | 46.05 | 40.28 | 11.47
8432 | 352 | 12 | 17.29 | 25.29 | 11.2 | 44.86 | 46.05 | 40.28 | 11.47
8433 | 352 | 12 | 18.25 | 25.74 | 11.2 | 46.11 | 57.88 | 52.93 | 0.97
8434 | 352 | 12 | 18.25 | 25.74 | 15.99 | 51.86 | 61.4 | 53.71 | 4.85
8435 | 352 | 12 | 18.25 | 25.74 | 16.17 | 48.88 | 61.4 | 53.71 | 0.1
8436 | 352 | 12 | 18.25 | 25.74 | 16.17 | 48.39 | 61.4 | 53.71 | 0.1
8437 | 352 | 12 | 18.25 | 25.74 | 16.17 | 48.39 | 61.4 | 53.71 | 0.1
8438 | 352 | 12 | 17.29 | 25.74 | 16.17 | 46.11 | 57.88 | 52.93 | 0.1
8439 | 352 | 12 | 15.82 | 25.74 | 16.17 | 46.11 | 57.88 | 52.93 | 0.1
8440 | 352 | 12 | 15.82 | 25.74 | 16.17 | 46.98 | 61.4 | 53.71 | 0.1
8441 | 352 | 12 | 17.94 | 25.74 | 16.17 | 47.85 | 61.4 | 53.71 | 10.58
8442 | 352 | 12 | 18.25 | 26.51 | 15.79 | 51.86 | 65.8 | 62.27 | 11.47
8443 | 352 | 12 | 18.34 | 26.51 | 11.2 | 52.64 | 62.02 | 53.71 | 10.58
8444 | 352 | 12 | 18.25 | 25.74 | 11.2 | 50.58 | 61.4 | 53.71 | 0.97
8445 | 352 | 12 | 17.94 | 25.74 | 11.2 | 46.98 | 61.4 | 53.71 | 0.97
8446 | 352 | 12 | 17.29 | 25.59 | 11.2 | 46.11 | 57.88 | 44.02 | 0.97
8447 | 352 | 12 | 17.29 | 25.59 | 11.2 | 46.11 | 46.52 | 40.28 | 0.97
8448 | 352 | 12 | 15.98 | 25.29 | 11.2 | 46.11 | 46.05 | 40.28 | 1.94
8449 | 353 | 12 | 14.91 | 25.29 | 11.2 | 43.47 | 42.3 | 34.07 | 0.1
8450 | 353 | 12 | 13.04 | 24.84 | 11.24 | 42.2 | 42.3 | 33.67 | 0.97
8451 | 353 | 12 | 13.04 | 24.84 | 11.24 | 42.2 | 42.3 | 33.67 | 0.97
8452 | 353 | 12 | 12.66 | 24.84 | 11.2 | 42.2 | 42.3 | 33.67 | 0.97
8453 | 353 | 12 | 12.66 | 24.73 | 11.2 | 42.2 | 42.3 | 33.67 | 0.97
8454 | 353 | 12 | 12.66 | 24.84 | 11.2 | 42.2 | 42.3 | 33.67 | 1.02
8455 | 353 | 12 | 12.66 | 24.84 | 11.2 | 42.2 | 42.3 | 33.67 | 10.58
8456 | 353 | 12 | 13.04 | 24.84 | 11.2 | 42.2 | 42.3 | 33.67 | 1.37
8457 | 353 | 12 | 13.85 | 24.84 | 11.2 | 42.63 | 42.3 | 33.67 | 8.65
8458 | 353 | 12 | 15.06 | 25.29 | 11.24 | 44.48 | 42.72 | 33.67 | 0.1
8459 | 353 | 12 | 15.82 | 25.29 | 16.22 | 44.86 | 42.72 | 34.01 | 0.1
8460 | 353 | 12 | 15.82 | 25.29 | 16.22 | 44.86 | 43.79 | 34.01 | 0.1
8461 | 353 | 12 | 15.82 | 25.29 | 16.22 | 44.86 | 42.72 | 34.01 | 0.1
8462 | 353 | 12 | 15.82 | 24.99 | 16.22 | 44.86 | 42.72 | 34.01 | 0.1
8463 | 353 | 12 | 13.83 | 24.84 | 16.22 | 44.74 | 42.72 | 33.74 | 0.1
8464 | 353 | 12 | 13.45 | 24.84 | 15.88 | 44.93 | 43.35 | 34.01 | 0.1
8465 | 353 | 12 | 15.82 | 25.74 | 12.58 | 46.03 | 45.55 | 39.62 | 0.1
8466 | 353 | 12 | 15.82 | 25.74 | 15.88 | 46.11 | 49.76 | 44.9 | 11.47
8467 | 353 | 12 | 15.82 | 25.74 | 11.24 | 46.11 | 49.76 | 44.9 | 0.1
8468 | 353 | 12 | 15.82 | 25.74 | 15.88 | 46.11 | 47.93 | 38.46 | 0.1
8469 | 353 | 12 | 15.82 | 25.29 | 15.88 | 46.03 | 44.65 | 34.25 | 0.1
8470 | 353 | 12 | 14.91 | 24.84 | 11.24 | 43.62 | 42.72 | 33.67 | 0.1
8471 | 353 | 12 | 14.91 | 24.84 | 11.24 | 43.39 | 42.3 | 33.67 | 0.1
8472 | 353 | 12 | 14.67 | 24.84 | 11.24 | 42.2 | 42.3 | 33.67 | 0.1
8473 | 354 | 12 | 13.04 | 24.84 | 11.24 | 42.2 | 42.3 | 33.67 | 0.1
8474 | 354 | 12 | 13.04 | 24.73 | 14.2 | 41.75 | 42.3 | 33.67 | 0.1
8475 | 354 | 12 | 12.66 | 24.73 | 11.24 | 39.77 | 40.33 | 33.67 | 2.92
8476 | 354 | 12 | 12.49 | 24.73 | 11.24 | 39.77 | 40.33 | 33.67 | 0.1
8477 | 354 | 12 | 12.49 | 24.73 | 11.24 | 41.13 | 41.06 | 33.67 | 0.1
8478 | 354 | 12 | 13.04 | 24.84 | 11.24 | 42.2 | 42.3 | 33.67 | 0.1
8479 | 354 | 12 | 14.91 | 24.84 | 11.2 | 46.11 | 45.55 | 33.94 | 0.1
8480 | 354 | 12 | 18.16 | 25.74 | 11.2 | 52.67 | 56.39 | 44.9 | 0.1
8481 | 354 | 12 | 18.16 | 25.74 | 11.24 | 52.67 | 57.88 | 47.4 | 0.1
8482 | 354 | 12 | 18.16 | 26.05 | 12.14 | 52.67 | 57.88 | 47.4 | 0.1
8483 | 354 | 12 | 18.16 | 26.05 | 22.57 | 52.67 | 56.39 | 44.9 | 0.1
8484 | 354 | 12 | 18.16 | 25.82 | 22.57 | 52.67 | 56.39 | 44.9 | 0.1
8485 | 354 | 12 | 18.16 | 25.74 | 22.57 | 50.39 | 49.19 | 44.9 | 0.1
8486 | 354 | 12 | 18.16 | 25.74 | 22.57 | 51.14 | 56.39 | 44.9 | 4.32
8487 | 354 | 12 | 18.16 | 25.74 | 22.57 | 51.14 | 56.39 | 44.9 | 0.1
8488 | 354 | 12 | 18.16 | 25.74 | 22.57 | 52.67 | 57.88 | 45.88 | 0.1
8489 | 354 | 12 | 18.16 | 26.53 | 22.57 | 55.38 | 59.61 | 47.4 | 0.1
8490 | 354 | 12 | 18.36 | 29.09 | 15.68 | 62.12 | 575.24 | 50.33 | 11.09
8491 | 354 | 12 | 18.36 | 28.24 | 15.68 | 62.12 | 575.24 | 48.86 | 0.1
8492 | 354 | 12 | 18.16 | 26.51 | 15.68 | 52.67 | 57.88 | 47.4 | 4.32
8493 | 354 | 12 | 18.16 | 25.74 | 15.68 | 52.67 | 56.39 | 45.88 | 4.32
8494 | 354 | 12 | 17.29 | 25.59 | 15.68 | 48.39 | 45.99 | 34.29 | 0.97
8495 | 354 | 12 | 17.94 | 25.29 | 15.68 | 46.98 | 45.55 | 34.07 | 0.97
8496 | 354 | 12 | 16.78 | 25.29 | 15.68 | 44.86 | 45.55 | 34.07 | 0.97
8497 | 355 | 12 | 14.91 | 24.84 | 27.35 | 43.39 | 42.3 | 33.67 | 0.97
8498 | 355 | 12 | 14.91 | 24.84 | 30.5 | 43.39 | 42.3 | 33.67 | 0.97
8499 | 355 | 12 | 14.55 | 24.84 | 30.5 | 43.39 | 42.3 | 33.67 | 0.97
8500 | 355 | 12 | 13.04 | 24.84 | 30.5 | 42.2 | 42.3 | 33.67 | 0.97
8501 | 355 | 12 | 13.04 | 24.84 | 30.5 | 42.2 | 42.3 | 33.67 | 0.97
8502 | 355 | 12 | 14.67 | 24.84 | 30.5 | 43.39 | 42.3 | 33.67 | 0.1
8503 | 355 | 12 | 15.82 | 25.29 | 30.5 | 46.11 | 43.15 | 33.67 | 7.26
8504 | 355 | 12 | 18.16 | 25.74 | 30.68 | 51.14 | 49.76 | 39.62 | 5.71
8505 | 355 | 12 | 18.16 | 25.74 | 37.12 | 51.14 | 54.75 | 44.11 | 6.04
8506 | 355 | 12 | 18.16 | 25.74 | 37.12 | 51.14 | 49.76 | 40.89 | 6.04
8507 | 355 | 12 | 18.16 | 25.74 | 38.28 | 51.04 | 47.93 | 34.29 | 0.64
8508 | 355 | 12 | 17.94 | 25.74 | 38.28 | 48.88 | 45.55 | 33.67 | 0.64
8509 | 355 | 12 | 17.29 | 25.74 | 37.12 | 44.69 | 42.72 | 33.67 | 2.28
8510 | 355 | 12 | 15.82 | 24.84 | 37.12 | 43.56 | 42.72 | 33.67 | 0.1
8511 | 355 | 12 | 15.82 | 24.84 | 30.95 | 43.82 | 42.72 | 33.67 | 0.1
8512 | 355 | 12 | 15.82 | 25.29 | 37.12 | 44.69 | 42.72 | 33.67 | 0.1
8513 | 355 | 12 | 15.82 | 25.74 | 37.12 | 48.88 | 45.55 | 33.67 | 10.77
8514 | 355 | 12 | 18.16 | 25.74 | 30.44 | 51.14 | 49.76 | 44.11 | 5.71
8515 | 355 | 12 | 18.16 | 25.74 | 30.44 | 51.04 | 45.99 | 39.62 | 5.71
8516 | 355 | 12 | 17.29 | 25.74 | 30.31 | 48.2 | 42.72 | 34.29 | 0.47
8517 | 355 | 12 | 15.82 | 24.99 | 30.31 | 43.91 | 42.56 | 33.67 | 0.1
8518 | 355 | 12 | 14.91 | 24.84 | 30.31 | 43.39 | 42.3 | 33.67 | 0.1
8519 | 355 | 12 | 14.91 | 24.84 | 30.44 | 43.39 | 38.14 | 33.67 | 0.1
8520 | 355 | 12 | 14.91 | 24.84 | 30.5 | 42.35 | 38.14 | 33.67 | 0.1
8521 | 356 | 12 | 14.67 | 24.84 | 30.5 | 42.17 | 38.14 | 33.67 | 0.1
8522 | 356 | 12 | 14.27 | 24.99 | 30.95 | 42.17 | 38.14 | 33.67 | 0.1
8523 | 356 | 12 | 12.99 | 24.84 | 30.95 | 42.17 | 38.14 | 33.67 | 0.1
8524 | 356 | 12 | 11.98 | 24.73 | 30.5 | 41.75 | 38.14 | 33.67 | 0.1
8525 | 356 | 12 | 11.67 | 24.73 | 30.23 | 41.75 | 38.14 | 33.67 | 0.1
8526 | 356 | 12 | 12.9 | 24.84 | 30.31 | 42.17 | 38.14 | 33.67 | 0.1
8527 | 356 | 12 | 14.91 | 24.84 | 30.31 | 42.75 | 38.14 | 33.67 | 0.16
8528 | 356 | 12 | 17.29 | 25.29 | 30.5 | 46.98 | 42.72 | 33.67 | 0.16
8529 | 356 | 12 | 17.29 | 25.74 | 30.5 | 49.12 | 45.55 | 34.29 | 0.16
8530 | 356 | 12 | 17.29 | 25.74 | 30.5 | 49.12 | 45.55 | 34.29 | 0.16
8531 | 356 | 12 | 17.29 | 25.29 | 30.68 | 47.85 | 45.18 | 34.07 | 0.1
8532 | 356 | 12 | 17.29 | 25.29 | 30.68 | 46.8 | 45.18 | 34.07 | 0.1
8533 | 356 | 12 | 15.82 | 24.84 | 30.68 | 44.77 | 42.56 | 33.67 | 0.1
8534 | 356 | 12 | 15.82 | 24.84 | 30.68 | 44.77 | 42.56 | 33.67 | 0.1
8535 | 356 | 12 | 15.82 | 24.84 | 30.5 | 44.69 | 42.56 | 33.67 | 0.1
8536 | 356 | 12 | 15.82 | 25.74 | 30.5 | 44.77 | 42.56 | 34.07 | 0.1
8537 | 356 | 12 | 15.82 | 25.74 | 30.5 | 46.21 | 45.18 | 39.62 | 0.1
8538 | 356 | 12 | 17.29 | 25.74 | 30.5 | 49.12 | 45.55 | 44.11 | 0.16
8539 | 356 | 12 | 17.29 | 25.74 | 30.5 | 49.12 | 45.18 | 39.62 | 0.1
8540 | 356 | 12 | 17.29 | 25.74 | 30.5 | 47.46 | 45.18 | 34.25 | 0.1
8541 | 356 | 12 | 15.82 | 24.99 | 30.5 | 44.69 | 42.56 | 33.67 | 0.1
8542 | 356 | 12 | 14.91 | 24.84 | 30.5 | 43.03 | 38.14 | 33.67 | 0.1
8543 | 356 | 12 | 14.91 | 24.84 | 30.5 | 42.17 | 33.43 | 33.67 | 0.1
8544 | 356 | 12 | 13.04 | 24.84 | 30.5 | 39.93 | 31.51 | 33.67 | 0.1
8545 | 357 | 12 | 11.6 | 24.84 | 30.68 | 31.84 | 30.01 | 33.67 | 0.1
8546 | 357 | 12 | 11.3 | 24.73 | 37.12 | 30.57 | 29.46 | 33.67 | 0.1
8547 | 357 | 12 | 9.77 | 23.59 | 37.12 | 30.03 | 29.46 | 33.67 | 0.1
8548 | 357 | 12 | 9.49 | 23.59 | 37.12 | 30.03 | 29.46 | 33.67 | 0.1
8549 | 357 | 12 | 9.21 | 23.59 | 37.12 | 30.57 | 29.46 | 33.67 | 0.1
8550 | 357 | 12 | 10.06 | 24.84 | 37.12 | 30.93 | 29.46 | 33.67 | 0.1
8551 | 357 | 12 | 14.91 | 24.84 | 30.95 | 42.17 | 33.76 | 33.67 | 0.1
8552 | 357 | 12 | 17.29 | 25.29 | 37.12 | 44.69 | 38.72 | 33.67 | 0.1
8553 | 357 | 12 | 18.25 | 25.59 | 46.2 | 47.85 | 45.55 | 34.25 | 0.1
8554 | 357 | 12 | 18.25 | 25.59 | 46.2 | 49.68 | 45.55 | 34.25 | 0.1
8555 | 357 | 12 | 18.25 | 25.59 | 53.19 | 47.85 | 44.24 | 33.73 | 0.1
8556 | 357 | 12 | 18.16 | 25.59 | 53.19 | 47.46 | 38.72 | 33.73 | 0.1
8557 | 357 | 12 | 18.16 | 25.29 | 53.19 | 44.69 | 38.72 | 33.67 | 0.1
8558 | 357 | 12 | 18.16 | 25.59 | 53.19 | 44.69 | 38.72 | 33.67 | 0.1
8559 | 357 | 12 | 18.16 | 25.59 | 53.19 | 44.86 | 41.48 | 34.01 | 0.1
8560 | 357 | 12 | 18.16 | 25.74 | 53.19 | 47.85 | 47.93 | 39.62 | 0.1
8561 | 357 | 12 | 18.34 | 25.74 | 46.2 | 50.35 | 155.33 | 50.13 | 0.47
8562 | 357 | 12 | 18.36 | 27.75 | 37.12 | 57.45 | 610.28 | 603.31 | 10.58
8563 | 357 | 12 | 18.36 | 27.75 | 37.12 | 59.17 | 843.72 | 843.72 | 0.1
8564 | 357 | 12 | 18.36 | 26.51 | 37.12 | 52.67 | 180.07 | 603.31 | 0.1
8565 | 357 | 12 | 18.25 | 25.74 | 37.12 | 49.68 | 76.63 | 53.71 | 0.1
8566 | 357 | 12 | 17.29 | 25.74 | 37.12 | 46.58 | 57.88 | 48.86 | 0.1
8567 | 357 | 12 | 17.94 | 25.59 | 37.12 | 46.58 | 47.93 | 44.11 | 0.1
8568 | 357 | 12 | 17.29 | 25.29 | 46.2 | 46.11 | 45.55 | 34.48 | 0.1
8569 | 358 | 12 | 15.36 | 24.99 | 53.19 | 44.86 | 42.72 | 34.01 | 0.1
8570 | 358 | 12 | 13.45 | 24.84 | 53.19 | 43.12 | 41.48 | 33.67 | 0.1
8571 | 358 | 12 | 13.04 | 24.84 | 53.19 | 43.12 | 41.48 | 33.67 | 0.1
8572 | 358 | 12 | 12.66 | 24.73 | 46.2 | 43.12 | 41.48 | 33.67 | 0.1
8573 | 358 | 12 | 12.49 | 24.73 | 42.43 | 43.12 | 41.48 | 33.67 | 0.1
8574 | 358 | 12 | 12.66 | 24.73 | 42.43 | 43.12 | 41.48 | 33.67 | 0.1
8575 | 358 | 12 | 13.06 | 24.84 | 46.2 | 43.99 | 41.48 | 33.67 | 0.1
8576 | 358 | 12 | 15.51 | 25.59 | 53.19 | 46.11 | 46.54 | 38.53 | 0.1
8577 | 358 | 12 | 15.82 | 25.59 | 53.19 | 46.98 | 48.8 | 44.11 | 0.1
8578 | 358 | 12 | 15.82 | 25.59 | 53.19 | 46.98 | 47.93 | 39.62 | 0.1
8579 | 358 | 12 | 15.82 | 25.59 | 53.19 | 46.11 | 45.99 | 38.53 | 0.1
8580 | 358 | 12 | 15.82 | 24.99 | 53.19 | 46.11 | 43.79 | 33.74 | 0.1
8581 | 358 | 12 | 15.82 | 24.84 | 53.19 | 43.56 | 41.48 | 33.67 | 0.1
8582 | 358 | 12 | 13.45 | 24.84 | 53.19 | 43.56 | 41.48 | 33.67 | 0.1
8583 | 358 | 12 | 13.45 | 24.84 | 53.19 | 43.56 | 41.48 | 33.67 | 0.1
8584 | 358 | 12 | 13.45 | 24.84 | 53.19 | 43.56 | 41.48 | 33.67 | 0.1
8585 | 358 | 12 | 13.45 | 24.84 | 46.2 | 45.19 | 41.48 | 33.67 | 0.47
8586 | 358 | 12 | 15.82 | 25.29 | 46.2 | 46.11 | 44.89 | 34.25 | 0.47
8587 | 358 | 12 | 15.82 | 25.29 | 37.12 | 46.11 | 42.72 | 34.01 | 0.47
8588 | 358 | 12 | 15.82 | 25.29 | 37.12 | 44.86 | 42.3 | 33.74 | 0.47
8589 | 358 | 12 | 15.82 | 24.84 | 37.12 | 43.56 | 41.48 | 33.67 | 0.1
8590 | 358 | 12 | 14.91 | 24.84 | 37.12 | 43.12 | 41.48 | 33.67 | 0.1
8591 | 358 | 12 | 14.91 | 24.99 | 37.12 | 43.12 | 41.48 | 33.67 | 0.1
8592 | 358 | 12 | 14.67 | 24.99 | 37.12 | 42.17 | 41.48 | 33.67 | 0.1
8593 | 359 | 12 | 11.95 | 24.84 | 37.12 | 38.03 | 37.86 | 33.67 | 0.1
8594 | 359 | 12 | 11.95 | 24.84 | 46.2 | 38.03 | 37.86 | 33.67 | 0.1
8595 | 359 | 12 | 11.6 | 24.26 | 46.2 | 37.49 | 37.86 | 33.67 | 0.1
8596 | 359 | 12 | 10.76 | 23.59 | 46.2 | 35.85 | 37.86 | 33.67 | 0.1
8597 | 359 | 12 | 11.6 | 23.41 | 46.2 | 33.79 | 37.86 | 33.67 | 0.1
8598 | 359 | 12 | 11.95 | 24.26 | 46.2 | 35.85 | 37.86 | 33.67 | 0.1
8599 | 359 | 12 | 11.95 | 24.84 | 43.44 | 38.03 | 37.86 | 33.67 | 0.1
8600 | 359 | 12 | 13.43 | 24.84 | 37.12 | 39.35 | 37.86 | 33.67 | 0.1
8601 | 359 | 12 | 14.1 | 24.99 | 37.12 | 44.74 | 40.57 | 36.87 | 0.1
8602 | 359 | 12 | 15.82 | 24.99 | 46.2 | 44.74 | 44.54 | 44.11 | 0.1
8603 | 359 | 12 | 14.1 | 24.99 | 46.87 | 44.74 | 45.18 | 46.79 | 0.1
8604 | 359 | 12 | 14.1 | 24.99 | 46.87 | 44.74 | 43.35 | 46.79 | 0.1
8605 | 359 | 12 | 14.1 | 24.99 | 46.55 | 44.74 | 43.35 | 46.79 | 0.1
8606 | 359 | 12 | 13.04 | 24.84 | 46.2 | 43.56 | 42.61 | 48.09 | 0.1
8607 | 359 | 12 | 13.04 | 24.84 | 37.12 | 43.44 | 42.61 | 48.09 | 0.1
8608 | 359 | 12 | 13.04 | 24.84 | 37.12 | 43.56 | 42.89 | 49.15 | 0.1
8609 | 359 | 12 | 13.43 | 24.99 | 37.12 | 44.74 | 44 | 51.53 | 0.1
8610 | 359 | 12 | 15.82 | 25.74 | 37.12 | 44.93 | 45.99 | 62.27 | 10.58
8611 | 359 | 12 | 14.1 | 24.99 | 32.69 | 44.77 | 45.55 | 50.13 | 0.1
8612 | 359 | 12 | 13.43 | 24.99 | 32.69 | 44.74 | 44.54 | 40.8 | 0.1
8613 | 359 | 12 | 12.66 | 24.84 | 32.69 | 42.19 | 41.48 | 34.39 | 0.1
8614 | 359 | 12 | 12.66 | 24.84 | 32.69 | 39.77 | 40.33 | 33.67 | 0.1
8615 | 359 | 12 | 12.66 | 24.84 | 32.69 | 39.77 | 40.16 | 33.67 | 0.1
8616 | 359 | 12 | 12.66 | 24.84 | 32.69 | 38.03 | 37.4 | 33.67 | 0.1
8617 | 360 | 12 | 12.29 | 24.73 | 32.69 | 30.2 | 29.28 | 33.67 | 0.1
8618 | 360 | 12 | 10.76 | 23.31 | 32.69 | 30.03 | 28.6 | 33.34 | 0.1
8619 | 360 | 12 | 7.07 | 20.62 | 32.69 | 30.03 | 28.6 | 33.34 | 0.1
8620 | 360 | 12 | 6.86 | 16.23 | 30.95 | 30.03 | 28.6 | 33.34 | 0.1
8621 | 360 | 12 | 6.86 | 15.42 | 30.95 | 30.03 | 28.6 | 33.34 | 0.1
8622 | 360 | 12 | 6.86 | 15.42 | 30.95 | 30.03 | 28.6 | 33.34 | 0.1
8623 | 360 | 12 | 6.86 | 14.97 | 30.95 | 30.03 | 28.6 | 33.34 | 0.1
8624 | 360 | 12 | 7.07 | 17.62 | 32.69 | 30.03 | 28.6 | 33.34 | 0.1
8625 | 360 | 12 | 7.07 | 22.07 | 32.69 | 30.03 | 28.6 | 33.34 | 0.1
8626 | 360 | 12 | 8.31 | 23.55 | 32.69 | 30.03 | 28.6 | 33.67 | 0.1
8627 | 360 | 12 | 8.31 | 24.26 | 37.12 | 30.03 | 28.83 | 33.67 | 0.1
8628 | 360 | 12 | 8.31 | 24.26 | 37.12 | 30.03 | 28.83 | 33.67 | 0.1
8629 | 360 | 12 | 7.07 | 24.26 | 37.12 | 30.03 | 28.89 | 33.34 | 0.1
8630 | 360 | 12 | 7.07 | 23.73 | 37.12 | 30.03 | 28.83 | 33.34 | 0.1
8631 | 360 | 12 | 7.07 | 23.59 | 37.12 | 30.03 | 28.6 | 33.34 | 0.1
8632 | 360 | 12 | 7.07 | 23.59 | 37.12 | 30.03 | 28.6 | 33.34 | 0.1
8633 | 360 | 12 | 7.07 | 24 | 37.12 | 30.03 | 28.6 | 33.67 | 0.1
8634 | 360 | 12 | 11.26 | 24.73 | 37.12 | 30.33 | 29.14 | 33.67 | 0.47
8635 | 360 | 12 | 11.26 | 24.73 | 37.12 | 30.93 | 29.28 | 33.67 | 0.25
8636 | 360 | 12 | 11.26 | 24.73 | 37.12 | 30.03 | 29.14 | 33.67 | 0.1
8637 | 360 | 12 | 10.93 | 24.34 | 32.69 | 30.03 | 29.14 | 33.67 | 0.1
8638 | 360 | 12 | 10.93 | 24.34 | 32.69 | 30.03 | 28.81 | 33.67 | 0.1
8639 | 360 | 12 | 10.93 | 24.34 | 37.12 | 30.03 | 29.14 | 33.67 | 0.1
8640 | 360 | 12 | 10.93 | 24.26 | 37.12 | 30.03 | 28.89 | 33.67 | 0.1
8641 | 361 | 12 | 9.21 | 20.68 | 37.12 | 30.03 | 28.6 | 33.67 | 0.1
8642 | 361 | 12 | 9.21 | 16.78 | 46.55 | 30.03 | 28.6 | 33.34 | 0.1
8643 | 361 | 12 | 7.07 | 16.3 | 46.55 | 30.03 | 28.6 | 33.34 | 0.1
8644 | 361 | 12 | 7.07 | 15.82 | 46.2 | 30.03 | 28.6 | 33.34 | 0.1
8645 | 361 | 12 | 7.07 | 15.82 | 10.57 | 30.03 | 28.6 | 33.34 | 0.1
8646 | 361 | 12 | 7.07 | 16.78 | 10.57 | 30.03 | 28.6 | 33.34 | 0.1
8647 | 361 | 12 | 9.21 | 20.68 | 11.2 | 30.03 | 28.6 | 33.67 | 0.47
8648 | 361 | 12 | 10.06 | 23.73 | 11.2 | 30.03 | 28.83 | 33.67 | 0.47
8649 | 361 | 12 | 11.95 | 24.73 | 11.2 | 30.03 | 29.13 | 33.67 | 0.47
8650 | 361 | 12 | 12.49 | 24.84 | 11.2 | 30.03 | 29.28 | 33.67 | 0.1
8651 | 361 | 12 | 12.29 | 24.84 | 11.2 | 30.03 | 29.28 | 33.67 | 11.31
8652 | 361 | 12 | 12.29 | 24.84 | 11.2 | 30.03 | 29.28 | 33.67 | 4.32
8653 | 361 | 12 | 12.29 | 24.84 | 11.2 | 30.03 | 29.28 | 33.67 | 0.1
8654 | 361 | 12 | 11.6 | 24.84 | 11.2 | 30.03 | 29.14 | 33.67 | 0.47
8655 | 361 | 12 | 11.95 | 24.84 | 11.24 | 30.57 | 29.14 | 33.67 | 11.47
8656 | 361 | 12 | 13.04 | 24.84 | 25.01 | 30.91 | 30.08 | 33.67 | 11.47
8657 | 361 | 12 | 13.45 | 24.84 | 30.72 | 39.2 | 39.53 | 33.67 | 14.01
8658 | 361 | 12 | 14.46 | 25.74 | 30.72 | 46.03 | 45.55 | 50.13 | 14.01
8659 | 361 | 12 | 15.82 | 25.74 | 30.72 | 46.03 | 57.88 | 53.71 | 14.01
8660 | 361 | 12 | 14.46 | 25.29 | 30.72 | 46.03 | 46.07 | 53.71 | 17.6
8661 | 361 | 12 | 14.27 | 24.99 | 30.72 | 42.2 | 44 | 53.71 | 14.01
8662 | 361 | 12 | 13.45 | 24.99 | 30.72 | 42.2 | 42.72 | 51.02 | 11.47
8663 | 361 | 12 | 14.27 | 24.99 | 30.27 | 43.56 | 45.99 | 53.71 | 11.47
8664 | 361 | 12 | 13.45 | 24.99 | 29.98 | 43.56 | 42.72 | 51.84 | 11.44
8665 | 362 | 12 | 13.04 | 24.84 | 29.98 | 42.71 | 42.72 | 50.19 | 11.47
8666 | 362 | 12 | 12.32 | 24.84 | 29.42 | 42.29 | 41.48 | 49.89 | 11.47
8667 | 362 | 12 | 12.29 | 24.84 | 29.42 | 42.2 | 41.48 | 49.83 | 11.47
8668 | 362 | 12 | 12.29 | 24.56 | 30.53 | 42.2 | 41.48 | 49.89 | 11.47
8669 | 362 | 12 | 12.29 | 23.59 | 30.72 | 42.2 | 41.48 | 49.89 | 11.44
8670 | 362 | 12 | 12.29 | 24.56 | 30.72 | 42.29 | 41.48 | 50.19 | 11.47
8671 | 362 | 12 | 13.24 | 24.84 | 30.72 | 42.29 | 44.2 | 50.19 | 11.47
8672 | 362 | 12 | 13.69 | 24.99 | 30.72 | 44.82 | 50.13 | 53.71 | 11.44
8673 | 362 | 12 | 14.67 | 25.59 | 30.72 | 46.03 | 61.4 | 55.66 | 10.17
8674 | 362 | 12 | 14.69 | 25.74 | 30.72 | 46.03 | 61.4 | 58.11 | 0.1
8675 | 362 | 12 | 14.1 | 25.59 | 30.72 | 44.93 | 48.79 | 53.71 | 0.1
8676 | 362 | 12 | 13.65 | 24.99 | 16 | 44.93 | 46.54 | 48.09 | 0.1
8677 | 362 | 12 | 13.45 | 24.99 | 11.2 | 44.74 | 46.54 | 47.44 | 0.1
8678 | 362 | 12 | 13.24 | 24.84 | 16 | 44.28 | 44.65 | 47.31 | 0.1
8679 | 362 | 12 | 12.49 | 24.84 | 21.1 | 42.35 | 44.65 | 47.31 | 0.1
8680 | 362 | 12 | 12.49 | 24.84 | 30.31 | 42.35 | 44.65 | 47.44 | 0.1
8681 | 362 | 12 | 13.45 | 24.84 | 30.31 | 44.93 | 45.39 | 47.79 | 0.1
8682 | 362 | 12 | 14.69 | 25.74 | 30.5 | 46.03 | 48.15 | 53.71 | 11.47
8683 | 362 | 12 | 15.82 | 25.74 | 30.31 | 46.11 | 48.8 | 53.71 | 0.1
8684 | 362 | 12 | 14.69 | 25.59 | 30.31 | 46.03 | 46.58 | 49.83 | 0.97
8685 | 362 | 12 | 14.06 | 24.84 | 30.31 | 44.74 | 45.18 | 47.9 | 1.94
8686 | 362 | 12 | 13.43 | 24.84 | 28.4 | 44.74 | 43.15 | 41.15 | 0.1
8687 | 362 | 12 | 13.45 | 24.84 | 29.42 | 44.74 | 43.15 | 41.15 | 0.1
8688 | 362 | 12 | 13.04 | 24.95 | 20.87 | 42.37 | 43.15 | 41.15 | 0.1
8689 | 363 | 12 | 12.66 | 24.73 | 17.58 | 39.2 | 41.48 | 41.15 | 2.92
8690 | 363 | 12 | 12.49 | 24.44 | 16.47 | 36.92 | 41.48 | 34.25 | 0.1
8691 | 363 | 12 | 12.12 | 23.73 | 16.47 | 32.19 | 40.16 | 34.07 | 0.1
8692 | 363 | 12 | 12.29 | 23.73 | 16 | 32.19 | 40.16 | 34.25 | 0.1
8693 | 363 | 12 | 12.07 | 24.44 | 16 | 35.85 | 41.48 | 34.68 | 0.1
8694 | 363 | 12 | 12.53 | 24.84 | 17.77 | 42.19 | 41.48 | 41.15 | 0.1
8695 | 363 | 12 | 14.06 | 24.84 | 20.87 | 44.74 | 45.55 | 41.15 | 0.1
8696 | 363 | 12 | 15.82 | 25.29 | 20.87 | 46.11 | 57.88 | 48.86 | 11.31
8697 | 363 | 12 | 17.94 | 25.59 | 20.87 | 46.11 | 61.4 | 62.27 | 11.47
8698 | 363 | 12 | 17.94 | 25.74 | 20.87 | 46.11 | 61.4 | 62.27 | 3.15
8699 | 363 | 12 | 17.94 | 25.74 | 20.87 | 46.11 | 61.4 | 62.27 | 0.1
8700 | 363 | 12 | 17.94 | 25.74 | 20.87 | 46.11 | 61.4 | 62.27 | 10.58
8701 | 363 | 12 | 17.94 | 25.74 | 27.32 | 46.11 | 61.4 | 62.27 | 11.47
8702 | 363 | 12 | 17.94 | 25.74 | 28.4 | 46.11 | 61.4 | 62.27 | 3.89
8703 | 363 | 12 | 17.94 | 25.74 | 29.97 | 46.11 | 61.4 | 62.27 | 0.1
8704 | 363 | 12 | 17.94 | 25.74 | 29.97 | 46.11 | 61.4 | 62.27 | 0.1
8705 | 363 | 12 | 17.94 | 25.74 | 29.97 | 46.98 | 61.4 | 72.19 | 1.5
8706 | 363 | 12 | 18.34 | 34.82 | 29.97 | 50.35 | 76.63 | 156.82 | 11.47
8707 | 363 | 12 | 18.36 | 26.51 | 29.97 | 52.67 | 575.24 | 623.48 | 0.1
8708 | 363 | 12 | 18.34 | 25.74 | 29.97 | 48.39 | 65.14 | 139.33 | 0.1
8709 | 363 | 12 | 17.94 | 25.74 | 29.97 | 46.11 | 61.4 | 62.27 | 0.1
8710 | 363 | 12 | 17.72 | 25.74 | 29.97 | 46.11 | 61.4 | 62.27 | 0.1
8711 | 363 | 12 | 17.94 | 25.74 | 29.97 | 46.11 | 61.4 | 62.27 | 0.1
8712 | 363 | 12 | 16.78 | 25.59 | 29.97 | 46.11 | 57.88 | 53.71 | 0.1
8713 | 364 | 12 | 15.82 | 25.59 | 28.93 | 45.57 | 45.55 | 36.05 | 0.1
8714 | 364 | 12 | 14.67 | 24.99 | 16.17 | 42.95 | 41.47 | 33.67 | 0.1
8715 | 364 | 12 | 13.45 | 24.84 | 16 | 42.17 | 41.47 | 33.67 | 0.1
8716 | 364 | 12 | 13.04 | 24.73 | 15.99 | 40.96 | 41.47 | 33.67 | 0.1
8717 | 364 | 12 | 13.04 | 24.73 | 15.99 | 40.96 | 41.47 | 33.67 | 0.1
8718 | 364 | 12 | 13.04 | 24.84 | 11.24 | 40.96 | 41.47 | 33.67 | 0.1
8719 | 364 | 12 | 14.91 | 24.84 | 11.24 | 42.95 | 41.47 | 33.67 | 0.1
8720 | 364 | 12 | 14.91 | 24.84 | 11.24 | 43.47 | 41.48 | 33.67 | 0.1
8721 | 364 | 12 | 15.82 | 25.29 | 11.24 | 44.77 | 42.72 | 34.01 | 0.1
8722 | 364 | 12 | 15.82 | 25.29 | 11.24 | 46.11 | 45.18 | 34.07 | 0.1
8723 | 364 | 12 | 15.82 | 25.29 | 11.2 | 44.77 | 42.72 | 33.67 | 0.1
8724 | 364 | 12 | 15.82 | 24.84 | 11.2 | 43.56 | 41.89 | 33.67 | 0.1
8725 | 364 | 12 | 15.82 | 24.84 | 11.2 | 43.56 | 41.48 | 33.67 | 0.1
8726 | 364 | 12 | 15.82 | 24.84 | 11.2 | 43.56 | 41.48 | 33.67 | 0.1
8727 | 364 | 12 | 13.45 | 24.84 | 11.2 | 43.56 | 41.48 | 33.67 | 0.1
8728 | 364 | 12 | 13.45 | 24.84 | 11.2 | 44.69 | 41.48 | 33.67 | 0.1
8729 | 364 | 12 | 13.45 | 24.84 | 11.24 | 44.77 | 42.72 | 34.07 | 2.92
8730 | 364 | 12 | 15.82 | 25.74 | 11.24 | 46.11 | 48.79 | 39.62 | 5.73
8731 | 364 | 12 | 15.82 | 25.74 | 11.24 | 46.11 | 48.79 | 39.62 | 4.32
8732 | 364 | 12 | 15.82 | 24.99 | 14.16 | 44.77 | 45.18 | 34.25 | 4.32
8733 | 364 | 12 | 15.82 | 24.84 | 14.16 | 43.72 | 42.16 | 33.74 | 4.32
8734 | 364 | 12 | 14.06 | 24.84 | 11.2 | 43.39 | 41.47 | 33.67 | 0.97
8735 | 364 | 12 | 14.91 | 24.84 | 11.2 | 43.39 | 41.47 | 33.67 | 1.94
8736 | 364 | 12 | 14.67 | 24.84 | 11.24 | 42.95 | 38.14 | 33.67 | 0.1
8737 | 365 | 12 | 12.68 | 24.84 | 11.2 | 39.2 | 32.45 | 33.67 | 0.1
8738 | 365 | 12 | 12.68 | 24.84 | 11.2 | 32.67 | 32.45 | 33.67 | 0.1
8739 | 365 | 12 | 12.68 | 24.73 | 11.2 | 32.35 | 31.51 | 33.67 | 0.1
8740 | 365 | 12 | 12.29 | 24.73 | 11.2 | 31.84 | 31.51 | 33.67 | 0.1
8741 | 365 | 12 | 12.29 | 24.73 | 11.2 | 31.84 | 31.51 | 33.67 | 0.1
8742 | 365 | 12 | 12.68 | 24.84 | 11.2 | 31.84 | 32.45 | 33.67 | 0.1
8743 | 365 | 12 | 14.06 | 24.84 | 11.2 | 39.2 | 32.45 | 33.67 | 6.04
8744 | 365 | 12 | 14.91 | 24.84 | 11.2 | 39.59 | 32.45 | 33.67 | 0.97
8745 | 365 | 12 | 17.72 | 25.29 | 11.2 | 44.69 | 36.31 | 33.74 | 0.97
8746 | 365 | 12 | 17.94 | 25.29 | 11.2 | 44.69 | 41.48 | 33.74 | 2.92
8747 | 365 | 12 | 17.94 | 25.29 | 11.2 | 43.62 | 37.03 | 33.67 | 0.1
8748 | 365 | 12 | 17.72 | 24.84 | 11.2 | 43.47 | 36.31 | 33.67 | 0.1
8749 | 365 | 12 | 17.72 | 24.84 | 11.2 | 43.47 | 37.03 | 33.67 | 0.1
8750 | 365 | 12 | 17.29 | 24.84 | 11.2 | 43.47 | 37.92 | 33.67 | 0.1
8751 | 365 | 12 | 17.29 | 24.84 | 11.2 | 43.47 | 41.48 | 33.67 | 0.1
8752 | 365 | 12 | 17.29 | 24.84 | 11.2 | 44.69 | 41.48 | 33.74 | 0.1
8753 | 365 | 12 | 17.94 | 25.74 | 27.86 | 46.11 | 47.93 | 48.86 | 10.58
8754 | 365 | 12 | 18.16 | 25.74 | 27.86 | 51.14 | 76.63 | 53.71 | 11.47
8755 | 365 | 12 | 18.16 | 25.74 | 27.86 | 52.67 | 61.4 | 54.87 | 0.97
8756 | 365 | 12 | 18.16 | 25.74 | 27.86 | 50.35 | 61.4 | 53.71 | 2.92
8757 | 365 | 12 | 17.94 | 25.59 | 24.91 | 47.85 | 47.93 | 53.27 | 0.1
8758 | 365 | 12 | 17.72 | 24.99 | 22.17 | 46.11 | 46.54 | 48.86 | 0.1
8759 | 365 | 12 | 17.29 | 25.59 | 24.91 | 44.45 | 46.07 | 46.69 | 0.97
8760 | 365 | 12 | 16.29 | 25.29 | 17.32 | 43.56 | 43.12 | 45.43 | 0.1

## NodeParameters
Paramters that are exclusive per node. (XX corresponds to int. transport/bunker emissions)
| Emission target [MtonCO2eq/yr] | [6 empty] | Cumulative emission | Cumulative CO2 storage capacity | Emission Target per sector in 2030 | [5 empty] | Data source | Emission target including feedstock & bunkers (Scope3) [MtonCO2eq/yr]
| 2022 | 2025 | 2030 | 2035 | 2040 | 2045 | 2050 | 2022-2050 | 2022-2050 | Built environment | Agriculture | Land use | Mobility | Industry | Power sector |  | 2022 | 2025 | 2030 | 2035 | 2040 | 2045 | 2050
Node | [MtonCO2eq/yr] | [6 empty] | [Mton_CO2eq] | [Mton_CO2eq] | [Mton_CO2eq/yr] | [5 empty] | [ref No.] | [MtonCO2eq/yr]
NL | 500 | 500 | 121 | 72 | 44 | 22 | 0 | 3300 | 1200 | 14.1 | 19.1 | 1.9 | 22.4 | 31.4 | 13.9 | [D] | 1000 | 700 | 271 | 161.2562 | 98.5455 | 49.2727 | 0
EU | 5000 | 5000 | 5000 | 5000 | 5000 | 5000 | 5000 | [8 empty] | [D] | 10000 | 10000 | 10000 | 10000 | 10000 | 10000 | 10000
XX | 5000 | 5000 | 5000 | 5000 | 5000 | 5000 | 5000 | [8 empty] | [D] | 10000 | 10000 | 10000 | 10000 | 10000 | 10000 | 10000
Note on D5: [Threaded comment] Your version of Excel allows you to read this threaded comment; however, any edits to it will get removed if the file is opened in a newer version of Excel. Learn more: https://go.microsoft.com/fwlink/?linkid=870924 Comment: 103 MtCO2eq = policy target KEV 2024 states that 2030 target is not going to be reached. Gives strange results, so updated to KEV result for 2030 (121 MtCO2, brandbreedte 114-131). Same for 2035 (104, 92.9-114)

## Parameters
System Parameters (not necessarily read by AIMMS, but used in EXCEL)
Data source
Name | Value | Units | AIMMS | [ref No.]
Space for emissions to go negative | 70 | [Mton_CO2/y] | yes | [D]
XC Transmission Loss | 0.02 | [%] | yes | [D]
Flexibility threshold for baseload | 0.05 | [%] | yes | [D]
Account for shedding technologies as part of the load | 0 | [yes/no] | yes | [D]
Maximum electricity bidding price or VOLL | 833.3333 | [M€/PJ] | no | [10]
Reference salvage value fraction | 0.9 | [%] | no | [D]
Transformer Loss HV to LV | 0.040144 | [%] | no | [D]
Are synthetic fuels CO2 neutral? | 0 | [yes/no] | no | [D]
Social discount rate | 0.02 | [1/y] | Yes | [D]
Base year (for NPV calculations) | 2022 | [y] | Yes | [D]
Normalized water heating demand in flats | 0.0038284 | [PJ/khouses-y] | no | [1]
Normalized water heating demand in terrace | 0.0049859 | [PJ/khouses-y] | no | [1]
Normalized water heating demand in dwellings | 0.0061434 | [PJ/khouses-y] | no | [1]
Normalized room heating demand in GFE flats | 9.2e-06 | [PJ/khouses-HDD-y] | no | [1]
Normalized room heating demand in DC flats | 8.8e-06 | [PJ/khouses-HDD-y] | no | [1]
Normalized room heating demand in B flats | 7.9e-06 | [PJ/khouses-HDD-y] | no | [1]
Normalized room heating demand in A flats | 5.8e-06 | [PJ/khouses-HDD-y] | no | [1]
Normalized room heating demand in A+ flats | 4.7e-06 | [PJ/khouses-HDD-y] | no | [1]
Normalized room heating demand in GFE terraces | 1.4e-05 | [PJ/khouses-HDD-y] | no | [1]
Normalized room heating demand in DC terraces | 1.18e-05 | [PJ/khouses-HDD-y] | no | [1]
Normalized room heating demand in B terraces | 1.06e-05 | [PJ/khouses-HDD-y] | no | [1]
Normalized room heating demand in A terraces | 7.8e-06 | [PJ/khouses-HDD-y] | no | [1]
Normalized room heating demand in A+ terraces | 6.3e-06 | [PJ/khouses-HDD-y] | no | [1]
Normalized room heating demand in GFE dwellings | 2.17e-05 | [PJ/khouses-HDD-y] | no | [1]
Normalized room heating demand in DC dwellings | 1.86e-05 | [PJ/khouses-HDD-y] | no | [1]
Normalized room heating demand in B dwellings | 1.64e-05 | [PJ/khouses-HDD-y] | no | [1]
Normalized room heating demand in A dwellings | 1.21e-05 | [PJ/khouses-HDD-y] | no | [1]
Normalized room heating demand in A+ dwellings | 9.8e-06 | [PJ/khouses-HDD-y] | no | [1]
Normalized water heating demand in buildings | 30.8 | [PJ/k-m2-y] | no | [11]
Normalized room heating demand in GFE buildings | 0.138 | [PJ/k-m2-HDD-y] | no | [1]
Normalized room heating demand in DC buildings | 0.0727 | [PJ/k-m2-HDD-y] | no | [1]
Normalized room heating demand in B buildings | 0.0586 | [PJ/k-m2-HDD-y] | no | [1]
Normalized room heating demand in A buildings | 0.0439 | [PJ/k-m2-HDD-y] | no | [1]
Normalized room heating demand in A+ buildings | 0.0361 | [PJ/k-m2-HDD-y] | no | [1]

## Types
Market Types | Activity Types | Process Types | Flexibility Types | Range Types | Sectors | IEM sector | Nodes | Country name | IEM node | Energy Labels | Renewables | Maturity level | KEV Sectors
[type] | [type] | [type] | [type] | [type] | [type] | [y/n] | [type] | [type] | [y/n] | [type] | [y/n] | [type] | [type]
yearly | Driver | none | none | 1 hour [h] | Residential | 1 | EU | Europe |  | Electricity |  | Low | Gebouwde omgeving
daily | Energy | Operation | DR shifting | 4 hours [q] | Services | 1 | NL | Netherlands | 1 | Heat |  | Med | Landbouw
hourly | Fix Energy | Hourly dispatch | BE shifting | 1 day [d] | Agriculture | 1 | XX | International |  | Oil Products |  | High | Mobiliteit
hourly-indirect | Emission | Daily dispatch | Storage | 3 days [r] | Industry | 1 |  |  |  | Synfuels |  | NA | Industrie
hourly-interconnected | Material conversion | CHP flexible | EV smart charge | 1 week [w] | Bunker | 1 |  |  |  | Bio-fuels | 1 |  | Bunkerbrandstoffen
| EmissionTarget | Shedding | EV P-to-Grid | 1 month [m] | Transport | 1 |  |  |  | Natural Gas |  |  | Elektriciteit
| EmissionReport | Gas buffer |  | 1 season [s] | neGHG |  |  |  |  | Hydrogen | 1 |  | Landgebruik
|  | Water Reservoir |  | 6 months [b] | Power EU |  |  |  |  | Ammonia
|  |  |  | 1 year [y] | Power NL |  |  |  |  | Biomass | 1
[5 empty] | Refineries |  |  |  |  | Coal
[5 empty] | Heat Network |  |  |  |  | Oil
[5 empty] | Final Gas |  |  |  |  | Nuclear
[5 empty] | Hydrogen |  |  |  |  | Wind | 1
[5 empty] | Ammonia |  |  |  |  | Solar | 1
[5 empty] | Final Biomass |  |  |  |  | Other RE | 1
[5 empty] | Fossil |  |  |  |  | Waste
[5 empty] | Nuclear |  |  |  |  | Material
[5 empty] | Other |  |  |  |  | NA
Renewable
Heat EU
CCUS
Emission
Final Gas EU
Material
Waste Disposal
LULUCF

## Ranges
Range
CHP flexible | Shedding | none | BE shifting | DR shifting | Storage | EV smart charge | Infrastructure | P2V storage | DR valley filling | DR peak shaving
1 hour [h] | 1 hour [h] |  | 4 hours [q] | 1 day [d] | 1 day [d] | 1 day [d] | 1 hour [h]
1 day [d] | 1 week [w] |  |  | 3 days [r] | 3 days [r] | 1 week [w] | 1 day [d]
1 week [w] |  |  |  | 1 week [w] | 1 week [w]
|  |  |  | 1 month [m] | 1 month [m]
|  |  |  | 1 season [s] | 1 season [s]
|  |  |  | 6 months [b] | 6 months [b]
|  |  |  | 1 year [y] | 1 year [y]

## ActGrouping
This section is created with the intention of grouping activities from the database with the intention of reducing computational times when required. Remember to edit connector technologies to operation.
Activity Group | Dispatch resolution | Activity Type | Node | Target | Energy Label | New Activity | Grouped Activities | Group value
[New Activity] | [type] | [type] | [type] | [y/n] | [type] | [Group] | [Activity] | [t/f]